1014417 | Ductwork System - General | B (Average): Asset is sound, operationally safe and exhibits only minor deterioration. | Category 3 (Recommended): Minor work required to prevent a deterioration of the service provided by the asset. | 30 | 2020-03-31 | 4.0684 | 81.2877 | x | 2 | 3. Moderate | 10156 | Predictive Maintenance | 91.25
1014427 | Manually operated Vertical & Horizontal blinds | B (Average): Asset is sound, operationally safe and exhibits only minor deterioration. | Category 3 (Recommended): Minor work required to prevent a deterioration of the service provided by the asset. | 20 | 2004-12-04 | 19.3895 | 64.6105 | x | 2 | 1. Negligible | 10156 | Predictive Maintenance | 182.5
1014428 | Manually operated Vertical & Horizontal blinds | B (Average): Asset is sound, operationally safe and exhibits only minor deterioration. | Category 3 (Recommended): Minor work required to prevent a deterioration of the service provided by the asset. | 20 | 2022-01-02 | 2.3107 | 81.6893 | x | 2 | 1. Negligible | 10156 | Predictive Maintenance | 182.5
1014429 | Manually operated Vertical & Horizontal blinds | B (Average): Asset is sound, operationally safe and exhibits only minor deterioration. | Category 3 (Recommended): Minor work required to prevent a deterioration of the service provided by the asset. | 20 | 2021-08-27 | 2.6612 | 81.3388 | x | 2 | 1. Negligible | 10156 | Predictive Maintenance | 182.5
1014430 | Manually operated Vertical & Horizontal blinds | B (Average): Asset is sound, operationally safe and exhibits only minor deterioration. | Category 3 (Recommended): Minor work required to prevent a deterioration of the service provided by the asset. | 20 | 2022-02-05 | 2.2177 | 81.7823 | x | 2 | 1. Negligible | 10156 | Predictive Maintenance | 182.5
1014431 | Manually operated Vertical & Horizontal blinds | B (Average): Asset is sound, operationally safe and exhibits only minor deterioration. | Category 3 (Recommended): Minor work required to prevent a deterioration of the service provided by the asset. | 20 | 2009-05-28 | 14.9103 | 69.0897 | x | 2 | 1. Negligible | 10156 | Predictive Maintenance | 182.5
1014432 | Windows Internal and External | B (Average): Asset is sound, operationally safe and exhibits only minor deterioration. | Category 3 (Recommended): Minor work required to prevent a deterioration of the service provided by the asset. | 39 | 2008-07-30 | 15.7372 | 75.9297 | x | 2 | 3. Moderate | 10156 | Predictive Maintenance | 91.25
1014433 | Windows Internal and External | B (Average): Asset is sound, operationally safe and exhibits only minor deterioration. | Category 3 (Recommended): Minor work required to prevent a deterioration of the service provided by the asset. | 40 | 2008-11-23 | 15.4196 | 76.2902 | x | 2 | 3. Moderate | 10156 | Predictive Maintenance | 91.25
1014434 | Windows Internal and External | B (Average): Asset is sound, operationally safe and exhibits only minor deterioration. | Category 3 (Recommended): Minor work required to prevent a deterioration of the service provided by the asset. | 36 | 2016-06-17 | 7.8549 | 79.6362 | x | 2 | 3. Moderate | 10156 | Predictive Maintenance | 91.25
1014436 | Locks, handles, hinges Etc. | B (Average): Asset is sound, operationally safe and exhibits only minor deterioration. | Category 3 (Recommended): Minor work required to prevent a deterioration of the service provided by the asset. | 40 | 2012-10-02 | 11.5619 | 76.219 | x | 3 | 3. Moderate | 10174 | Predictive Maintenance | 91.25
1014437 | Flues (All Combustible Fuels) | B (Average): Asset is sound, operationally safe and exhibits only minor deterioration. | Category 3 (Recommended): Minor work required to prevent a deterioration of the service provided by the asset. | 15 | 2013-12-20 | 10.3463 | 68.2049 | x | 3 | 4. Significant | 10174 | Predictive Maintenance | 91.25
1014438 | Flues (All Combustible Fuels) | B (Average): Asset is sound, operationally safe and exhibits only minor deterioration. | Category 3 (Recommended): Minor work required to prevent a deterioration of the service provided by the asset. | 30 | 2005-05-16 | 18.9432 | 69.3712 | x | 3 | 4. Significant | 10174 | Predictive Maintenance | 91.25
1014443 | Towel Rails, Mirrors, Toilet Roll Holders, Shelves, Pictures etc. | B (Average): Asset is sound, operationally safe and exhibits only minor deterioration. | Category 3 (Recommended): Minor work required to prevent a deterioration of the service provided by the asset. | 30 | 2008-04-19 | 16.0164 | 71.3224 | x | 3 | 2. Minor | 10174 | Predictive Maintenance | 182.5
1014444 | Towel Rails, Mirrors, Toilet Roll Holders, Shelves, Pictures etc. | B (Average): Asset is sound, operationally safe and exhibits only minor deterioration. | Category 3 (Recommended): Minor work required to prevent a deterioration of the service provided by the asset. | 30 | 2015-12-26 | 8.3313 | 76.4458 | x | 3 | 2. Minor | 10174 | Predictive Maintenance | 182.5
1014448 | Software Functions | B (Average): Asset is sound, operationally safe and exhibits only minor deterioration. | Category 3 (Recommended): Minor work required to prevent a deterioration of the service provided by the asset. | 5 | 2023-10-09 | 0.54483 | 79.8207 | x | 3 | 4. Significant | 10174 | Predictive Maintenance | 91.25
1014449 | Building Inspections | B (Average): Asset is sound, operationally safe and exhibits only minor deterioration. | Category 3 (Recommended): Minor work required to prevent a deterioration of the service provided by the asset. | 20 | 2020-07-03 | 3.8111 | 78.1889 | x | 3 | 2. Minor | 10174 | Predictive Maintenance | 182.5
1014450 | Building Inspections | B (Average): Asset is sound, operationally safe and exhibits only minor deterioration. | Category 3 (Recommended): Minor work required to prevent a deterioration of the service provided by the asset. | 20 | 2016-09-23 | 7.5866 | 74.4134 | x | 3 | 2. Minor | 10174 | Predictive Maintenance | 182.5
1014451 | Building Inspections | B (Average): Asset is sound, operationally safe and exhibits only minor deterioration. | Category 3 (Recommended): Minor work required to prevent a deterioration of the service provided by the asset. | 20 | 2021-11-04 | 2.4723 | 79.5277 | x | 3 | 2. Minor | 10174 | Predictive Maintenance | 182.5
1014452 | Building Inspections | B (Average): Asset is sound, operationally safe and exhibits only minor deterioration. | Category 3 (Recommended): Minor work required to prevent a deterioration of the service provided by the asset. | 20 | 2006-09-01 | 17.6482 | 64.3518 | x | 3 | 2. Minor | 10174 | Predictive Maintenance | 182.5
1014453 | Building Inspections | B (Average): Asset is sound, operationally safe and exhibits only minor deterioration. | Category 3 (Recommended): Minor work required to prevent a deterioration of the service provided by the asset. | 20 | 2022-06-09 | 1.8782 | 80.1218 | x | 3 | 2. Minor | 10174 | Predictive Maintenance | 182.5
1014454 | Building Inspections | B (Average): Asset is sound, operationally safe and exhibits only minor deterioration. | Category 3 (Recommended): Minor work required to prevent a deterioration of the service provided by the asset. | 20 | 2015-04-10 | 9.0431 | 72.9569 | x | 3 | 2. Minor | 10174 | Predictive Maintenance | 182.5
1014455 | Building Inspections | B (Average): Asset is sound, operationally safe and exhibits only minor deterioration. | Category 3 (Recommended): Minor work required to prevent a deterioration of the service provided by the asset. | 20 | 2018-09-24 | 5.5852 | 76.4148 | x | 3 | 2. Minor | 10174 | Predictive Maintenance | 182.5
1014456 | Catering Equipment | U (Unverified): Further investigation required. | Category U (Unverified Asset): Further investigation required to identify asset. | 15 | 2017-12-30 | 6.319 | 59.5747 | x | 3 | 2. Minor | 10174 | Predictive Maintenance | 91.25
1014463 | External Lighting including Illuminated Signs | B (Average): Asset is sound, operationally safe and exhibits only minor deterioration. | Category 3 (Recommended): Minor work required to prevent a deterioration of the service provided by the asset. | 15 | 2014-12-02 | 9.3963 | 69.4716 | x | 3 | 4. Significant | 10174 | Predictive Maintenance | 91.25
1014464 | External Lighting including Illuminated Signs | B (Average): Asset is sound, operationally safe and exhibits only minor deterioration. | Category 3 (Recommended): Minor work required to prevent a deterioration of the service provided by the asset. | 15 | 2018-09-24 | 5.5852 | 74.553 | x | 3 | 4. Significant | 10174 | Predictive Maintenance | 91.25
1014465 | External Lighting including Illuminated Signs | B (Average): Asset is sound, operationally safe and exhibits only minor deterioration. | Category 3 (Recommended): Minor work required to prevent a deterioration of the service provided by the asset. | 15 | 2019-08-29 | 4.6571 | 75.7906 | x | 3 | 4. Significant | 10174 | Predictive Maintenance | 91.25
1014473 | Fittings, Furnishings and Equipment | B (Average): Asset is sound, operationally safe and exhibits only minor deterioration. | Category 3 (Recommended): Minor work required to prevent a deterioration of the service provided by the asset. | 5 | 2023-11-21 | 0.4271 | 80.2916 | x | 3 | 2. Minor | 10174 | Predictive Maintenance | 182.5
1014474 | Fittings, Furnishings and Equipment | B (Average): Asset is sound, operationally safe and exhibits only minor deterioration. | Category 3 (Recommended): Minor work required to prevent a deterioration of the service provided by the asset. | 5 | 2020-10-07 | 3.5483 | 67.807 | x | 3 | 2. Minor | 10174 | Predictive Maintenance | 182.5
1014475 | Fittings, Furnishings and Equipment | B (Average): Asset is sound, operationally safe and exhibits only minor deterioration. | Category 3 (Recommended): Minor work required to prevent a deterioration of the service provided by the asset. | 5 | 2020-04-24 | 4.0027 | 65.989 | x | 3 | 2. Minor | 10174 | Predictive Maintenance | 182.5
1014476 | Fittings, Furnishings and Equipment | B (Average): Asset is sound, operationally safe and exhibits only minor deterioration. | Category 3 (Recommended): Minor work required to prevent a deterioration of the service provided by the asset. | 5 | 2021-10-13 | 2.5325 | 71.87 | x | 3 | 2. Minor | 10174 | Predictive Maintenance | 182.5
1014477 | Fittings, Furnishings and Equipment | B (Average): Asset is sound, operationally safe and exhibits only minor deterioration. | Category 3 (Recommended): Minor work required to prevent a deterioration of the service provided by the asset. | 5 | 2023-05-05 | 0.97467 | 78.1013 | x | 3 | 2. Minor | 10174 | Predictive Maintenance | 182.5
1014478 | Fittings, Furnishings and Equipment | B (Average): Asset is sound, operationally safe and exhibits only minor deterioration. | Category 3 (Recommended): Minor work required to prevent a deterioration of the service provided by the asset. | 5 | 2022-02-16 | 2.1875 | 73.2498 | x | 3 | 2. Minor | 10174 | Predictive Maintenance | 182.5
1014479 | Fittings, Furnishings and Equipment | B (Average): Asset is sound, operationally safe and exhibits only minor deterioration. | Category 3 (Recommended): Minor work required to prevent a deterioration of the service provided by the asset. | 5 | 2022-11-19 | 1.4319 | 76.2724 | x | 3 | 2. Minor | 10174 | Predictive Maintenance | 182.5
1014480 | Fittings, Furnishings and Equipment | B (Average): Asset is sound, operationally safe and exhibits only minor deterioration. | Category 3 (Recommended): Minor work required to prevent a deterioration of the service provided by the asset. | 5 | 2021-11-21 | 2.4257 | 72.2971 | x | 3 | 2. Minor | 10174 | Predictive Maintenance | 182.5
1014481 | Fittings, Furnishings and Equipment | B (Average): Asset is sound, operationally safe and exhibits only minor deterioration. | Category 3 (Recommended): Minor work required to prevent a deterioration of the service provided by the asset. | 5 | 2023-04-10 | 1.0431 | 77.8275 | x | 3 | 2. Minor | 10174 | Predictive Maintenance | 182.5
1014482 | Fittings, Furnishings and Equipment | B (Average): Asset is sound, operationally safe and exhibits only minor deterioration. | Category 3 (Recommended): Minor work required to prevent a deterioration of the service provided by the asset. | 5 | 2022-08-14 | 1.6975 | 75.2101 | x | 3 | 2. Minor | 10174 | Predictive Maintenance | 182.5
1014483 | Fittings, Furnishings and Equipment | B (Average): Asset is sound, operationally safe and exhibits only minor deterioration. | Category 3 (Recommended): Minor work required to prevent a deterioration of the service provided by the asset. | 5 | 2023-09-09 | 0.62697 | 79.4921 | x | 3 | 2. Minor | 10174 | Predictive Maintenance | 182.5
1014484 | Fittings, Furnishings and Equipment | B (Average): Asset is sound, operationally safe and exhibits only minor deterioration. | Category 3 (Recommended): Minor work required to prevent a deterioration of the service provided by the asset. | 5 | 2020-01-07 | 4.2984 | 64.8063 | x | 3 | 2. Minor | 10174 | Predictive Maintenance | 182.5
1014485 | Floors and Floor Finishes | B (Average): Asset is sound, operationally safe and exhibits only minor deterioration. | Category 3 (Recommended): Minor work required to prevent a deterioration of the service provided by the asset. | 30 | 2010-12-29 | 13.3224 | 73.1184 | x | 3 | 1. Negligible | 10174 | Predictive Maintenance | 182.5
1014486 | Floors and Floor Finishes | B (Average): Asset is sound, operationally safe and exhibits only minor deterioration. | Category 3 (Recommended): Minor work required to prevent a deterioration of the service provided by the asset. | 30 | 2002-11-27 | 21.41 | 67.7267 | x | 3 | 1. Negligible | 10174 | Predictive Maintenance | 182.5
1014487 | Floors and Floor Finishes | B (Average): Asset is sound, operationally safe and exhibits only minor deterioration. | Category 3 (Recommended): Minor work required to prevent a deterioration of the service provided by the asset. | 30 | 2008-09-07 | 15.6304 | 71.5797 | x | 3 | 1. Negligible | 10174 | Predictive Maintenance | 182.5
1014488 | Floors and Floor Finishes | B (Average): Asset is sound, operationally safe and exhibits only minor deterioration. | Category 3 (Recommended): Minor work required to prevent a deterioration of the service provided by the asset. | 30 | 2004-05-24 | 19.9206 | 68.7196 | x | 3 | 1. Negligible | 10174 | Predictive Maintenance | 182.5
1014489 | Floors and Floor Finishes | B (Average): Asset is sound, operationally safe and exhibits only minor deterioration. | Category 3 (Recommended): Minor work required to prevent a deterioration of the service provided by the asset. | 30 | 1997-04-04 | 27.0582 | 63.9612 | x | 3 | 1. Negligible | 10174 | Predictive Maintenance | 182.5
1014490 | Floors and Floor Finishes | B (Average): Asset is sound, operationally safe and exhibits only minor deterioration. | Category 3 (Recommended): Minor work required to prevent a deterioration of the service provided by the asset. | 30 | 1996-06-19 | 27.8494 | 63.4337 | x | 3 | 1. Negligible | 10174 | Predictive Maintenance | 182.5
1014491 | Floors and Floor Finishes | B (Average): Asset is sound, operationally safe and exhibits only minor deterioration. | Category 3 (Recommended): Minor work required to prevent a deterioration of the service provided by the asset. | 30 | 2012-01-17 | 12.271 | 73.8193 | x | 3 | 1. Negligible | 10174 | Predictive Maintenance | 182.5
1014492 | Floors and Floor Finishes | B (Average): Asset is sound, operationally safe and exhibits only minor deterioration. | Category 3 (Recommended): Minor work required to prevent a deterioration of the service provided by the asset. | 30 | 2023-01-15 | 1.2758 | 81.1494 | x | 3 | 1. Negligible | 10174 | Predictive Maintenance | 182.5
1014493 | Floors and Floor Finishes | B (Average): Asset is sound, operationally safe and exhibits only minor deterioration. | Category 3 (Recommended): Minor work required to prevent a deterioration of the service provided by the asset. | 30 | 2010-08-16 | 13.692 | 72.872 | x | 3 | 1. Negligible | 10174 | Predictive Maintenance | 182.5
1014494 | Floors and Floor Finishes | B (Average): Asset is sound, operationally safe and exhibits only minor deterioration. | Category 3 (Recommended): Minor work required to prevent a deterioration of the service provided by the asset. | 30 | 2005-07-29 | 18.7406 | 69.5063 | x | 3 | 1. Negligible | 10174 | Predictive Maintenance | 182.5
1014495 | Floors and Floor Finishes | B (Average): Asset is sound, operationally safe and exhibits only minor deterioration. | Category 3 (Recommended): Minor work required to prevent a deterioration of the service provided by the asset. | 30 | 2023-06-26 | 0.83231 | 81.4451 | x | 3 | 1. Negligible | 10174 | Predictive Maintenance | 182.5
1014496 | Floors and Floor Finishes | B (Average): Asset is sound, operationally safe and exhibits only minor deterioration. | Category 3 (Recommended): Minor work required to prevent a deterioration of the service provided by the asset. | 30 | 1994-05-22 | 29.9274 | 62.0484 | x | 3 | 1. Negligible | 10174 | Predictive Maintenance | 182.5
1014497 | Floors and Floor Finishes | B (Average): Asset is sound, operationally safe and exhibits only minor deterioration. | Category 3 (Recommended): Minor work required to prevent a deterioration of the service provided by the asset. | 30 | 2009-05-13 | 14.9514 | 72.0324 | x | 3 | 1. Negligible | 10174 | Predictive Maintenance | 182.5
1014498 | Floors and Floor Finishes | B (Average): Asset is sound, operationally safe and exhibits only minor deterioration. | Category 3 (Recommended): Minor work required to prevent a deterioration of the service provided by the asset. | 30 | 2000-03-05 | 24.1396 | 65.9069 | x | 3 | 1. Negligible | 10174 | Predictive Maintenance | 182.5
1014499 | Floors and Floor Finishes | B (Average): Asset is sound, operationally safe and exhibits only minor deterioration. | Category 3 (Recommended): Minor work required to prevent a deterioration of the service provided by the asset. | 30 | 2006-09-21 | 17.5934 | 70.271 | x | 3 | 1. Negligible | 10174 | Predictive Maintenance | 182.5
1014502 | Lighting Fittings including Luminaires General | B (Average): Asset is sound, operationally safe and exhibits only minor deterioration. | Category 3 (Recommended): Minor work required to prevent a deterioration of the service provided by the asset. | 20 | 2015-05-10 | 8.961 | 73.039 | x | 3 | 3. Moderate | 10174 | Predictive Maintenance | 91.25
1014503 | Lighting Fittings including Luminaires General | B (Average): Asset is sound, operationally safe and exhibits only minor deterioration. | Category 3 (Recommended): Minor work required to prevent a deterioration of the service provided by the asset. | 20 | 2019-08-08 | 4.7146 | 77.2854 | x | 3 | 3. Moderate | 10174 | Predictive Maintenance | 91.25
1014504 | Lighting Fittings including Luminaires General | B (Average): Asset is sound, operationally safe and exhibits only minor deterioration. | Category 3 (Recommended): Minor work required to prevent a deterioration of the service provided by the asset. | 20 | 2004-11-01 | 19.4798 | 62.5202 | x | 3 | 3. Moderate | 10174 | Predictive Maintenance | 91.25
1014505 | Lighting Fittings including Luminaires General | B (Average): Asset is sound, operationally safe and exhibits only minor deterioration. | Category 3 (Recommended): Minor work required to prevent a deterioration of the service provided by the asset. | 20 | 2020-02-16 | 4.1889 | 77.8111 | x | 3 | 3. Moderate | 10174 | Predictive Maintenance | 91.25
1014506 | Lighting Fittings including Luminaires General | B (Average): Asset is sound, operationally safe and exhibits only minor deterioration. | Category 3 (Recommended): Minor work required to prevent a deterioration of the service provided by the asset. | 20 | 2005-04-03 | 19.0609 | 62.9391 | x | 3 | 3. Moderate | 10174 | Predictive Maintenance | 91.25
1014507 | Lighting Fittings including Luminaires General | B (Average): Asset is sound, operationally safe and exhibits only minor deterioration. | Category 3 (Recommended): Minor work required to prevent a deterioration of the service provided by the asset. | 20 | 2019-10-06 | 4.553 | 77.447 | x | 3 | 3. Moderate | 10174 | Predictive Maintenance | 91.25
1014508 | Lighting Fittings including Luminaires General | B (Average): Asset is sound, operationally safe and exhibits only minor deterioration. | Category 3 (Recommended): Minor work required to prevent a deterioration of the service provided by the asset. | 20 | 2006-11-01 | 17.4812 | 64.5188 | x | 3 | 3. Moderate | 10174 | Predictive Maintenance | 91.25
1014509 | Lighting Fittings including Luminaires General | B (Average): Asset is sound, operationally safe and exhibits only minor deterioration. | Category 3 (Recommended): Minor work required to prevent a deterioration of the service provided by the asset. | 20 | 2018-10-06 | 5.5524 | 76.4476 | x | 3 | 3. Moderate | 10174 | Predictive Maintenance | 91.25
1014510 | Lighting Fittings including Luminaires General | B (Average): Asset is sound, operationally safe and exhibits only minor deterioration. | Category 3 (Recommended): Minor work required to prevent a deterioration of the service provided by the asset. | 20 | 2012-12-17 | 11.3539 | 70.6461 | x | 3 | 3. Moderate | 10174 | Predictive Maintenance | 91.25
1014511 | Lighting Fittings including Luminaires General | B (Average): Asset is sound, operationally safe and exhibits only minor deterioration. | Category 3 (Recommended): Minor work required to prevent a deterioration of the service provided by the asset. | 20 | 2023-06-29 | 0.82409 | 81.1759 | x | 3 | 3. Moderate | 10174 | Predictive Maintenance | 91.25
1014512 | Lighting Fittings including Luminaires General | B (Average): Asset is sound, operationally safe and exhibits only minor deterioration. | Category 3 (Recommended): Minor work required to prevent a deterioration of the service provided by the asset. | 20 | 2016-12-08 | 7.3785 | 74.6215 | x | 3 | 3. Moderate | 10174 | Predictive Maintenance | 91.25
1014513 | Lighting Fittings including Luminaires General | B (Average): Asset is sound, operationally safe and exhibits only minor deterioration. | Category 3 (Recommended): Minor work required to prevent a deterioration of the service provided by the asset. | 20 | 2020-09-12 | 3.6167 | 78.3833 | x | 3 | 3. Moderate | 10174 | Predictive Maintenance | 91.25
1014514 | Lighting Fittings including Luminaires General | B (Average): Asset is sound, operationally safe and exhibits only minor deterioration. | Category 3 (Recommended): Minor work required to prevent a deterioration of the service provided by the asset. | 20 | 2006-10-12 | 17.5359 | 64.4641 | x | 3 | 3. Moderate | 10174 | Predictive Maintenance | 91.25
1014515 | Lighting Fittings including Luminaires General | B (Average): Asset is sound, operationally safe and exhibits only minor deterioration. | Category 3 (Recommended): Minor work required to prevent a deterioration of the service provided by the asset. | 20 | 2012-04-30 | 11.9863 | 70.0137 | x | 3 | 3. Moderate | 10174 | Predictive Maintenance | 91.25
1014516 | Lighting Fittings including Luminaires General | B (Average): Asset is sound, operationally safe and exhibits only minor deterioration. | Category 3 (Recommended): Minor work required to prevent a deterioration of the service provided by the asset. | 20 | 2011-02-25 | 13.1636 | 68.8364 | x | 3 | 3. Moderate | 10174 | Predictive Maintenance | 91.25
1014517 | Lighting Fittings including Luminaires General | B (Average): Asset is sound, operationally safe and exhibits only minor deterioration. | Category 3 (Recommended): Minor work required to prevent a deterioration of the service provided by the asset. | 20 | 2007-08-22 | 16.6762 | 65.3238 | x | 3 | 3. Moderate | 10174 | Predictive Maintenance | 91.25
1014518 | Lighting Fittings including Luminaires General | B (Average): Asset is sound, operationally safe and exhibits only minor deterioration. | Category 3 (Recommended): Minor work required to prevent a deterioration of the service provided by the asset. | 20 | 2013-11-27 | 10.4093 | 71.5907 | x | 3 | 3. Moderate | 10174 | Predictive Maintenance | 91.25
1014519 | Lighting Fittings including Luminaires General | B (Average): Asset is sound, operationally safe and exhibits only minor deterioration. | Category 3 (Recommended): Minor work required to prevent a deterioration of the service provided by the asset. | 20 | 2013-12-05 | 10.3874 | 71.6126 | x | 3 | 3. Moderate | 10174 | Predictive Maintenance | 91.25
1014520 | Lighting Fittings including Luminaires General | B (Average): Asset is sound, operationally safe and exhibits only minor deterioration. | Category 3 (Recommended): Minor work required to prevent a deterioration of the service provided by the asset. | 20 | 2023-02-02 | 1.2266 | 80.7734 | x | 3 | 3. Moderate | 10174 | Predictive Maintenance | 91.25
1014521 | Lighting Fittings including Luminaires General | B (Average): Asset is sound, operationally safe and exhibits only minor deterioration. | Category 3 (Recommended): Minor work required to prevent a deterioration of the service provided by the asset. | 20 | 2016-10-23 | 7.5044 | 74.4956 | x | 3 | 3. Moderate | 10174 | Predictive Maintenance | 91.25
1014522 | Lighting Fittings including Luminaires General | B (Average): Asset is sound, operationally safe and exhibits only minor deterioration. | Category 3 (Recommended): Minor work required to prevent a deterioration of the service provided by the asset. | 20 | 2006-11-11 | 17.4538 | 64.5462 | x | 3 | 3. Moderate | 10174 | Predictive Maintenance | 91.25
1014523 | Lighting Fittings including Luminaires General | B (Average): Asset is sound, operationally safe and exhibits only minor deterioration. | Category 3 (Recommended): Minor work required to prevent a deterioration of the service provided by the asset. | 20 | 2024-01-31 | 0.23272 | 81.7673 | x | 3 | 3. Moderate | 10174 | Predictive Maintenance | 91.25
1014524 | Lighting Fittings including Luminaires General | B (Average): Asset is sound, operationally safe and exhibits only minor deterioration. | Category 3 (Recommended): Minor work required to prevent a deterioration of the service provided by the asset. | 20 | 2011-07-11 | 12.7912 | 69.2088 | x | 3 | 3. Moderate | 10174 | Predictive Maintenance | 91.25
1014525 | Lighting Fittings including Luminaires General | B (Average): Asset is sound, operationally safe and exhibits only minor deterioration. | Category 3 (Recommended): Minor work required to prevent a deterioration of the service provided by the asset. | 20 | 2009-04-18 | 15.0198 | 66.9802 | x | 3 | 3. Moderate | 10174 | Predictive Maintenance | 91.25
1014526 | Lighting Fittings including Luminaires General | B (Average): Asset is sound, operationally safe and exhibits only minor deterioration. | Category 3 (Recommended): Minor work required to prevent a deterioration of the service provided by the asset. | 20 | 2020-07-03 | 3.8111 | 78.1889 | x | 3 | 3. Moderate | 10174 | Predictive Maintenance | 91.25
1014527 | Lighting Fittings including Luminaires General | B (Average): Asset is sound, operationally safe and exhibits only minor deterioration. | Category 3 (Recommended): Minor work required to prevent a deterioration of the service provided by the asset. | 20 | 2012-10-24 | 11.5017 | 70.4983 | x | 3 | 3. Moderate | 10174 | Predictive Maintenance | 91.25
1014528 | Lighting Fittings including Luminaires General | B (Average): Asset is sound, operationally safe and exhibits only minor deterioration. | Category 3 (Recommended): Minor work required to prevent a deterioration of the service provided by the asset. | 20 | 2017-07-29 | 6.7406 | 75.2594 | x | 3 | 3. Moderate | 10174 | Predictive Maintenance | 91.25
1014529 | Lighting Fittings including Luminaires General | B (Average): Asset is sound, operationally safe and exhibits only minor deterioration. | Category 3 (Recommended): Minor work required to prevent a deterioration of the service provided by the asset. | 20 | 2007-05-19 | 16.9363 | 65.0637 | x | 3 | 3. Moderate | 10174 | Predictive Maintenance | 91.25
1014530 | Lighting Fittings including Luminaires General | B (Average): Asset is sound, operationally safe and exhibits only minor deterioration. | Category 3 (Recommended): Minor work required to prevent a deterioration of the service provided by the asset. | 20 | 2015-04-06 | 9.0541 | 72.9459 | x | 3 | 3. Moderate | 10174 | Predictive Maintenance | 91.25
1014531 | Lighting Fittings including Luminaires General | B (Average): Asset is sound, operationally safe and exhibits only minor deterioration. | Category 3 (Recommended): Minor work required to prevent a deterioration of the service provided by the asset. | 20 | 2005-05-13 | 18.9514 | 63.0486 | x | 3 | 3. Moderate | 10174 | Predictive Maintenance | 91.25
1014532 | Lighting Fittings including Luminaires General | B (Average): Asset is sound, operationally safe and exhibits only minor deterioration. | Category 3 (Recommended): Minor work required to prevent a deterioration of the service provided by the asset. | 20 | 2019-02-11 | 5.2019 | 76.7981 | x | 3 | 3. Moderate | 10174 | Predictive Maintenance | 91.25
1014533 | Lighting Fittings including Luminaires General | B (Average): Asset is sound, operationally safe and exhibits only minor deterioration. | Category 3 (Recommended): Minor work required to prevent a deterioration of the service provided by the asset. | 20 | 2011-11-22 | 12.4244 | 69.5756 | x | 3 | 3. Moderate | 10174 | Predictive Maintenance | 91.25
1014534 | Lighting Fittings including Luminaires General | B (Average): Asset is sound, operationally safe and exhibits only minor deterioration. | Category 3 (Recommended): Minor work required to prevent a deterioration of the service provided by the asset. | 20 | 2016-09-21 | 7.5921 | 74.4079 | x | 3 | 3. Moderate | 10174 | Predictive Maintenance | 91.25
1014535 | Lighting Fittings including Luminaires General | B (Average): Asset is sound, operationally safe and exhibits only minor deterioration. | Category 3 (Recommended): Minor work required to prevent a deterioration of the service provided by the asset. | 20 | 2012-08-01 | 11.7317 | 70.2683 | x | 3 | 3. Moderate | 10174 | Predictive Maintenance | 91.25
1014536 | Lighting Fittings including Luminaires General | B (Average): Asset is sound, operationally safe and exhibits only minor deterioration. | Category 3 (Recommended): Minor work required to prevent a deterioration of the service provided by the asset. | 20 | 2022-04-17 | 2.0233 | 79.9767 | x | 3 | 3. Moderate | 10174 | Predictive Maintenance | 91.25
1014537 | Lighting Fittings including Luminaires General | B (Average): Asset is sound, operationally safe and exhibits only minor deterioration. | Category 3 (Recommended): Minor work required to prevent a deterioration of the service provided by the asset. | 20 | 2004-09-20 | 19.5948 | 62.4052 | x | 3 | 3. Moderate | 10174 | Predictive Maintenance | 91.25
1014538 | Lighting Fittings including Luminaires General | B (Average): Asset is sound, operationally safe and exhibits only minor deterioration. | Category 3 (Recommended): Minor work required to prevent a deterioration of the service provided by the asset. | 20 | 2004-04-03 | 20.0602 | 61.9398 | x | 3 | 3. Moderate | 10174 | Predictive Maintenance | 91.25
1014539 | Lighting Fittings including Luminaires General | B (Average): Asset is sound, operationally safe and exhibits only minor deterioration. | Category 3 (Recommended): Minor work required to prevent a deterioration of the service provided by the asset. | 20 | 2019-01-17 | 5.2704 | 76.7296 | x | 3 | 3. Moderate | 10174 | Predictive Maintenance | 91.25
1014540 | Lighting Fittings including Luminaires General | B (Average): Asset is sound, operationally safe and exhibits only minor deterioration. | Category 3 (Recommended): Minor work required to prevent a deterioration of the service provided by the asset. | 20 | 2023-09-07 | 0.63244 | 81.3676 | x | 3 | 3. Moderate | 10174 | Predictive Maintenance | 91.25
1014541 | Lighting Fittings including Luminaires General | B (Average): Asset is sound, operationally safe and exhibits only minor deterioration. | Category 3 (Recommended): Minor work required to prevent a deterioration of the service provided by the asset. | 20 | 2009-10-22 | 14.5079 | 67.4921 | x | 3 | 3. Moderate | 10174 | Predictive Maintenance | 91.25
1014542 | Lighting Fittings including Luminaires General | B (Average): Asset is sound, operationally safe and exhibits only minor deterioration. | Category 3 (Recommended): Minor work required to prevent a deterioration of the service provided by the asset. | 20 | 2013-01-28 | 11.2389 | 70.7611 | x | 3 | 3. Moderate | 10174 | Predictive Maintenance | 91.25
1014543 | Lighting Fittings including Luminaires General | B (Average): Asset is sound, operationally safe and exhibits only minor deterioration. | Category 3 (Recommended): Minor work required to prevent a deterioration of the service provided by the asset. | 20 | 2020-02-29 | 4.1533 | 77.8467 | x | 3 | 3. Moderate | 10174 | Predictive Maintenance | 91.25
1014544 | Lighting Fittings including Luminaires General | B (Average): Asset is sound, operationally safe and exhibits only minor deterioration. | Category 3 (Recommended): Minor work required to prevent a deterioration of the service provided by the asset. | 20 | 2006-07-08 | 17.7988 | 64.2012 | x | 3 | 3. Moderate | 10174 | Predictive Maintenance | 91.25
1014545 | Lighting Fittings including Luminaires General | B (Average): Asset is sound, operationally safe and exhibits only minor deterioration. | Category 3 (Recommended): Minor work required to prevent a deterioration of the service provided by the asset. | 20 | 2009-01-28 | 15.2389 | 66.7611 | x | 3 | 3. Moderate | 10174 | Predictive Maintenance | 91.25
1014546 | Lighting Fittings including Luminaires General | B (Average): Asset is sound, operationally safe and exhibits only minor deterioration. | Category 3 (Recommended): Minor work required to prevent a deterioration of the service provided by the asset. | 20 | 2008-06-30 | 15.8193 | 66.1807 | x | 3 | 3. Moderate | 10174 | Predictive Maintenance | 91.25
1014547 | Lighting Fittings including Luminaires General | B (Average): Asset is sound, operationally safe and exhibits only minor deterioration. | Category 3 (Recommended): Minor work required to prevent a deterioration of the service provided by the asset. | 20 | 2015-05-15 | 8.9473 | 73.0527 | x | 3 | 3. Moderate | 10174 | Predictive Maintenance | 91.25
1014548 | Lighting Fittings including Luminaires General | B (Average): Asset is sound, operationally safe and exhibits only minor deterioration. | Category 3 (Recommended): Minor work required to prevent a deterioration of the service provided by the asset. | 20 | 2014-03-07 | 10.1355 | 71.8645 | x | 3 | 3. Moderate | 10174 | Predictive Maintenance | 91.25
1014549 | Lighting Fittings including Luminaires General | B (Average): Asset is sound, operationally safe and exhibits only minor deterioration. | Category 3 (Recommended): Minor work required to prevent a deterioration of the service provided by the asset. | 20 | 2017-08-10 | 6.7077 | 75.2923 | x | 3 | 3. Moderate | 10174 | Predictive Maintenance | 91.25
1014550 | Lighting Fittings including Luminaires General | B (Average): Asset is sound, operationally safe and exhibits only minor deterioration. | Category 3 (Recommended): Minor work required to prevent a deterioration of the service provided by the asset. | 20 | 2019-02-13 | 5.1964 | 76.8036 | x | 3 | 3. Moderate | 10174 | Predictive Maintenance | 91.25
1014551 | Lighting Fittings including Luminaires General | B (Average): Asset is sound, operationally safe and exhibits only minor deterioration. | Category 3 (Recommended): Minor work required to prevent a deterioration of the service provided by the asset. | 20 | 2012-06-26 | 11.8303 | 70.1697 | x | 3 | 3. Moderate | 10174 | Predictive Maintenance | 91.25
1014552 | Lighting Fittings including Luminaires General | B (Average): Asset is sound, operationally safe and exhibits only minor deterioration. | Category 3 (Recommended): Minor work required to prevent a deterioration of the service provided by the asset. | 20 | 2007-09-13 | 16.616 | 65.384 | x | 3 | 3. Moderate | 10174 | Predictive Maintenance | 91.25
1014553 | Lighting Fittings including Luminaires General | B (Average): Asset is sound, operationally safe and exhibits only minor deterioration. | Category 3 (Recommended): Minor work required to prevent a deterioration of the service provided by the asset. | 20 | 2016-06-28 | 7.8248 | 74.1752 | x | 3 | 3. Moderate | 10174 | Predictive Maintenance | 91.25
1014554 | Lighting Fittings including Luminaires General | B (Average): Asset is sound, operationally safe and exhibits only minor deterioration. | Category 3 (Recommended): Minor work required to prevent a deterioration of the service provided by the asset. | 20 | 2004-09-17 | 19.603 | 62.397 | x | 3 | 3. Moderate | 10174 | Predictive Maintenance | 91.25
1014555 | Lighting Fittings including Luminaires General | B (Average): Asset is sound, operationally safe and exhibits only minor deterioration. | Category 3 (Recommended): Minor work required to prevent a deterioration of the service provided by the asset. | 20 | 2004-06-04 | 19.8905 | 62.1095 | x | 3 | 3. Moderate | 10174 | Predictive Maintenance | 91.25
1014556 | Lighting Fittings including Luminaires General | B (Average): Asset is sound, operationally safe and exhibits only minor deterioration. | Category 3 (Recommended): Minor work required to prevent a deterioration of the service provided by the asset. | 20 | 2016-09-08 | 7.6277 | 74.3723 | x | 3 | 3. Moderate | 10174 | Predictive Maintenance | 91.25
1014557 | Lighting Fittings including Luminaires General | B (Average): Asset is sound, operationally safe and exhibits only minor deterioration. | Category 3 (Recommended): Minor work required to prevent a deterioration of the service provided by the asset. | 20 | 2005-04-04 | 19.0582 | 62.9418 | x | 3 | 3. Moderate | 10174 | Predictive Maintenance | 91.25
1014558 | Lighting Fittings including Luminaires General | B (Average): Asset is sound, operationally safe and exhibits only minor deterioration. | Category 3 (Recommended): Minor work required to prevent a deterioration of the service provided by the asset. | 20 | 2007-03-25 | 17.0869 | 64.9131 | x | 3 | 3. Moderate | 10174 | Predictive Maintenance | 91.25
1014559 | Lighting Fittings including Luminaires General | B (Average): Asset is sound, operationally safe and exhibits only minor deterioration. | Category 3 (Recommended): Minor work required to prevent a deterioration of the service provided by the asset. | 20 | 2016-01-03 | 8.3094 | 73.6906 | x | 3 | 3. Moderate | 10174 | Predictive Maintenance | 91.25
1014560 | Lighting Fittings including Luminaires General | B (Average): Asset is sound, operationally safe and exhibits only minor deterioration. | Category 3 (Recommended): Minor work required to prevent a deterioration of the service provided by the asset. | 20 | 2016-01-21 | 8.2601 | 73.7399 | x | 3 | 3. Moderate | 10174 | Predictive Maintenance | 91.25
1014561 | Lighting Fittings including Luminaires General | B (Average): Asset is sound, operationally safe and exhibits only minor deterioration. | Category 3 (Recommended): Minor work required to prevent a deterioration of the service provided by the asset. | 20 | 2018-04-04 | 6.0589 | 75.9411 | x | 3 | 3. Moderate | 10174 | Predictive Maintenance | 91.25
1014562 | Lighting Fittings including Luminaires General | B (Average): Asset is sound, operationally safe and exhibits only minor deterioration. | Category 3 (Recommended): Minor work required to prevent a deterioration of the service provided by the asset. | 20 | 2014-12-25 | 9.3333 | 72.6667 | x | 3 | 3. Moderate | 10174 | Predictive Maintenance | 91.25
1014563 | Lighting Fittings including Luminaires General | B (Average): Asset is sound, operationally safe and exhibits only minor deterioration. | Category 3 (Recommended): Minor work required to prevent a deterioration of the service provided by the asset. | 20 | 2005-06-02 | 18.8966 | 63.1034 | x | 3 | 3. Moderate | 10174 | Predictive Maintenance | 91.25
1014564 | Lighting Fittings including Luminaires General | B (Average): Asset is sound, operationally safe and exhibits only minor deterioration. | Category 3 (Recommended): Minor work required to prevent a deterioration of the service provided by the asset. | 20 | 2004-05-24 | 19.9206 | 62.0794 | x | 3 | 3. Moderate | 10174 | Predictive Maintenance | 91.25
1014565 | Lighting Fittings including Luminaires General | B (Average): Asset is sound, operationally safe and exhibits only minor deterioration. | Category 3 (Recommended): Minor work required to prevent a deterioration of the service provided by the asset. | 20 | 2020-06-01 | 3.8987 | 78.1013 | x | 3 | 3. Moderate | 10174 | Predictive Maintenance | 91.25
1014566 | Lighting Fittings including Luminaires General | B (Average): Asset is sound, operationally safe and exhibits only minor deterioration. | Category 3 (Recommended): Minor work required to prevent a deterioration of the service provided by the asset. | 20 | 2005-10-05 | 18.5544 | 63.4456 | x | 3 | 3. Moderate | 10174 | Predictive Maintenance | 91.25
1014567 | Lighting Fittings including Luminaires General | B (Average): Asset is sound, operationally safe and exhibits only minor deterioration. | Category 3 (Recommended): Minor work required to prevent a deterioration of the service provided by the asset. | 20 | 2014-11-13 | 9.4483 | 72.5517 | x | 3 | 3. Moderate | 10174 | Predictive Maintenance | 91.25
1014568 | Lighting Fittings including Luminaires General | B (Average): Asset is sound, operationally safe and exhibits only minor deterioration. | Category 3 (Recommended): Minor work required to prevent a deterioration of the service provided by the asset. | 20 | 2020-12-08 | 3.3785 | 78.6215 | x | 3 | 3. Moderate | 10174 | Predictive Maintenance | 91.25
1014569 | Lighting Fittings including Luminaires General | B (Average): Asset is sound, operationally safe and exhibits only minor deterioration. | Category 3 (Recommended): Minor work required to prevent a deterioration of the service provided by the asset. | 20 | 2021-04-14 | 3.0308 | 78.9692 | x | 3 | 3. Moderate | 10174 | Predictive Maintenance | 91.25
1014570 | Lighting Fittings including Luminaires General | B (Average): Asset is sound, operationally safe and exhibits only minor deterioration. | Category 3 (Recommended): Minor work required to prevent a deterioration of the service provided by the asset. | 20 | 2022-12-13 | 1.3662 | 80.6338 | x | 3 | 3. Moderate | 10174 | Predictive Maintenance | 91.25
1014571 | Lighting Fittings including Luminaires General | B (Average): Asset is sound, operationally safe and exhibits only minor deterioration. | Category 3 (Recommended): Minor work required to prevent a deterioration of the service provided by the asset. | 20 | 2009-12-21 | 14.3436 | 67.6564 | x | 3 | 3. Moderate | 10174 | Predictive Maintenance | 91.25
1014572 | Lighting Fittings including Luminaires General | B (Average): Asset is sound, operationally safe and exhibits only minor deterioration. | Category 3 (Recommended): Minor work required to prevent a deterioration of the service provided by the asset. | 20 | 2006-11-19 | 17.4319 | 64.5681 | x | 3 | 3. Moderate | 10174 | Predictive Maintenance | 91.25
1014573 | Lighting Fittings including Luminaires General | B (Average): Asset is sound, operationally safe and exhibits only minor deterioration. | Category 3 (Recommended): Minor work required to prevent a deterioration of the service provided by the asset. | 20 | 2005-12-02 | 18.3956 | 63.6044 | x | 3 | 3. Moderate | 10174 | Predictive Maintenance | 91.25
1014574 | Lighting Fittings including Luminaires General | B (Average): Asset is sound, operationally safe and exhibits only minor deterioration. | Category 3 (Recommended): Minor work required to prevent a deterioration of the service provided by the asset. | 20 | 2004-11-08 | 19.4606 | 62.5394 | x | 3 | 3. Moderate | 10174 | Predictive Maintenance | 91.25
1014575 | Lighting Fittings including Luminaires General | B (Average): Asset is sound, operationally safe and exhibits only minor deterioration. | Category 3 (Recommended): Minor work required to prevent a deterioration of the service provided by the asset. | 20 | 2022-09-20 | 1.5962 | 80.4038 | x | 3 | 3. Moderate | 10174 | Predictive Maintenance | 91.25
1014576 | Lighting Fittings including Luminaires General | B (Average): Asset is sound, operationally safe and exhibits only minor deterioration. | Category 3 (Recommended): Minor work required to prevent a deterioration of the service provided by the asset. | 20 | 2010-07-21 | 13.7632 | 68.2368 | x | 3 | 3. Moderate | 10174 | Predictive Maintenance | 91.25
1014577 | Lighting Fittings including Luminaires General | B (Average): Asset is sound, operationally safe and exhibits only minor deterioration. | Category 3 (Recommended): Minor work required to prevent a deterioration of the service provided by the asset. | 20 | 2020-07-17 | 3.7728 | 78.2272 | x | 3 | 3. Moderate | 10174 | Predictive Maintenance | 91.25
1014578 | Lighting Fittings including Luminaires General | B (Average): Asset is sound, operationally safe and exhibits only minor deterioration. | Category 3 (Recommended): Minor work required to prevent a deterioration of the service provided by the asset. | 20 | 2022-07-22 | 1.7604 | 80.2396 | x | 3 | 3. Moderate | 10174 | Predictive Maintenance | 91.25
1014579 | Lighting Fittings including Luminaires General | B (Average): Asset is sound, operationally safe and exhibits only minor deterioration. | Category 3 (Recommended): Minor work required to prevent a deterioration of the service provided by the asset. | 20 | 2010-01-01 | 14.3135 | 67.6865 | x | 3 | 3. Moderate | 10174 | Predictive Maintenance | 91.25
1014580 | Lighting Fittings including Luminaires General | B (Average): Asset is sound, operationally safe and exhibits only minor deterioration. | Category 3 (Recommended): Minor work required to prevent a deterioration of the service provided by the asset. | 20 | 2013-10-17 | 10.5216 | 71.4784 | x | 3 | 3. Moderate | 10174 | Predictive Maintenance | 91.25
1014581 | Lighting Fittings including Luminaires General | B (Average): Asset is sound, operationally safe and exhibits only minor deterioration. | Category 3 (Recommended): Minor work required to prevent a deterioration of the service provided by the asset. | 20 | 2007-07-04 | 16.8104 | 65.1896 | x | 3 | 3. Moderate | 10174 | Predictive Maintenance | 91.25
1014582 | Lighting Fittings including Luminaires General | B (Average): Asset is sound, operationally safe and exhibits only minor deterioration. | Category 3 (Recommended): Minor work required to prevent a deterioration of the service provided by the asset. | 20 | 2008-09-30 | 15.5674 | 66.4326 | x | 3 | 3. Moderate | 10174 | Predictive Maintenance | 91.25
1014583 | Lighting Fittings including Luminaires General | B (Average): Asset is sound, operationally safe and exhibits only minor deterioration. | Category 3 (Recommended): Minor work required to prevent a deterioration of the service provided by the asset. | 20 | 2019-04-10 | 5.0431 | 76.9569 | x | 3 | 3. Moderate | 10174 | Predictive Maintenance | 91.25
1014584 | Lighting Fittings including Luminaires General | B (Average): Asset is sound, operationally safe and exhibits only minor deterioration. | Category 3 (Recommended): Minor work required to prevent a deterioration of the service provided by the asset. | 20 | 2005-11-20 | 18.4285 | 63.5715 | x | 3 | 3. Moderate | 10174 | Predictive Maintenance | 91.25
1014585 | Lighting Fittings including Luminaires General | B (Average): Asset is sound, operationally safe and exhibits only minor deterioration. | Category 3 (Recommended): Minor work required to prevent a deterioration of the service provided by the asset. | 20 | 2021-09-27 | 2.5763 | 79.4237 | x | 3 | 3. Moderate | 10174 | Predictive Maintenance | 91.25
1014586 | Lighting Fittings including Luminaires General | B (Average): Asset is sound, operationally safe and exhibits only minor deterioration. | Category 3 (Recommended): Minor work required to prevent a deterioration of the service provided by the asset. | 20 | 2004-04-02 | 20.063 | 61.937 | x | 3 | 3. Moderate | 10174 | Predictive Maintenance | 91.25
1014587 | Lighting Fittings including Luminaires General | B (Average): Asset is sound, operationally safe and exhibits only minor deterioration. | Category 3 (Recommended): Minor work required to prevent a deterioration of the service provided by the asset. | 20 | 2017-05-16 | 6.9432 | 75.0568 | x | 3 | 3. Moderate | 10174 | Predictive Maintenance | 91.25
1014588 | Lighting Fittings including Luminaires General | B (Average): Asset is sound, operationally safe and exhibits only minor deterioration. | Category 3 (Recommended): Minor work required to prevent a deterioration of the service provided by the asset. | 20 | 2016-01-13 | 8.282 | 73.718 | x | 3 | 3. Moderate | 10174 | Predictive Maintenance | 91.25
1014589 | Lighting Fittings including Luminaires General | B (Average): Asset is sound, operationally safe and exhibits only minor deterioration. | Category 3 (Recommended): Minor work required to prevent a deterioration of the service provided by the asset. | 20 | 2012-10-19 | 11.5154 | 70.4846 | x | 3 | 3. Moderate | 10174 | Predictive Maintenance | 91.25
1014590 | Lighting Fittings including Luminaires General | B (Average): Asset is sound, operationally safe and exhibits only minor deterioration. | Category 3 (Recommended): Minor work required to prevent a deterioration of the service provided by the asset. | 20 | 2014-10-30 | 9.4867 | 72.5133 | x | 3 | 3. Moderate | 10174 | Predictive Maintenance | 91.25
1014591 | Lighting Fittings including Luminaires General | B (Average): Asset is sound, operationally safe and exhibits only minor deterioration. | Category 3 (Recommended): Minor work required to prevent a deterioration of the service provided by the asset. | 20 | 2019-07-17 | 4.7748 | 77.2252 | x | 3 | 3. Moderate | 10174 | Predictive Maintenance | 91.25
1014592 | Lighting Fittings including Luminaires General | B (Average): Asset is sound, operationally safe and exhibits only minor deterioration. | Category 3 (Recommended): Minor work required to prevent a deterioration of the service provided by the asset. | 20 | 2006-04-06 | 18.0534 | 63.9466 | x | 3 | 3. Moderate | 10174 | Predictive Maintenance | 91.25
1014593 | Lighting Fittings including Luminaires General | B (Average): Asset is sound, operationally safe and exhibits only minor deterioration. | Category 3 (Recommended): Minor work required to prevent a deterioration of the service provided by the asset. | 20 | 2004-02-10 | 20.2053 | 61.7947 | x | 3 | 3. Moderate | 10174 | Predictive Maintenance | 91.25
1014594 | Lighting Fittings including Luminaires General | B (Average): Asset is sound, operationally safe and exhibits only minor deterioration. | Category 3 (Recommended): Minor work required to prevent a deterioration of the service provided by the asset. | 20 | 2004-09-21 | 19.5921 | 62.4079 | x | 3 | 3. Moderate | 10174 | Predictive Maintenance | 91.25
1014595 | Lighting Fittings including Luminaires General | B (Average): Asset is sound, operationally safe and exhibits only minor deterioration. | Category 3 (Recommended): Minor work required to prevent a deterioration of the service provided by the asset. | 20 | 2012-02-14 | 12.1944 | 69.8056 | x | 3 | 3. Moderate | 10174 | Predictive Maintenance | 91.25
1014596 | Lighting Fittings including Luminaires General | B (Average): Asset is sound, operationally safe and exhibits only minor deterioration. | Category 3 (Recommended): Minor work required to prevent a deterioration of the service provided by the asset. | 20 | 2022-11-09 | 1.4593 | 80.5407 | x | 3 | 3. Moderate | 10174 | Predictive Maintenance | 91.25
1014597 | Lighting Fittings including Luminaires General | B (Average): Asset is sound, operationally safe and exhibits only minor deterioration. | Category 3 (Recommended): Minor work required to prevent a deterioration of the service provided by the asset. | 20 | 2006-08-07 | 17.7166 | 64.2834 | x | 3 | 3. Moderate | 10174 | Predictive Maintenance | 91.25
1014598 | Lighting Fittings including Luminaires General | B (Average): Asset is sound, operationally safe and exhibits only minor deterioration. | Category 3 (Recommended): Minor work required to prevent a deterioration of the service provided by the asset. | 20 | 2021-10-30 | 2.486 | 79.514 | x | 3 | 3. Moderate | 10174 | Predictive Maintenance | 91.25
1014599 | Lighting Fittings including Luminaires General | B (Average): Asset is sound, operationally safe and exhibits only minor deterioration. | Category 3 (Recommended): Minor work required to prevent a deterioration of the service provided by the asset. | 20 | 2024-01-18 | 0.26831 | 81.7317 | x | 3 | 3. Moderate | 10174 | Predictive Maintenance | 91.25
1014600 | Lighting Fittings including Luminaires General | B (Average): Asset is sound, operationally safe and exhibits only minor deterioration. | Category 3 (Recommended): Minor work required to prevent a deterioration of the service provided by the asset. | 20 | 2004-09-13 | 19.614 | 62.386 | x | 3 | 3. Moderate | 10174 | Predictive Maintenance | 91.25
1014601 | Lighting Fittings including Luminaires General | B (Average): Asset is sound, operationally safe and exhibits only minor deterioration. | Category 3 (Recommended): Minor work required to prevent a deterioration of the service provided by the asset. | 20 | 2015-01-19 | 9.2649 | 72.7351 | x | 3 | 3. Moderate | 10174 | Predictive Maintenance | 91.25
1014602 | Lighting Fittings including Luminaires General | B (Average): Asset is sound, operationally safe and exhibits only minor deterioration. | Category 3 (Recommended): Minor work required to prevent a deterioration of the service provided by the asset. | 20 | 2012-02-20 | 12.178 | 69.822 | x | 3 | 3. Moderate | 10174 | Predictive Maintenance | 91.25
1014603 | Lighting Fittings including Luminaires General | B (Average): Asset is sound, operationally safe and exhibits only minor deterioration. | Category 3 (Recommended): Minor work required to prevent a deterioration of the service provided by the asset. | 20 | 2006-10-29 | 17.4894 | 64.5106 | x | 3 | 3. Moderate | 10174 | Predictive Maintenance | 91.25
1014604 | Lighting Fittings including Luminaires General | B (Average): Asset is sound, operationally safe and exhibits only minor deterioration. | Category 3 (Recommended): Minor work required to prevent a deterioration of the service provided by the asset. | 20 | 2009-04-17 | 15.0226 | 66.9774 | x | 3 | 3. Moderate | 10174 | Predictive Maintenance | 91.25
1014605 | Lighting Fittings including Luminaires General | B (Average): Asset is sound, operationally safe and exhibits only minor deterioration. | Category 3 (Recommended): Minor work required to prevent a deterioration of the service provided by the asset. | 20 | 2013-11-19 | 10.4312 | 71.5688 | x | 3 | 3. Moderate | 10174 | Predictive Maintenance | 91.25
1014606 | Lighting Fittings including Luminaires General | B (Average): Asset is sound, operationally safe and exhibits only minor deterioration. | Category 3 (Recommended): Minor work required to prevent a deterioration of the service provided by the asset. | 20 | 2019-07-29 | 4.742 | 77.258 | x | 3 | 3. Moderate | 10174 | Predictive Maintenance | 91.25
1014607 | Lighting Fittings including Luminaires General | B (Average): Asset is sound, operationally safe and exhibits only minor deterioration. | Category 3 (Recommended): Minor work required to prevent a deterioration of the service provided by the asset. | 20 | 2010-04-09 | 14.0452 | 67.9548 | x | 3 | 3. Moderate | 10174 | Predictive Maintenance | 91.25
1014608 | Lighting Fittings including Luminaires General | B (Average): Asset is sound, operationally safe and exhibits only minor deterioration. | Category 3 (Recommended): Minor work required to prevent a deterioration of the service provided by the asset. | 20 | 2013-06-12 | 10.8693 | 71.1307 | x | 3 | 3. Moderate | 10174 | Predictive Maintenance | 91.25
1014609 | Lighting Fittings including Luminaires General | B (Average): Asset is sound, operationally safe and exhibits only minor deterioration. | Category 3 (Recommended): Minor work required to prevent a deterioration of the service provided by the asset. | 20 | 2018-08-29 | 5.6564 | 76.3436 | x | 3 | 3. Moderate | 10174 | Predictive Maintenance | 91.25
1014610 | Lighting Fittings including Luminaires General | B (Average): Asset is sound, operationally safe and exhibits only minor deterioration. | Category 3 (Recommended): Minor work required to prevent a deterioration of the service provided by the asset. | 20 | 2023-06-03 | 0.89528 | 81.1047 | x | 3 | 3. Moderate | 10174 | Predictive Maintenance | 91.25
1014611 | Lighting Fittings including Luminaires General | B (Average): Asset is sound, operationally safe and exhibits only minor deterioration. | Category 3 (Recommended): Minor work required to prevent a deterioration of the service provided by the asset. | 20 | 2006-02-03 | 18.2231 | 63.7769 | x | 3 | 3. Moderate | 10174 | Predictive Maintenance | 91.25
1014617 | Pipework Systems - General | U (Unverified): Further investigation required. | Category U (Unverified Asset): Further investigation required to identify asset. | 20 | 2016-02-16 | 8.1889 | 59.8111 | x | 3 | 4. Significant | 10174 | Predictive Maintenance | 14
1014618 | Pipework Systems - General | U (Unverified): Further investigation required. | Category U (Unverified Asset): Further investigation required to identify asset. | 20 | 2021-04-22 | 3.0089 | 64.9911 | x | 3 | 4. Significant | 10174 | Predictive Maintenance | 14
1014619 | Pipework Systems - General | U (Unverified): Further investigation required. | Category U (Unverified Asset): Further investigation required to identify asset. | 20 | 2022-05-14 | 1.9493 | 66.0507 | x | 3 | 4. Significant | 10174 | Predictive Maintenance | 14
1014620 | Pipework Systems - General | U (Unverified): Further investigation required. | Category U (Unverified Asset): Further investigation required to identify asset. | 20 | 2006-02-13 | 18.1958 | 49.8042 | x | 3 | 4. Significant | 10174 | Predictive Maintenance | 14
1014621 | Pipework Systems - General | U (Unverified): Further investigation required. | Category U (Unverified Asset): Further investigation required to identify asset. | 20 | 2005-10-02 | 18.5626 | 49.4374 | x | 3 | 4. Significant | 10174 | Predictive Maintenance | 14
1014622 | Pipework Systems - General | U (Unverified): Further investigation required. | Category U (Unverified Asset): Further investigation required to identify asset. | 20 | 2017-06-19 | 6.8501 | 61.1499 | x | 3 | 4. Significant | 10174 | Predictive Maintenance | 14
1014623 | Pipework Systems - General | U (Unverified): Further investigation required. | Category U (Unverified Asset): Further investigation required to identify asset. | 35 | 1999-02-17 | 25.1855 | 53.6083 | x | 3 | 4. Significant | 10174 | Predictive Maintenance | 14
1014624 | Pipework Systems - General | U (Unverified): Further investigation required. | Category U (Unverified Asset): Further investigation required to identify asset. | 35 | 2003-07-30 | 20.7392 | 56.149 | x | 3 | 4. Significant | 10174 | Predictive Maintenance | 14
1014625 | Pipework Systems - General | U (Unverified): Further investigation required. | Category U (Unverified Asset): Further investigation required to identify asset. | 35 | 1998-01-01 | 26.3135 | 52.9637 | x | 3 | 4. Significant | 10174 | Predictive Maintenance | 14
1014626 | Pipework Systems - General | U (Unverified): Further investigation required. | Category U (Unverified Asset): Further investigation required to identify asset. | 35 | 2016-08-03 | 7.7262 | 63.585 | x | 3 | 4. Significant | 10174 | Predictive Maintenance | 14
1014627 | Pipework Systems - General | U (Unverified): Further investigation required. | Category U (Unverified Asset): Further investigation required to identify asset. | 35 | 2002-08-29 | 21.6564 | 55.6249 | x | 3 | 4. Significant | 10174 | Predictive Maintenance | 14
1014628 | Pipework Systems - General | U (Unverified): Further investigation required. | Category U (Unverified Asset): Further investigation required to identify asset. | 35 | 2014-03-26 | 10.0835 | 62.238 | x | 3 | 4. Significant | 10174 | Predictive Maintenance | 14
1014629 | Pipework Systems - General | U (Unverified): Further investigation required. | Category U (Unverified Asset): Further investigation required to identify asset. | 35 | 2010-11-07 | 13.4648 | 60.3059 | x | 3 | 4. Significant | 10174 | Predictive Maintenance | 14
1014630 | Pipework Systems - General | U (Unverified): Further investigation required. | Category U (Unverified Asset): Further investigation required to identify asset. | 35 | 2018-05-17 | 5.9411 | 64.6051 | x | 3 | 4. Significant | 10174 | Predictive Maintenance | 14
1014631 | Pipework Systems - General | U (Unverified): Further investigation required. | Category U (Unverified Asset): Further investigation required to identify asset. | 35 | 2002-05-31 | 21.9028 | 55.4841 | x | 3 | 4. Significant | 10174 | Predictive Maintenance | 14
1014632 | Pipework Systems - General | U (Unverified): Further investigation required. | Category U (Unverified Asset): Further investigation required to identify asset. | 35 | 2006-06-07 | 17.8836 | 57.7808 | x | 3 | 4. Significant | 10174 | Predictive Maintenance | 14
1014633 | Pipework Systems - General | U (Unverified): Further investigation required. | Category U (Unverified Asset): Further investigation required to identify asset. | 35 | 2012-07-20 | 11.7645 | 61.2774 | x | 3 | 4. Significant | 10174 | Predictive Maintenance | 14
1014634 | Pipework Systems - General | U (Unverified): Further investigation required. | Category U (Unverified Asset): Further investigation required to identify asset. | 35 | 1996-10-01 | 27.5647 | 52.2488 | x | 3 | 4. Significant | 10174 | Predictive Maintenance | 14
1014635 | Pipework Systems - General | U (Unverified): Further investigation required. | Category U (Unverified Asset): Further investigation required to identify asset. | 45 | 2010-05-02 | 13.9822 | 61.7857 | x | 3 | 4. Significant | 10174 | Predictive Maintenance | 14
1014636 | Pipework Systems - General | U (Unverified): Further investigation required. | Category U (Unverified Asset): Further investigation required to identify asset. | 45 | 2002-06-20 | 21.848 | 58.2898 | x | 3 | 4. Significant | 10174 | Predictive Maintenance | 14
1014637 | Pipework Systems - General | U (Unverified): Further investigation required. | Category U (Unverified Asset): Further investigation required to identify asset. | 45 | 2003-09-24 | 20.5859 | 58.8507 | x | 3 | 4. Significant | 10174 | Predictive Maintenance | 14
1014638 | Pipework Systems - General | U (Unverified): Further investigation required. | Category U (Unverified Asset): Further investigation required to identify asset. | 45 | 1998-01-02 | 26.3107 | 56.3063 | x | 3 | 4. Significant | 10174 | Predictive Maintenance | 14
1014639 | Pipework Systems - General | U (Unverified): Further investigation required. | Category U (Unverified Asset): Further investigation required to identify asset. | 45 | 2014-03-23 | 10.0917 | 63.5148 | x | 3 | 4. Significant | 10174 | Predictive Maintenance | 14
1014640 | Pipework Systems - General | U (Unverified): Further investigation required. | Category U (Unverified Asset): Further investigation required to identify asset. | 45 | 2014-01-20 | 10.2615 | 63.4393 | x | 3 | 4. Significant | 10174 | Predictive Maintenance | 14
1014641 | Pipework Systems - General | U (Unverified): Further investigation required. | Category U (Unverified Asset): Further investigation required to identify asset. | 45 | 2002-11-16 | 21.4401 | 58.4711 | x | 3 | 4. Significant | 10174 | Predictive Maintenance | 14
1014642 | Pipework Systems - General | U (Unverified): Further investigation required. | Category U (Unverified Asset): Further investigation required to identify asset. | 45 | 2000-08-13 | 23.6988 | 57.4672 | x | 3 | 4. Significant | 10174 | Predictive Maintenance | 14
1014643 | Pipework Systems - General | U (Unverified): Further investigation required. | Category U (Unverified Asset): Further investigation required to identify asset. | 45 | 2009-01-17 | 15.269 | 61.2138 | x | 3 | 4. Significant | 10174 | Predictive Maintenance | 14
1014683 | Internal Walls and Ceilings | B (Average): Asset is sound, operationally safe and exhibits only minor deterioration. | Category 3 (Recommended): Minor work required to prevent a deterioration of the service provided by the asset. | 25 | 2022-11-29 | 1.4045 | 80.8764 | x | 3 | 3. Moderate | 10174 | Predictive Maintenance | 91.25
1014684 | Internal Walls and Ceilings | B (Average): Asset is sound, operationally safe and exhibits only minor deterioration. | Category 3 (Recommended): Minor work required to prevent a deterioration of the service provided by the asset. | 25 | 2001-12-21 | 22.3436 | 64.1251 | x | 3 | 3. Moderate | 10174 | Predictive Maintenance | 91.25
1014685 | Internal Walls and Ceilings | B (Average): Asset is sound, operationally safe and exhibits only minor deterioration. | Category 3 (Recommended): Minor work required to prevent a deterioration of the service provided by the asset. | 25 | 2014-03-27 | 10.0808 | 73.9354 | x | 3 | 3. Moderate | 10174 | Predictive Maintenance | 91.25
1014686 | Internal Walls and Ceilings | B (Average): Asset is sound, operationally safe and exhibits only minor deterioration. | Category 3 (Recommended): Minor work required to prevent a deterioration of the service provided by the asset. | 25 | 2012-02-22 | 12.1725 | 72.262 | x | 3 | 3. Moderate | 10174 | Predictive Maintenance | 91.25
1014687 | Internal Walls and Ceilings | B (Average): Asset is sound, operationally safe and exhibits only minor deterioration. | Category 3 (Recommended): Minor work required to prevent a deterioration of the service provided by the asset. | 25 | 2017-07-01 | 6.8172 | 76.5462 | x | 3 | 3. Moderate | 10174 | Predictive Maintenance | 91.25
1014688 | Internal Walls and Ceilings | B (Average): Asset is sound, operationally safe and exhibits only minor deterioration. | Category 3 (Recommended): Minor work required to prevent a deterioration of the service provided by the asset. | 25 | 2007-07-16 | 16.7775 | 68.578 | x | 3 | 3. Moderate | 10174 | Predictive Maintenance | 91.25
1014689 | Internal Walls and Ceilings | B (Average): Asset is sound, operationally safe and exhibits only minor deterioration. | Category 3 (Recommended): Minor work required to prevent a deterioration of the service provided by the asset. | 25 | 2014-10-26 | 9.4976 | 74.4019 | x | 3 | 3. Moderate | 10174 | Predictive Maintenance | 91.25
1014690 | Internal Walls and Ceilings | B (Average): Asset is sound, operationally safe and exhibits only minor deterioration. | Category 3 (Recommended): Minor work required to prevent a deterioration of the service provided by the asset. | 25 | 2020-01-11 | 4.2875 | 78.57 | x | 3 | 3. Moderate | 10174 | Predictive Maintenance | 91.25
1014691 | Internal Walls and Ceilings | B (Average): Asset is sound, operationally safe and exhibits only minor deterioration. | Category 3 (Recommended): Minor work required to prevent a deterioration of the service provided by the asset. | 25 | 2015-07-24 | 8.7556 | 74.9955 | x | 3 | 3. Moderate | 10174 | Predictive Maintenance | 91.25
1014692 | Internal Walls and Ceilings | B (Average): Asset is sound, operationally safe and exhibits only minor deterioration. | Category 3 (Recommended): Minor work required to prevent a deterioration of the service provided by the asset. | 25 | 2018-04-05 | 6.0561 | 77.1551 | x | 3 | 3. Moderate | 10174 | Predictive Maintenance | 91.25
1014693 | Internal Walls and Ceilings | B (Average): Asset is sound, operationally safe and exhibits only minor deterioration. | Category 3 (Recommended): Minor work required to prevent a deterioration of the service provided by the asset. | 25 | 2001-11-03 | 22.475 | 64.02 | x | 3 | 3. Moderate | 10174 | Predictive Maintenance | 91.25
1014694 | Internal Walls and Ceilings | B (Average): Asset is sound, operationally safe and exhibits only minor deterioration. | Category 3 (Recommended): Minor work required to prevent a deterioration of the service provided by the asset. | 25 | 2000-01-19 | 24.2656 | 62.5875 | x | 3 | 3. Moderate | 10174 | Predictive Maintenance | 91.25
1014695 | Internal Walls and Ceilings | B (Average): Asset is sound, operationally safe and exhibits only minor deterioration. | Category 3 (Recommended): Minor work required to prevent a deterioration of the service provided by the asset. | 25 | 2011-06-24 | 12.8378 | 71.7298 | x | 3 | 3. Moderate | 10174 | Predictive Maintenance | 91.25
1014696 | Internal Walls and Ceilings | B (Average): Asset is sound, operationally safe and exhibits only minor deterioration. | Category 3 (Recommended): Minor work required to prevent a deterioration of the service provided by the asset. | 25 | 1999-05-06 | 24.9719 | 62.0225 | x | 3 | 3. Moderate | 10174 | Predictive Maintenance | 91.25
1014697 | Internal Walls and Ceilings | B (Average): Asset is sound, operationally safe and exhibits only minor deterioration. | Category 3 (Recommended): Minor work required to prevent a deterioration of the service provided by the asset. | 25 | 2013-08-28 | 10.6585 | 73.4732 | x | 3 | 3. Moderate | 10174 | Predictive Maintenance | 91.25
1014698 | Internal Walls and Ceilings | B (Average): Asset is sound, operationally safe and exhibits only minor deterioration. | Category 3 (Recommended): Minor work required to prevent a deterioration of the service provided by the asset. | 25 | 2014-06-02 | 9.8973 | 74.0821 | x | 3 | 3. Moderate | 10174 | Predictive Maintenance | 91.25
1014699 | Internal Walls and Ceilings | B (Average): Asset is sound, operationally safe and exhibits only minor deterioration. | Category 3 (Recommended): Minor work required to prevent a deterioration of the service provided by the asset. | 25 | 2011-01-03 | 13.3087 | 71.353 | x | 3 | 3. Moderate | 10174 | Predictive Maintenance | 91.25
1014700 | Internal Walls and Ceilings | B (Average): Asset is sound, operationally safe and exhibits only minor deterioration. | Category 3 (Recommended): Minor work required to prevent a deterioration of the service provided by the asset. | 25 | 2005-12-31 | 18.3162 | 67.347 | x | 3 | 3. Moderate | 10174 | Predictive Maintenance | 91.25
1014701 | Internal Walls and Ceilings | B (Average): Asset is sound, operationally safe and exhibits only minor deterioration. | Category 3 (Recommended): Minor work required to prevent a deterioration of the service provided by the asset. | 25 | 2000-02-04 | 24.2218 | 62.6226 | x | 3 | 3. Moderate | 10174 | Predictive Maintenance | 91.25
1014702 | Internal Walls and Ceilings | B (Average): Asset is sound, operationally safe and exhibits only minor deterioration. | Category 3 (Recommended): Minor work required to prevent a deterioration of the service provided by the asset. | 25 | 2018-01-17 | 6.2697 | 76.9843 | x | 3 | 3. Moderate | 10174 | Predictive Maintenance | 91.25
1014703 | Internal Walls and Ceilings | B (Average): Asset is sound, operationally safe and exhibits only minor deterioration. | Category 3 (Recommended): Minor work required to prevent a deterioration of the service provided by the asset. | 25 | 2022-07-03 | 1.8125 | 80.55 | x | 3 | 3. Moderate | 10174 | Predictive Maintenance | 91.25
1014704 | Internal Walls and Ceilings | B (Average): Asset is sound, operationally safe and exhibits only minor deterioration. | Category 3 (Recommended): Minor work required to prevent a deterioration of the service provided by the asset. | 25 | 2000-05-18 | 23.937 | 62.8504 | x | 3 | 3. Moderate | 10174 | Predictive Maintenance | 91.25
1014705 | Internal Walls and Ceilings | B (Average): Asset is sound, operationally safe and exhibits only minor deterioration. | Category 3 (Recommended): Minor work required to prevent a deterioration of the service provided by the asset. | 25 | 2009-03-09 | 15.1294 | 69.8965 | x | 3 | 3. Moderate | 10174 | Predictive Maintenance | 91.25
1014706 | Internal Walls and Ceilings | B (Average): Asset is sound, operationally safe and exhibits only minor deterioration. | Category 3 (Recommended): Minor work required to prevent a deterioration of the service provided by the asset. | 25 | 2011-06-04 | 12.8925 | 71.686 | x | 3 | 3. Moderate | 10174 | Predictive Maintenance | 91.25
1014707 | Internal Walls and Ceilings | B (Average): Asset is sound, operationally safe and exhibits only minor deterioration. | Category 3 (Recommended): Minor work required to prevent a deterioration of the service provided by the asset. | 25 | 2019-06-03 | 4.8953 | 78.0838 | x | 3 | 3. Moderate | 10174 | Predictive Maintenance | 91.25
1014708 | Internal Walls and Ceilings | B (Average): Asset is sound, operationally safe and exhibits only minor deterioration. | Category 3 (Recommended): Minor work required to prevent a deterioration of the service provided by the asset. | 25 | 2000-06-18 | 23.8522 | 62.9183 | x | 3 | 3. Moderate | 10174 | Predictive Maintenance | 91.25
1014709 | Internal Walls and Ceilings | B (Average): Asset is sound, operationally safe and exhibits only minor deterioration. | Category 3 (Recommended): Minor work required to prevent a deterioration of the service provided by the asset. | 25 | 2022-11-10 | 1.4565 | 80.8348 | x | 3 | 3. Moderate | 10174 | Predictive Maintenance | 91.25
1014732 | Portable Appliance Testing (PAT) - User Checks, Recorded Formal Visual Inspections and Combined Insp | B (Average): Asset is sound, operationally safe and exhibits only minor deterioration. | Category 3 (Recommended): Minor work required to prevent a deterioration of the service provided by the asset. | 20 | 2015-03-06 | 9.1389 | 72.8611 | x | 3 | 2. Minor | 10174 | Predictive Maintenance | 182.5
1014734 | Communications - Public Address Systems | B (Average): Asset is sound, operationally safe and exhibits only minor deterioration. | Category 3 (Recommended): Minor work required to prevent a deterioration of the service provided by the asset. | 20 | 2023-05-16 | 0.94456 | 81.0554 | x | 3 | 4. Significant | 10174 | Predictive Maintenance | 91.25
1014735 | Rainwater Downpipes and Gutters | B (Average): Asset is sound, operationally safe and exhibits only minor deterioration. | Category 3 (Recommended): Minor work required to prevent a deterioration of the service provided by the asset. | 50 | 2009-12-11 | 14.371 | 76.2516 | x | 3 | 2. Minor | 10174 | Predictive Maintenance | 182.5
1014736 | Rainwater Downpipes and Gutters | B (Average): Asset is sound, operationally safe and exhibits only minor deterioration. | Category 3 (Recommended): Minor work required to prevent a deterioration of the service provided by the asset. | 50 | 2023-10-26 | 0.49829 | 81.8007 | x | 3 | 2. Minor | 10174 | Predictive Maintenance | 182.5
1014737 | Rainwater Downpipes and Gutters | B (Average): Asset is sound, operationally safe and exhibits only minor deterioration. | Category 3 (Recommended): Minor work required to prevent a deterioration of the service provided by the asset. | 50 | 2018-05-11 | 5.9576 | 79.617 | x | 3 | 2. Minor | 10174 | Predictive Maintenance | 182.5
1014738 | Rainwater Downpipes and Gutters | B (Average): Asset is sound, operationally safe and exhibits only minor deterioration. | Category 3 (Recommended): Minor work required to prevent a deterioration of the service provided by the asset. | 50 | 2007-07-28 | 16.7447 | 75.3021 | x | 3 | 2. Minor | 10174 | Predictive Maintenance | 182.5
1014739 | Rainwater Downpipes and Gutters | B (Average): Asset is sound, operationally safe and exhibits only minor deterioration. | Category 3 (Recommended): Minor work required to prevent a deterioration of the service provided by the asset. | 50 | 2001-03-04 | 23.1431 | 72.7428 | x | 3 | 2. Minor | 10174 | Predictive Maintenance | 182.5
1014740 | Rainwater Downpipes and Gutters | B (Average): Asset is sound, operationally safe and exhibits only minor deterioration. | Category 3 (Recommended): Minor work required to prevent a deterioration of the service provided by the asset. | 50 | 1996-06-14 | 27.8631 | 70.8548 | x | 3 | 2. Minor | 10174 | Predictive Maintenance | 182.5
1014741 | Rainwater Downpipes and Gutters | B (Average): Asset is sound, operationally safe and exhibits only minor deterioration. | Category 3 (Recommended): Minor work required to prevent a deterioration of the service provided by the asset. | 50 | 2006-10-17 | 17.5222 | 74.9911 | x | 3 | 2. Minor | 10174 | Predictive Maintenance | 182.5
1014742 | Rainwater Downpipes and Gutters | B (Average): Asset is sound, operationally safe and exhibits only minor deterioration. | Category 3 (Recommended): Minor work required to prevent a deterioration of the service provided by the asset. | 50 | 2002-03-28 | 22.078 | 73.1688 | x | 3 | 2. Minor | 10174 | Predictive Maintenance | 182.5
1014743 | Rainwater Downpipes and Gutters | B (Average): Asset is sound, operationally safe and exhibits only minor deterioration. | Category 3 (Recommended): Minor work required to prevent a deterioration of the service provided by the asset. | 50 | 1997-09-11 | 26.6201 | 71.352 | x | 3 | 2. Minor | 10174 | Predictive Maintenance | 182.5
1014744 | Rainwater Downpipes and Gutters | B (Average): Asset is sound, operationally safe and exhibits only minor deterioration. | Category 3 (Recommended): Minor work required to prevent a deterioration of the service provided by the asset. | 50 | 2000-07-25 | 23.7509 | 72.4997 | x | 3 | 2. Minor | 10174 | Predictive Maintenance | 182.5
1014753 | Service Drainage | B (Average): Asset is sound, operationally safe and exhibits only minor deterioration. | Category 3 (Recommended): Minor work required to prevent a deterioration of the service provided by the asset. | 25 | 1999-12-31 | 24.3176 | 62.5459 | x | 3 | 4. Significant | 10174 | Predictive Maintenance | 91.25
1014754 | Service Drainage | B (Average): Asset is sound, operationally safe and exhibits only minor deterioration. | Category 3 (Recommended): Minor work required to prevent a deterioration of the service provided by the asset. | 25 | 2018-09-18 | 5.6016 | 77.5187 | x | 3 | 4. Significant | 10174 | Predictive Maintenance | 91.25
1014755 | Service Drainage | B (Average): Asset is sound, operationally safe and exhibits only minor deterioration. | Category 3 (Recommended): Minor work required to prevent a deterioration of the service provided by the asset. | 25 | 2010-07-15 | 13.7796 | 70.9763 | x | 3 | 4. Significant | 10174 | Predictive Maintenance | 91.25
1014756 | Service Drainage | B (Average): Asset is sound, operationally safe and exhibits only minor deterioration. | Category 3 (Recommended): Minor work required to prevent a deterioration of the service provided by the asset. | 25 | 2007-06-13 | 16.8679 | 68.5057 | x | 3 | 4. Significant | 10174 | Predictive Maintenance | 91.25
1014757 | Service Drainage | B (Average): Asset is sound, operationally safe and exhibits only minor deterioration. | Category 3 (Recommended): Minor work required to prevent a deterioration of the service provided by the asset. | 25 | 1999-06-15 | 24.8624 | 62.1101 | x | 3 | 4. Significant | 10174 | Predictive Maintenance | 91.25
1014758 | Service Drainage | B (Average): Asset is sound, operationally safe and exhibits only minor deterioration. | Category 3 (Recommended): Minor work required to prevent a deterioration of the service provided by the asset. | 25 | 1999-01-09 | 25.2923 | 61.7662 | x | 3 | 4. Significant | 10174 | Predictive Maintenance | 91.25
1014759 | Service Drainage | B (Average): Asset is sound, operationally safe and exhibits only minor deterioration. | Category 3 (Recommended): Minor work required to prevent a deterioration of the service provided by the asset. | 25 | 2008-07-07 | 15.8001 | 69.3599 | x | 3 | 4. Significant | 10174 | Predictive Maintenance | 91.25
1014760 | Service Drainage | B (Average): Asset is sound, operationally safe and exhibits only minor deterioration. | Category 3 (Recommended): Minor work required to prevent a deterioration of the service provided by the asset. | 25 | 2016-02-07 | 8.2136 | 75.4292 | x | 3 | 4. Significant | 10174 | Predictive Maintenance | 91.25
1014761 | Service Drainage | B (Average): Asset is sound, operationally safe and exhibits only minor deterioration. | Category 3 (Recommended): Minor work required to prevent a deterioration of the service provided by the asset. | 25 | 2001-07-08 | 22.7981 | 63.7615 | x | 3 | 4. Significant | 10174 | Predictive Maintenance | 91.25
1014762 | Service Drainage | B (Average): Asset is sound, operationally safe and exhibits only minor deterioration. | Category 3 (Recommended): Minor work required to prevent a deterioration of the service provided by the asset. | 25 | 2022-09-04 | 1.64 | 80.688 | x | 3 | 4. Significant | 10174 | Predictive Maintenance | 91.25
1014763 | Service Drainage | B (Average): Asset is sound, operationally safe and exhibits only minor deterioration. | Category 3 (Recommended): Minor work required to prevent a deterioration of the service provided by the asset. | 25 | 2017-12-04 | 6.3901 | 76.8879 | x | 3 | 4. Significant | 10174 | Predictive Maintenance | 91.25
1014764 | Service Drainage | B (Average): Asset is sound, operationally safe and exhibits only minor deterioration. | Category 3 (Recommended): Minor work required to prevent a deterioration of the service provided by the asset. | 25 | 2009-04-24 | 15.0034 | 69.9973 | x | 3 | 4. Significant | 10174 | Predictive Maintenance | 91.25
1014765 | Service Drainage | B (Average): Asset is sound, operationally safe and exhibits only minor deterioration. | Category 3 (Recommended): Minor work required to prevent a deterioration of the service provided by the asset. | 25 | 2023-11-03 | 0.47639 | 81.6189 | x | 3 | 4. Significant | 10174 | Predictive Maintenance | 91.25
1014766 | Service Drainage | B (Average): Asset is sound, operationally safe and exhibits only minor deterioration. | Category 3 (Recommended): Minor work required to prevent a deterioration of the service provided by the asset. | 25 | 2014-09-16 | 9.6071 | 74.3143 | x | 3 | 4. Significant | 10174 | Predictive Maintenance | 91.25
1014767 | Service Drainage | B (Average): Asset is sound, operationally safe and exhibits only minor deterioration. | Category 3 (Recommended): Minor work required to prevent a deterioration of the service provided by the asset. | 25 | 2019-11-12 | 4.4517 | 78.4386 | x | 3 | 4. Significant | 10174 | Predictive Maintenance | 91.25
1014768 | Service Drainage | B (Average): Asset is sound, operationally safe and exhibits only minor deterioration. | Category 3 (Recommended): Minor work required to prevent a deterioration of the service provided by the asset. | 25 | 2018-05-01 | 5.9849 | 77.212 | x | 3 | 4. Significant | 10174 | Predictive Maintenance | 91.25
1014769 | Service Drainage | B (Average): Asset is sound, operationally safe and exhibits only minor deterioration. | Category 3 (Recommended): Minor work required to prevent a deterioration of the service provided by the asset. | 25 | 2001-10-07 | 22.5489 | 63.9608 | x | 3 | 4. Significant | 10174 | Predictive Maintenance | 91.25
1014770 | Service Drainage | B (Average): Asset is sound, operationally safe and exhibits only minor deterioration. | Category 3 (Recommended): Minor work required to prevent a deterioration of the service provided by the asset. | 25 | 2016-09-05 | 7.6359 | 75.8913 | x | 3 | 4. Significant | 10174 | Predictive Maintenance | 91.25
1014771 | Service Drainage | B (Average): Asset is sound, operationally safe and exhibits only minor deterioration. | Category 3 (Recommended): Minor work required to prevent a deterioration of the service provided by the asset. | 25 | 2008-07-20 | 15.7645 | 69.3884 | x | 3 | 4. Significant | 10174 | Predictive Maintenance | 91.25
1014772 | Service Drainage | B (Average): Asset is sound, operationally safe and exhibits only minor deterioration. | Category 3 (Recommended): Minor work required to prevent a deterioration of the service provided by the asset. | 25 | 1999-05-24 | 24.9227 | 62.0619 | x | 3 | 4. Significant | 10174 | Predictive Maintenance | 91.25
1014773 | Service Drainage | B (Average): Asset is sound, operationally safe and exhibits only minor deterioration. | Category 3 (Recommended): Minor work required to prevent a deterioration of the service provided by the asset. | 25 | 2015-02-01 | 9.2293 | 74.6166 | x | 3 | 4. Significant | 10174 | Predictive Maintenance | 91.25
1014774 | Service Drainage | B (Average): Asset is sound, operationally safe and exhibits only minor deterioration. | Category 3 (Recommended): Minor work required to prevent a deterioration of the service provided by the asset. | 25 | 2019-05-13 | 4.9528 | 78.0378 | x | 3 | 4. Significant | 10174 | Predictive Maintenance | 91.25
1014775 | Service Drainage | B (Average): Asset is sound, operationally safe and exhibits only minor deterioration. | Category 3 (Recommended): Minor work required to prevent a deterioration of the service provided by the asset. | 25 | 2023-11-23 | 0.42163 | 81.6627 | x | 3 | 4. Significant | 10174 | Predictive Maintenance | 91.25
1014776 | Service Drainage | B (Average): Asset is sound, operationally safe and exhibits only minor deterioration. | Category 3 (Recommended): Minor work required to prevent a deterioration of the service provided by the asset. | 25 | 2021-09-29 | 2.5708 | 79.9433 | x | 3 | 4. Significant | 10174 | Predictive Maintenance | 91.25
1014777 | Service Drainage | B (Average): Asset is sound, operationally safe and exhibits only minor deterioration. | Category 3 (Recommended): Minor work required to prevent a deterioration of the service provided by the asset. | 25 | 2011-03-22 | 13.0951 | 71.5239 | x | 3 | 4. Significant | 10174 | Predictive Maintenance | 91.25
1014778 | Service Drainage | B (Average): Asset is sound, operationally safe and exhibits only minor deterioration. | Category 3 (Recommended): Minor work required to prevent a deterioration of the service provided by the asset. | 25 | 2005-01-10 | 19.2882 | 66.5695 | x | 3 | 4. Significant | 10174 | Predictive Maintenance | 91.25
1014779 | Service Drainage | B (Average): Asset is sound, operationally safe and exhibits only minor deterioration. | Category 3 (Recommended): Minor work required to prevent a deterioration of the service provided by the asset. | 25 | 2005-02-11 | 19.2005 | 66.6396 | x | 3 | 4. Significant | 10174 | Predictive Maintenance | 91.25
1014780 | Service Drainage | B (Average): Asset is sound, operationally safe and exhibits only minor deterioration. | Category 3 (Recommended): Minor work required to prevent a deterioration of the service provided by the asset. | 25 | 2009-02-16 | 15.1869 | 69.8505 | x | 3 | 4. Significant | 10174 | Predictive Maintenance | 91.25
1014781 | Service Drainage | B (Average): Asset is sound, operationally safe and exhibits only minor deterioration. | Category 3 (Recommended): Minor work required to prevent a deterioration of the service provided by the asset. | 25 | 2019-05-01 | 4.9856 | 78.0115 | x | 3 | 4. Significant | 10174 | Predictive Maintenance | 91.25
1014782 | Service Drainage | B (Average): Asset is sound, operationally safe and exhibits only minor deterioration. | Category 3 (Recommended): Minor work required to prevent a deterioration of the service provided by the asset. | 25 | 2015-03-28 | 9.0787 | 74.737 | x | 3 | 4. Significant | 10174 | Predictive Maintenance | 91.25
1014783 | Service Drainage | B (Average): Asset is sound, operationally safe and exhibits only minor deterioration. | Category 3 (Recommended): Minor work required to prevent a deterioration of the service provided by the asset. | 25 | 2003-03-23 | 21.0924 | 65.1261 | x | 3 | 4. Significant | 10174 | Predictive Maintenance | 91.25
1014784 | Service Drainage | B (Average): Asset is sound, operationally safe and exhibits only minor deterioration. | Category 3 (Recommended): Minor work required to prevent a deterioration of the service provided by the asset. | 25 | 2009-04-10 | 15.0418 | 69.9666 | x | 3 | 4. Significant | 10174 | Predictive Maintenance | 91.25
1014785 | Service Drainage | B (Average): Asset is sound, operationally safe and exhibits only minor deterioration. | Category 3 (Recommended): Minor work required to prevent a deterioration of the service provided by the asset. | 25 | 2011-05-08 | 12.9665 | 71.6268 | x | 3 | 4. Significant | 10174 | Predictive Maintenance | 91.25
1014786 | Service Drainage | B (Average): Asset is sound, operationally safe and exhibits only minor deterioration. | Category 3 (Recommended): Minor work required to prevent a deterioration of the service provided by the asset. | 25 | 2022-10-06 | 1.5524 | 80.7581 | x | 3 | 4. Significant | 10174 | Predictive Maintenance | 91.25
1014787 | Service Drainage | B (Average): Asset is sound, operationally safe and exhibits only minor deterioration. | Category 3 (Recommended): Minor work required to prevent a deterioration of the service provided by the asset. | 25 | 1999-01-27 | 25.243 | 61.8056 | x | 3 | 4. Significant | 10174 | Predictive Maintenance | 91.25
1014788 | Service Drainage | B (Average): Asset is sound, operationally safe and exhibits only minor deterioration. | Category 3 (Recommended): Minor work required to prevent a deterioration of the service provided by the asset. | 25 | 2020-04-02 | 4.063 | 78.7496 | x | 3 | 4. Significant | 10174 | Predictive Maintenance | 91.25
1014791 | Television and Signal Receiving Equipment | B (Average): Asset is sound, operationally safe and exhibits only minor deterioration. | Category 3 (Recommended): Minor work required to prevent a deterioration of the service provided by the asset. | 15 | 2022-01-13 | 2.2806 | 78.9592 | x | 3 | 3. Moderate | 10174 | Predictive Maintenance | 91.25
1014792 | Ductwork System - General | B (Average): Asset is sound, operationally safe and exhibits only minor deterioration. | Category 3 (Recommended): Minor work required to prevent a deterioration of the service provided by the asset. | 30 | 2016-10-10 | 7.54 | 76.9733 | x | 3 | 3. Moderate | 10174 | Predictive Maintenance | 91.25
1014833 | Manually operated Vertical & Horizontal blinds | B (Average): Asset is sound, operationally safe and exhibits only minor deterioration. | Category 3 (Recommended): Minor work required to prevent a deterioration of the service provided by the asset. | 20 | 2023-05-07 | 0.9692 | 81.0308 | x | 3 | 1. Negligible | 10174 | Predictive Maintenance | 182.5
1014834 | Manually operated Vertical & Horizontal blinds | B (Average): Asset is sound, operationally safe and exhibits only minor deterioration. | Category 3 (Recommended): Minor work required to prevent a deterioration of the service provided by the asset. | 20 | 2007-10-16 | 16.5257 | 65.4743 | x | 3 | 1. Negligible | 10174 | Predictive Maintenance | 182.5
1014835 | Manually operated Vertical & Horizontal blinds | B (Average): Asset is sound, operationally safe and exhibits only minor deterioration. | Category 3 (Recommended): Minor work required to prevent a deterioration of the service provided by the asset. | 20 | 2004-06-07 | 19.8823 | 62.1177 | x | 3 | 1. Negligible | 10174 | Predictive Maintenance | 182.5
1014836 | Manually operated Vertical & Horizontal blinds | B (Average): Asset is sound, operationally safe and exhibits only minor deterioration. | Category 3 (Recommended): Minor work required to prevent a deterioration of the service provided by the asset. | 20 | 2011-10-11 | 12.5394 | 69.4606 | x | 3 | 1. Negligible | 10174 | Predictive Maintenance | 182.5
1014837 | Manually operated Vertical & Horizontal blinds | B (Average): Asset is sound, operationally safe and exhibits only minor deterioration. | Category 3 (Recommended): Minor work required to prevent a deterioration of the service provided by the asset. | 20 | 2006-10-26 | 17.4976 | 64.5024 | x | 3 | 1. Negligible | 10174 | Predictive Maintenance | 182.5
1014838 | Manually operated Vertical & Horizontal blinds | B (Average): Asset is sound, operationally safe and exhibits only minor deterioration. | Category 3 (Recommended): Minor work required to prevent a deterioration of the service provided by the asset. | 20 | 2016-12-15 | 7.3593 | 74.6407 | x | 3 | 1. Negligible | 10174 | Predictive Maintenance | 182.5
1014839 | Windows Internal and External | B (Average): Asset is sound, operationally safe and exhibits only minor deterioration. | Category 3 (Recommended): Minor work required to prevent a deterioration of the service provided by the asset. | 37 | 2010-10-09 | 13.5441 | 74.6788 | x | 3 | 3. Moderate | 10174 | Predictive Maintenance | 91.25
1014840 | Windows Internal and External | B (Average): Asset is sound, operationally safe and exhibits only minor deterioration. | Category 3 (Recommended): Minor work required to prevent a deterioration of the service provided by the asset. | 40 | 2018-04-14 | 6.0315 | 78.9843 | x | 3 | 3. Moderate | 10174 | Predictive Maintenance | 91.25
1014841 | Locks, handles, hinges Etc. | B (Average): Asset is sound, operationally safe and exhibits only minor deterioration. | Category 3 (Recommended): Minor work required to prevent a deterioration of the service provided by the asset. | 40 | 2011-04-05 | 13.0568 | 77.4716 | x | 2 | 3. Moderate | 12347 | Predictive Maintenance | 91.25
1014842 | Flues (All Combustible Fuels) | B (Average): Asset is sound, operationally safe and exhibits only minor deterioration. | Category 3 (Recommended): Minor work required to prevent a deterioration of the service provided by the asset. | 30 | 2004-09-26 | 19.5784 | 70.9478 | x | 2 | 4. Significant | 12347 | Predictive Maintenance | 91.25
1014843 | Towel Rails, Mirrors, Toilet Roll Holders, Shelves, Pictures etc. | B (Average): Asset is sound, operationally safe and exhibits only minor deterioration. | Category 3 (Recommended): Minor work required to prevent a deterioration of the service provided by the asset. | 30 | 2018-04-17 | 6.0233 | 79.9845 | x | 2 | 2. Minor | 12347 | Predictive Maintenance | 182.5
1014845 | Software Functions | B (Average): Asset is sound, operationally safe and exhibits only minor deterioration. | Category 3 (Recommended): Minor work required to prevent a deterioration of the service provided by the asset. | 5 | 2023-02-17 | 1.1855 | 79.258 | x | 2 | 4. Significant | 12347 | Predictive Maintenance | 91.25
1014846 | Building Inspections | B (Average): Asset is sound, operationally safe and exhibits only minor deterioration. | Category 3 (Recommended): Minor work required to prevent a deterioration of the service provided by the asset. | 20 | 2014-05-15 | 9.9466 | 74.0534 | x | 2 | 2. Minor | 12347 | Predictive Maintenance | 182.5
1014847 | Catering Equipment | C (Poor): Asset is operational but major repair or replacement will be needed. | Category 3 (Recommended): Minor work required to prevent a deterioration of the service provided by the asset. | 15 | 2013-07-04 | 10.809 | 55.588 | x | 2 | 2. Minor | 12347 | Predictive Maintenance | 182.5
1014850 | External Lighting including Illuminated Signs | B (Average): Asset is sound, operationally safe and exhibits only minor deterioration. | Category 3 (Recommended): Minor work required to prevent a deterioration of the service provided by the asset. | 15 | 2023-04-13 | 1.0349 | 82.6201 | x | 2 | 4. Significant | 12347 | Predictive Maintenance | 91.25
1014851 | External Lighting including Illuminated Signs | B (Average): Asset is sound, operationally safe and exhibits only minor deterioration. | Category 3 (Recommended): Minor work required to prevent a deterioration of the service provided by the asset. | 15 | 2021-07-08 | 2.7981 | 80.2692 | x | 2 | 4. Significant | 12347 | Predictive Maintenance | 91.25
1014854 | Fittings, Furnishings and Equipment | B (Average): Asset is sound, operationally safe and exhibits only minor deterioration. | Category 3 (Recommended): Minor work required to prevent a deterioration of the service provided by the asset. | 5 | 2022-10-19 | 1.5168 | 77.9329 | x | 2 | 2. Minor | 12347 | Predictive Maintenance | 182.5
1014855 | Floors and Floor Finishes | B (Average): Asset is sound, operationally safe and exhibits only minor deterioration. | Category 3 (Recommended): Minor work required to prevent a deterioration of the service provided by the asset. | 30 | 1996-11-03 | 27.4743 | 65.6838 | x | 2 | 1. Negligible | 12347 | Predictive Maintenance | 182.5
1014857 | Lighting Fittings including Luminaires General | B (Average): Asset is sound, operationally safe and exhibits only minor deterioration. | Category 3 (Recommended): Minor work required to prevent a deterioration of the service provided by the asset. | 20 | 2021-09-29 | 2.5708 | 81.4292 | x | 2 | 3. Moderate | 12347 | Predictive Maintenance | 91.25
1014858 | Lighting Fittings including Luminaires General | B (Average): Asset is sound, operationally safe and exhibits only minor deterioration. | Category 3 (Recommended): Minor work required to prevent a deterioration of the service provided by the asset. | 20 | 2020-06-21 | 3.8439 | 80.1561 | x | 2 | 3. Moderate | 12347 | Predictive Maintenance | 91.25
1014859 | Lighting Fittings including Luminaires General | B (Average): Asset is sound, operationally safe and exhibits only minor deterioration. | Category 3 (Recommended): Minor work required to prevent a deterioration of the service provided by the asset. | 20 | 2009-12-13 | 14.3655 | 69.6345 | x | 2 | 3. Moderate | 12347 | Predictive Maintenance | 91.25
1014860 | Lighting Fittings including Luminaires General | B (Average): Asset is sound, operationally safe and exhibits only minor deterioration. | Category 3 (Recommended): Minor work required to prevent a deterioration of the service provided by the asset. | 20 | 2014-01-08 | 10.2943 | 73.7057 | x | 2 | 3. Moderate | 12347 | Predictive Maintenance | 91.25
1014861 | Lighting Fittings including Luminaires General | B (Average): Asset is sound, operationally safe and exhibits only minor deterioration. | Category 3 (Recommended): Minor work required to prevent a deterioration of the service provided by the asset. | 20 | 2005-07-09 | 18.7953 | 65.2047 | x | 2 | 3. Moderate | 12347 | Predictive Maintenance | 91.25
1014873 | Internal Walls and Ceilings | B (Average): Asset is sound, operationally safe and exhibits only minor deterioration. | Category 3 (Recommended): Minor work required to prevent a deterioration of the service provided by the asset. | 25 | 2003-06-10 | 20.8761 | 67.2991 | x | 2 | 3. Moderate | 12347 | Predictive Maintenance | 91.25
1014879 | Portable Appliance Testing (PAT) - User Checks, Recorded Formal Visual Inspections and Combined Insp | B (Average): Asset is sound, operationally safe and exhibits only minor deterioration. | Category 3 (Recommended): Minor work required to prevent a deterioration of the service provided by the asset. | 20 | 2019-06-25 | 4.835 | 79.165 | x | 2 | 2. Minor | 12347 | Predictive Maintenance | 182.5
1014881 | Rainwater Downpipes and Gutters | B (Average): Asset is sound, operationally safe and exhibits only minor deterioration. | Category 3 (Recommended): Minor work required to prevent a deterioration of the service provided by the asset. | 50 | 1996-10-25 | 27.499 | 73.0004 | x | 2 | 2. Minor | 12347 | Predictive Maintenance | 182.5
1014883 | Service Drainage | B (Average): Asset is sound, operationally safe and exhibits only minor deterioration. | Category 3 (Recommended): Minor work required to prevent a deterioration of the service provided by the asset. | 25 | 2020-08-20 | 3.6797 | 81.0563 | x | 2 | 4. Significant | 12347 | Predictive Maintenance | 91.25
1014884 | Service Drainage | B (Average): Asset is sound, operationally safe and exhibits only minor deterioration. | Category 3 (Recommended): Minor work required to prevent a deterioration of the service provided by the asset. | 25 | 2014-12-15 | 9.3607 | 76.5114 | x | 2 | 4. Significant | 12347 | Predictive Maintenance | 91.25
1014885 | Service Drainage | B (Average): Asset is sound, operationally safe and exhibits only minor deterioration. | Category 3 (Recommended): Minor work required to prevent a deterioration of the service provided by the asset. | 25 | 2003-09-22 | 20.5914 | 67.5269 | x | 2 | 4. Significant | 12347 | Predictive Maintenance | 91.25
1014886 | Service Drainage | B (Average): Asset is sound, operationally safe and exhibits only minor deterioration. | Category 3 (Recommended): Minor work required to prevent a deterioration of the service provided by the asset. | 25 | 2000-07-09 | 23.7947 | 64.9643 | x | 2 | 4. Significant | 12347 | Predictive Maintenance | 91.25
1014888 | Fans - Window or Wall Mounted | B (Average): Asset is sound, operationally safe and exhibits only minor deterioration. | Category 3 (Recommended): Minor work required to prevent a deterioration of the service provided by the asset. | 15 | 2018-05-14 | 5.9493 | 76.0675 | x | 2 | 2. Minor | 12347 | Predictive Maintenance | 182.5
1014889 | Television and Signal Receiving Equipment | B (Average): Asset is sound, operationally safe and exhibits only minor deterioration. | Category 3 (Recommended): Minor work required to prevent a deterioration of the service provided by the asset. | 15 | 2019-08-20 | 4.6817 | 77.7577 | x | 2 | 3. Moderate | 12347 | Predictive Maintenance | 91.25
1014890 | Ductwork System - General | B (Average): Asset is sound, operationally safe and exhibits only minor deterioration. | Category 3 (Recommended): Minor work required to prevent a deterioration of the service provided by the asset. | 30 | 1995-04-03 | 29.0623 | 64.6251 | x | 2 | 3. Moderate | 12347 | Predictive Maintenance | 91.25
1014896 | Manually operated Vertical & Horizontal blinds | B (Average): Asset is sound, operationally safe and exhibits only minor deterioration. | Category 3 (Recommended): Minor work required to prevent a deterioration of the service provided by the asset. | 20 | 2019-10-31 | 4.4846 | 79.5154 | x | 2 | 1. Negligible | 12347 | Predictive Maintenance | 182.5
1014897 | Windows Internal and External | B (Average): Asset is sound, operationally safe and exhibits only minor deterioration. | Category 3 (Recommended): Minor work required to prevent a deterioration of the service provided by the asset. | 37 | 1997-04-19 | 27.0171 | 69.3962 | x | 2 | 3. Moderate | 12347 | Predictive Maintenance | 91.25
1014898 | Windows Internal and External | B (Average): Asset is sound, operationally safe and exhibits only minor deterioration. | Category 3 (Recommended): Minor work required to prevent a deterioration of the service provided by the asset. | 40 | 2014-07-31 | 9.7358 | 79.1321 | x | 2 | 3. Moderate | 12347 | Predictive Maintenance | 91.25
1014901 | Locks, handles, hinges Etc. | B (Average): Asset is sound, operationally safe and exhibits only minor deterioration. | Category 3 (Recommended): Minor work required to prevent a deterioration of the service provided by the asset. | 40 | 2001-06-07 | 22.883 | 74.5585 | x | 1 | 3. Moderate | 12348 | Predictive Maintenance | 91.25
1014902 | Flues (All Combustible Fuels) | B (Average): Asset is sound, operationally safe and exhibits only minor deterioration. | Category 3 (Recommended): Minor work required to prevent a deterioration of the service provided by the asset. | 40 | 2023-03-16 | 1.1116 | 85.4442 | x | 1 | 4. Significant | 12348 | Predictive Maintenance | 91.25
1014904 | Towel Rails, Mirrors, Toilet Roll Holders, Shelves, Pictures etc. | B (Average): Asset is sound, operationally safe and exhibits only minor deterioration. | Category 3 (Recommended): Minor work required to prevent a deterioration of the service provided by the asset. | 30 | 2022-03-20 | 2.0999 | 84.6 | x | 1 | 2. Minor | 12348 | Predictive Maintenance | 182.5
1014906 | Software Functions | B (Average): Asset is sound, operationally safe and exhibits only minor deterioration. | Category 3 (Recommended): Minor work required to prevent a deterioration of the service provided by the asset. | 5 | 2021-12-16 | 2.3573 | 76.5708 | x | 1 | 4. Significant | 12348 | Predictive Maintenance | 91.25
1014907 | Building Inspections | B (Average): Asset is sound, operationally safe and exhibits only minor deterioration. | Category 3 (Recommended): Minor work required to prevent a deterioration of the service provided by the asset. | 20 | 2017-07-18 | 6.7707 | 79.2293 | x | 1 | 2. Minor | 12348 | Predictive Maintenance | 182.5
1014908 | Building Inspections | B (Average): Asset is sound, operationally safe and exhibits only minor deterioration. | Category 3 (Recommended): Minor work required to prevent a deterioration of the service provided by the asset. | 20 | 2010-02-24 | 14.1656 | 71.8344 | x | 1 | 2. Minor | 12348 | Predictive Maintenance | 182.5
1014916 | External Lighting including Illuminated Signs | B (Average): Asset is sound, operationally safe and exhibits only minor deterioration. | Category 3 (Recommended): Minor work required to prevent a deterioration of the service provided by the asset. | 15 | 2021-12-13 | 2.3655 | 82.846 | x | 1 | 4. Significant | 12348 | Predictive Maintenance | 91.25
1014919 | Fittings, Furnishings and Equipment | B (Average): Asset is sound, operationally safe and exhibits only minor deterioration. | Category 3 (Recommended): Minor work required to prevent a deterioration of the service provided by the asset. | 5 | 2020-11-19 | 3.4305 | 72.2779 | x | 1 | 2. Minor | 12348 | Predictive Maintenance | 182.5
1014920 | Fittings, Furnishings and Equipment | B (Average): Asset is sound, operationally safe and exhibits only minor deterioration. | Category 3 (Recommended): Minor work required to prevent a deterioration of the service provided by the asset. | 5 | 2022-09-14 | 1.6126 | 79.5496 | x | 1 | 2. Minor | 12348 | Predictive Maintenance | 182.5
1014921 | Fittings, Furnishings and Equipment | B (Average): Asset is sound, operationally safe and exhibits only minor deterioration. | Category 3 (Recommended): Minor work required to prevent a deterioration of the service provided by the asset. | 5 | 2024-01-03 | 0.30938 | 84.7625 | x | 1 | 2. Minor | 12348 | Predictive Maintenance | 182.5
1014922 | Fittings, Furnishings and Equipment | B (Average): Asset is sound, operationally safe and exhibits only minor deterioration. | Category 3 (Recommended): Minor work required to prevent a deterioration of the service provided by the asset. | 5 | 2022-10-26 | 1.4976 | 80.0096 | x | 1 | 2. Minor | 12348 | Predictive Maintenance | 182.5
1014923 | Fittings, Furnishings and Equipment | B (Average): Asset is sound, operationally safe and exhibits only minor deterioration. | Category 3 (Recommended): Minor work required to prevent a deterioration of the service provided by the asset. | 5 | 2022-01-31 | 2.2313 | 77.0746 | x | 1 | 2. Minor | 12348 | Predictive Maintenance | 182.5
1014924 | Fittings, Furnishings and Equipment | B (Average): Asset is sound, operationally safe and exhibits only minor deterioration. | Category 3 (Recommended): Minor work required to prevent a deterioration of the service provided by the asset. | 5 | 2022-06-16 | 1.859 | 78.564 | x | 1 | 2. Minor | 12348 | Predictive Maintenance | 182.5
1014925 | Fittings, Furnishings and Equipment | B (Average): Asset is sound, operationally safe and exhibits only minor deterioration. | Category 3 (Recommended): Minor work required to prevent a deterioration of the service provided by the asset. | 5 | 2023-03-18 | 1.1061 | 81.5756 | x | 1 | 2. Minor | 12348 | Predictive Maintenance | 182.5
1014926 | Fittings, Furnishings and Equipment | B (Average): Asset is sound, operationally safe and exhibits only minor deterioration. | Category 3 (Recommended): Minor work required to prevent a deterioration of the service provided by the asset. | 5 | 2021-06-07 | 2.883 | 74.4682 | x | 1 | 2. Minor | 12348 | Predictive Maintenance | 182.5
1014927 | Fittings, Furnishings and Equipment | B (Average): Asset is sound, operationally safe and exhibits only minor deterioration. | Category 3 (Recommended): Minor work required to prevent a deterioration of the service provided by the asset. | 5 | 2020-05-14 | 3.948 | 70.2081 | x | 1 | 2. Minor | 12348 | Predictive Maintenance | 182.5
1014928 | Floors and Floor Finishes | B (Average): Asset is sound, operationally safe and exhibits only minor deterioration. | Category 3 (Recommended): Minor work required to prevent a deterioration of the service provided by the asset. | 30 | 2021-02-18 | 3.1814 | 83.8791 | x | 1 | 1. Negligible | 12348 | Predictive Maintenance | 182.5
1014929 | Laboratory Fume Cupboard | B (Average): Asset is sound, operationally safe and exhibits only minor deterioration. | Category 3 (Recommended): Minor work required to prevent a deterioration of the service provided by the asset. | 15 | 2014-04-18 | 10.0205 | 72.6393 | x | 1 | 4. Significant | 12348 | Predictive Maintenance | 91.25
1014931 | Lighting Fittings including Luminaires General | B (Average): Asset is sound, operationally safe and exhibits only minor deterioration. | Category 3 (Recommended): Minor work required to prevent a deterioration of the service provided by the asset. | 20 | 2023-04-26 | 0.99932 | 85.0007 | x | 1 | 3. Moderate | 12348 | Predictive Maintenance | 91.25
1014932 | Lighting Fittings including Luminaires General | B (Average): Asset is sound, operationally safe and exhibits only minor deterioration. | Category 3 (Recommended): Minor work required to prevent a deterioration of the service provided by the asset. | 20 | 2005-09-11 | 18.6201 | 67.3799 | x | 1 | 3. Moderate | 12348 | Predictive Maintenance | 91.25
1014933 | Lighting Fittings including Luminaires General | B (Average): Asset is sound, operationally safe and exhibits only minor deterioration. | Category 3 (Recommended): Minor work required to prevent a deterioration of the service provided by the asset. | 20 | 2006-04-26 | 17.9986 | 68.0014 | x | 1 | 3. Moderate | 12348 | Predictive Maintenance | 91.25
1014934 | Lighting Fittings including Luminaires General | B (Average): Asset is sound, operationally safe and exhibits only minor deterioration. | Category 3 (Recommended): Minor work required to prevent a deterioration of the service provided by the asset. | 20 | 2019-02-04 | 5.2211 | 80.7789 | x | 1 | 3. Moderate | 12348 | Predictive Maintenance | 91.25
1014935 | Lighting Fittings including Luminaires General | B (Average): Asset is sound, operationally safe and exhibits only minor deterioration. | Category 3 (Recommended): Minor work required to prevent a deterioration of the service provided by the asset. | 20 | 2006-10-16 | 17.525 | 68.475 | x | 1 | 3. Moderate | 12348 | Predictive Maintenance | 91.25
1014936 | Lighting Fittings including Luminaires General | B (Average): Asset is sound, operationally safe and exhibits only minor deterioration. | Category 3 (Recommended): Minor work required to prevent a deterioration of the service provided by the asset. | 20 | 2012-05-10 | 11.9589 | 74.0411 | x | 1 | 3. Moderate | 12348 | Predictive Maintenance | 91.25
1014937 | Lighting Fittings including Luminaires General | B (Average): Asset is sound, operationally safe and exhibits only minor deterioration. | Category 3 (Recommended): Minor work required to prevent a deterioration of the service provided by the asset. | 20 | 2018-07-09 | 5.796 | 80.204 | x | 1 | 3. Moderate | 12348 | Predictive Maintenance | 91.25
1014938 | Lighting Fittings including Luminaires General | B (Average): Asset is sound, operationally safe and exhibits only minor deterioration. | Category 3 (Recommended): Minor work required to prevent a deterioration of the service provided by the asset. | 20 | 2022-09-20 | 1.5962 | 84.4038 | x | 1 | 3. Moderate | 12348 | Predictive Maintenance | 91.25
1014939 | Lighting Fittings including Luminaires General | B (Average): Asset is sound, operationally safe and exhibits only minor deterioration. | Category 3 (Recommended): Minor work required to prevent a deterioration of the service provided by the asset. | 20 | 2005-05-01 | 18.9843 | 67.0157 | x | 1 | 3. Moderate | 12348 | Predictive Maintenance | 91.25
1014940 | Lighting Fittings including Luminaires General | B (Average): Asset is sound, operationally safe and exhibits only minor deterioration. | Category 3 (Recommended): Minor work required to prevent a deterioration of the service provided by the asset. | 20 | 2012-09-12 | 11.6167 | 74.3833 | x | 1 | 3. Moderate | 12348 | Predictive Maintenance | 91.25
1014941 | Lighting Fittings including Luminaires General | B (Average): Asset is sound, operationally safe and exhibits only minor deterioration. | Category 3 (Recommended): Minor work required to prevent a deterioration of the service provided by the asset. | 20 | 2013-10-31 | 10.4832 | 75.5168 | x | 1 | 3. Moderate | 12348 | Predictive Maintenance | 91.25
1014942 | Lighting Fittings including Luminaires General | B (Average): Asset is sound, operationally safe and exhibits only minor deterioration. | Category 3 (Recommended): Minor work required to prevent a deterioration of the service provided by the asset. | 20 | 2022-07-25 | 1.7522 | 84.2478 | x | 1 | 3. Moderate | 12348 | Predictive Maintenance | 91.25
1014943 | Lighting Fittings including Luminaires General | B (Average): Asset is sound, operationally safe and exhibits only minor deterioration. | Category 3 (Recommended): Minor work required to prevent a deterioration of the service provided by the asset. | 20 | 2010-06-05 | 13.8891 | 72.1109 | x | 1 | 3. Moderate | 12348 | Predictive Maintenance | 91.25
1014944 | Lighting Fittings including Luminaires General | B (Average): Asset is sound, operationally safe and exhibits only minor deterioration. | Category 3 (Recommended): Minor work required to prevent a deterioration of the service provided by the asset. | 20 | 2005-09-20 | 18.5955 | 67.4045 | x | 1 | 3. Moderate | 12348 | Predictive Maintenance | 91.25
1014945 | Lighting Fittings including Luminaires General | B (Average): Asset is sound, operationally safe and exhibits only minor deterioration. | Category 3 (Recommended): Minor work required to prevent a deterioration of the service provided by the asset. | 20 | 2021-01-24 | 3.2498 | 82.7502 | x | 1 | 3. Moderate | 12348 | Predictive Maintenance | 91.25
1014946 | Lighting Fittings including Luminaires General | B (Average): Asset is sound, operationally safe and exhibits only minor deterioration. | Category 3 (Recommended): Minor work required to prevent a deterioration of the service provided by the asset. | 20 | 2011-08-19 | 12.6845 | 73.3155 | x | 1 | 3. Moderate | 12348 | Predictive Maintenance | 91.25
1014947 | Lighting Fittings including Luminaires General | B (Average): Asset is sound, operationally safe and exhibits only minor deterioration. | Category 3 (Recommended): Minor work required to prevent a deterioration of the service provided by the asset. | 20 | 2023-01-06 | 1.3005 | 84.6995 | x | 1 | 3. Moderate | 12348 | Predictive Maintenance | 91.25
1014948 | Lighting Fittings including Luminaires General | B (Average): Asset is sound, operationally safe and exhibits only minor deterioration. | Category 3 (Recommended): Minor work required to prevent a deterioration of the service provided by the asset. | 20 | 2022-04-25 | 2.0014 | 83.9986 | x | 1 | 3. Moderate | 12348 | Predictive Maintenance | 91.25
1014949 | Lighting Fittings including Luminaires General | B (Average): Asset is sound, operationally safe and exhibits only minor deterioration. | Category 3 (Recommended): Minor work required to prevent a deterioration of the service provided by the asset. | 20 | 2014-04-07 | 10.0507 | 75.9493 | x | 1 | 3. Moderate | 12348 | Predictive Maintenance | 91.25
1014950 | Lighting Fittings including Luminaires General | B (Average): Asset is sound, operationally safe and exhibits only minor deterioration. | Category 3 (Recommended): Minor work required to prevent a deterioration of the service provided by the asset. | 20 | 2014-10-13 | 9.5332 | 76.4668 | x | 1 | 3. Moderate | 12348 | Predictive Maintenance | 91.25
1014951 | Lighting Fittings including Luminaires General | B (Average): Asset is sound, operationally safe and exhibits only minor deterioration. | Category 3 (Recommended): Minor work required to prevent a deterioration of the service provided by the asset. | 20 | 2019-12-08 | 4.3806 | 81.6194 | x | 1 | 3. Moderate | 12348 | Predictive Maintenance | 91.25
1014952 | Lighting Fittings including Luminaires General | B (Average): Asset is sound, operationally safe and exhibits only minor deterioration. | Category 3 (Recommended): Minor work required to prevent a deterioration of the service provided by the asset. | 20 | 2009-05-08 | 14.9651 | 71.0349 | x | 1 | 3. Moderate | 12348 | Predictive Maintenance | 91.25
1014967 | Internal Walls and Ceilings | B (Average): Asset is sound, operationally safe and exhibits only minor deterioration. | Category 3 (Recommended): Minor work required to prevent a deterioration of the service provided by the asset. | 25 | 2006-02-13 | 18.1958 | 71.4434 | x | 1 | 3. Moderate | 12348 | Predictive Maintenance | 91.25
1014968 | Internal Walls and Ceilings | B (Average): Asset is sound, operationally safe and exhibits only minor deterioration. | Category 3 (Recommended): Minor work required to prevent a deterioration of the service provided by the asset. | 25 | 2012-07-12 | 11.7864 | 76.5708 | x | 1 | 3. Moderate | 12348 | Predictive Maintenance | 91.25
1014977 | Portable Appliance Testing (PAT) - User Checks, Recorded Formal Visual Inspections and Combined Insp | B (Average): Asset is sound, operationally safe and exhibits only minor deterioration. | Category 3 (Recommended): Minor work required to prevent a deterioration of the service provided by the asset. | 20 | 2014-04-12 | 10.037 | 75.963 | x | 1 | 2. Minor | 12348 | Predictive Maintenance | 182.5
1014979 | Rainwater Downpipes and Gutters | B (Average): Asset is sound, operationally safe and exhibits only minor deterioration. | Category 3 (Recommended): Minor work required to prevent a deterioration of the service provided by the asset. | 50 | 2021-03-28 | 3.0773 | 84.7691 | x | 1 | 2. Minor | 12348 | Predictive Maintenance | 182.5
1014981 | Service Drainage | B (Average): Asset is sound, operationally safe and exhibits only minor deterioration. | Category 3 (Recommended): Minor work required to prevent a deterioration of the service provided by the asset. | 25 | 2017-06-30 | 6.82 | 80.544 | x | 1 | 4. Significant | 12348 | Predictive Maintenance | 91.25
1014982 | Service Drainage | B (Average): Asset is sound, operationally safe and exhibits only minor deterioration. | Category 3 (Recommended): Minor work required to prevent a deterioration of the service provided by the asset. | 25 | 2022-10-18 | 1.5195 | 84.7844 | x | 1 | 4. Significant | 12348 | Predictive Maintenance | 91.25
1014983 | Service Drainage | B (Average): Asset is sound, operationally safe and exhibits only minor deterioration. | Category 3 (Recommended): Minor work required to prevent a deterioration of the service provided by the asset. | 25 | 2018-02-17 | 6.1848 | 81.0522 | x | 1 | 4. Significant | 12348 | Predictive Maintenance | 91.25
1014984 | Service Drainage | B (Average): Asset is sound, operationally safe and exhibits only minor deterioration. | Category 3 (Recommended): Minor work required to prevent a deterioration of the service provided by the asset. | 25 | 2023-06-26 | 0.83231 | 85.3342 | x | 1 | 4. Significant | 12348 | Predictive Maintenance | 91.25
1014985 | Service Drainage | B (Average): Asset is sound, operationally safe and exhibits only minor deterioration. | Category 3 (Recommended): Minor work required to prevent a deterioration of the service provided by the asset. | 25 | 2006-10-01 | 17.5661 | 71.9472 | x | 1 | 4. Significant | 12348 | Predictive Maintenance | 91.25
1014986 | Service Drainage | B (Average): Asset is sound, operationally safe and exhibits only minor deterioration. | Category 3 (Recommended): Minor work required to prevent a deterioration of the service provided by the asset. | 25 | 2014-03-03 | 10.1465 | 77.8828 | x | 1 | 4. Significant | 12348 | Predictive Maintenance | 91.25
1014987 | Service Drainage | B (Average): Asset is sound, operationally safe and exhibits only minor deterioration. | Category 3 (Recommended): Minor work required to prevent a deterioration of the service provided by the asset. | 25 | 2022-02-10 | 2.204 | 84.2368 | x | 1 | 4. Significant | 12348 | Predictive Maintenance | 91.25
1014988 | Service Drainage | B (Average): Asset is sound, operationally safe and exhibits only minor deterioration. | Category 3 (Recommended): Minor work required to prevent a deterioration of the service provided by the asset. | 25 | 2017-04-18 | 7.0198 | 80.3841 | x | 1 | 4. Significant | 12348 | Predictive Maintenance | 91.25
1014989 | Service Drainage | B (Average): Asset is sound, operationally safe and exhibits only minor deterioration. | Category 3 (Recommended): Minor work required to prevent a deterioration of the service provided by the asset. | 25 | 2012-10-19 | 11.5154 | 76.7877 | x | 1 | 4. Significant | 12348 | Predictive Maintenance | 91.25
1014990 | Service Drainage | B (Average): Asset is sound, operationally safe and exhibits only minor deterioration. | Category 3 (Recommended): Minor work required to prevent a deterioration of the service provided by the asset. | 25 | 2008-01-12 | 16.2847 | 72.9722 | x | 1 | 4. Significant | 12348 | Predictive Maintenance | 91.25
1014991 | Service Drainage | B (Average): Asset is sound, operationally safe and exhibits only minor deterioration. | Category 3 (Recommended): Minor work required to prevent a deterioration of the service provided by the asset. | 25 | 2005-09-13 | 18.6146 | 71.1083 | x | 1 | 4. Significant | 12348 | Predictive Maintenance | 91.25
1014992 | Service Drainage | B (Average): Asset is sound, operationally safe and exhibits only minor deterioration. | Category 3 (Recommended): Minor work required to prevent a deterioration of the service provided by the asset. | 25 | 2011-03-05 | 13.1417 | 75.4867 | x | 1 | 4. Significant | 12348 | Predictive Maintenance | 91.25
1014993 | Service Drainage | B (Average): Asset is sound, operationally safe and exhibits only minor deterioration. | Category 3 (Recommended): Minor work required to prevent a deterioration of the service provided by the asset. | 25 | 2003-08-11 | 20.7064 | 69.4349 | x | 1 | 4. Significant | 12348 | Predictive Maintenance | 91.25
1014994 | Service Drainage | B (Average): Asset is sound, operationally safe and exhibits only minor deterioration. | Category 3 (Recommended): Minor work required to prevent a deterioration of the service provided by the asset. | 25 | 2002-03-06 | 22.1383 | 68.2894 | x | 1 | 4. Significant | 12348 | Predictive Maintenance | 91.25
1014997 | Television and Signal Receiving Equipment | B (Average): Asset is sound, operationally safe and exhibits only minor deterioration. | Category 3 (Recommended): Minor work required to prevent a deterioration of the service provided by the asset. | 15 | 2013-07-14 | 10.7817 | 71.6245 | x | 1 | 3. Moderate | 12348 | Predictive Maintenance | 91.25
1014998 | Pipework, filters etc. | B (Average): Asset is sound, operationally safe and exhibits only minor deterioration. | Category 3 (Recommended): Minor work required to prevent a deterioration of the service provided by the asset. | 20 | 2021-01-27 | 3.2416 | 82.7584 | x | 1 | 3. Moderate | 12348 | Predictive Maintenance | 91.25
1014999 | Ductwork System - General | B (Average): Asset is sound, operationally safe and exhibits only minor deterioration. | Category 3 (Recommended): Minor work required to prevent a deterioration of the service provided by the asset. | 30 | 2015-09-28 | 8.5749 | 80.2834 | x | 1 | 3. Moderate | 12348 | Predictive Maintenance | 91.25
1015007 | Manually operated Vertical & Horizontal blinds | B (Average): Asset is sound, operationally safe and exhibits only minor deterioration. | Category 3 (Recommended): Minor work required to prevent a deterioration of the service provided by the asset. | 20 | 2011-06-28 | 12.8268 | 73.1732 | x | 1 | 1. Negligible | 12348 | Predictive Maintenance | 182.5
1015008 | Windows Internal and External | B (Average): Asset is sound, operationally safe and exhibits only minor deterioration. | Category 3 (Recommended): Minor work required to prevent a deterioration of the service provided by the asset. | 37 | 2023-08-08 | 0.71458 | 85.6137 | x | 1 | 3. Moderate | 12348 | Predictive Maintenance | 91.25
1015009 | Windows Internal and External | B (Average): Asset is sound, operationally safe and exhibits only minor deterioration. | Category 3 (Recommended): Minor work required to prevent a deterioration of the service provided by the asset. | 36 | 2000-11-05 | 23.4689 | 72.9617 | x | 1 | 3. Moderate | 12348 | Predictive Maintenance | 91.25
1015010 | Windows Internal and External | B (Average): Asset is sound, operationally safe and exhibits only minor deterioration. | Category 3 (Recommended): Minor work required to prevent a deterioration of the service provided by the asset. | 38 | 2009-10-18 | 14.5188 | 78.3585 | x | 1 | 3. Moderate | 12348 | Predictive Maintenance | 91.25
1015011 | Windows Internal and External | B (Average): Asset is sound, operationally safe and exhibits only minor deterioration. | Category 3 (Recommended): Minor work required to prevent a deterioration of the service provided by the asset. | 39 | 2002-08-06 | 21.7194 | 74.8619 | x | 1 | 3. Moderate | 12348 | Predictive Maintenance | 91.25
1015013 | Locks, handles, hinges Etc. | B (Average): Asset is sound, operationally safe and exhibits only minor deterioration. | Category 3 (Recommended): Minor work required to prevent a deterioration of the service provided by the asset. | 40 | 2004-07-25 | 19.7509 | 70.1246 | x | 4 | 3. Moderate | 10438 | Predictive Maintenance | 91.25
1015014 | Flues (All Combustible Fuels) | B (Average): Asset is sound, operationally safe and exhibits only minor deterioration. | Category 3 (Recommended): Minor work required to prevent a deterioration of the service provided by the asset. | 15 | 2022-03-29 | 2.0753 | 77.2329 | x | 4 | 4. Significant | 10438 | Predictive Maintenance | 91.25
1015020 | Towel Rails, Mirrors, Toilet Roll Holders, Shelves, Pictures etc. | B (Average): Asset is sound, operationally safe and exhibits only minor deterioration. | Category 3 (Recommended): Minor work required to prevent a deterioration of the service provided by the asset. | 30 | 2015-06-05 | 8.8898 | 74.0735 | x | 4 | 2. Minor | 10438 | Predictive Maintenance | 182.5
1015022 | Software Functions | B (Average): Asset is sound, operationally safe and exhibits only minor deterioration. | Category 3 (Recommended): Minor work required to prevent a deterioration of the service provided by the asset. | 5 | 2023-11-12 | 0.45175 | 78.193 | x | 4 | 4. Significant | 10438 | Predictive Maintenance | 91.25
1015023 | Building Inspections | B (Average): Asset is sound, operationally safe and exhibits only minor deterioration. | Category 3 (Recommended): Minor work required to prevent a deterioration of the service provided by the asset. | 20 | 2023-04-23 | 1.0075 | 78.9925 | x | 4 | 2. Minor | 10438 | Predictive Maintenance | 182.5
1015024 | Building Inspections | B (Average): Asset is sound, operationally safe and exhibits only minor deterioration. | Category 3 (Recommended): Minor work required to prevent a deterioration of the service provided by the asset. | 20 | 2011-10-16 | 12.5257 | 67.4743 | x | 4 | 2. Minor | 10438 | Predictive Maintenance | 182.5
1015028 | External Lighting including Illuminated Signs | B (Average): Asset is sound, operationally safe and exhibits only minor deterioration. | Category 3 (Recommended): Minor work required to prevent a deterioration of the service provided by the asset. | 15 | 2021-09-17 | 2.6037 | 76.5284 | x | 4 | 4. Significant | 10438 | Predictive Maintenance | 91.25
1015029 | External Lighting including Illuminated Signs | B (Average): Asset is sound, operationally safe and exhibits only minor deterioration. | Category 3 (Recommended): Minor work required to prevent a deterioration of the service provided by the asset. | 15 | 2019-07-03 | 4.8131 | 73.5825 | x | 4 | 4. Significant | 10438 | Predictive Maintenance | 91.25
1015030 | External Lighting including Illuminated Signs | B (Average): Asset is sound, operationally safe and exhibits only minor deterioration. | Category 3 (Recommended): Minor work required to prevent a deterioration of the service provided by the asset. | 15 | 2021-01-29 | 3.2361 | 75.6851 | x | 4 | 4. Significant | 10438 | Predictive Maintenance | 91.25
1015031 | External Lighting including Illuminated Signs | B (Average): Asset is sound, operationally safe and exhibits only minor deterioration. | Category 3 (Recommended): Minor work required to prevent a deterioration of the service provided by the asset. | 15 | 2010-07-07 | 13.8015 | 61.598 | x | 4 | 4. Significant | 10438 | Predictive Maintenance | 91.25
1015040 | Fittings, Furnishings and Equipment | B (Average): Asset is sound, operationally safe and exhibits only minor deterioration. | Category 3 (Recommended): Minor work required to prevent a deterioration of the service provided by the asset. | 5 | 2020-09-21 | 3.5921 | 65.6318 | x | 4 | 2. Minor | 10438 | Predictive Maintenance | 182.5
1015041 | Fittings, Furnishings and Equipment | B (Average): Asset is sound, operationally safe and exhibits only minor deterioration. | Category 3 (Recommended): Minor work required to prevent a deterioration of the service provided by the asset. | 5 | 2020-04-14 | 4.0301 | 63.8795 | x | 4 | 2. Minor | 10438 | Predictive Maintenance | 182.5
1015042 | Fittings, Furnishings and Equipment | B (Average): Asset is sound, operationally safe and exhibits only minor deterioration. | Category 3 (Recommended): Minor work required to prevent a deterioration of the service provided by the asset. | 5 | 2020-03-08 | 4.1314 | 63.4743 | x | 4 | 2. Minor | 10438 | Predictive Maintenance | 182.5
1015043 | Fittings, Furnishings and Equipment | B (Average): Asset is sound, operationally safe and exhibits only minor deterioration. | Category 3 (Recommended): Minor work required to prevent a deterioration of the service provided by the asset. | 5 | 2023-03-01 | 1.1526 | 75.3895 | x | 4 | 2. Minor | 10438 | Predictive Maintenance | 182.5
1015044 | Fittings, Furnishings and Equipment | B (Average): Asset is sound, operationally safe and exhibits only minor deterioration. | Category 3 (Recommended): Minor work required to prevent a deterioration of the service provided by the asset. | 5 | 2022-08-16 | 1.692 | 73.232 | x | 4 | 2. Minor | 10438 | Predictive Maintenance | 182.5
1015045 | Fittings, Furnishings and Equipment | B (Average): Asset is sound, operationally safe and exhibits only minor deterioration. | Category 3 (Recommended): Minor work required to prevent a deterioration of the service provided by the asset. | 5 | 2020-05-16 | 3.9425 | 64.23 | x | 4 | 2. Minor | 10438 | Predictive Maintenance | 182.5
1015046 | Floors and Floor Finishes | B (Average): Asset is sound, operationally safe and exhibits only minor deterioration. | Category 3 (Recommended): Minor work required to prevent a deterioration of the service provided by the asset. | 30 | 2021-01-05 | 3.3018 | 77.7988 | x | 4 | 1. Negligible | 10438 | Predictive Maintenance | 182.5
1015047 | Floors and Floor Finishes | B (Average): Asset is sound, operationally safe and exhibits only minor deterioration. | Category 3 (Recommended): Minor work required to prevent a deterioration of the service provided by the asset. | 30 | 2023-05-19 | 0.93634 | 79.3758 | x | 4 | 1. Negligible | 10438 | Predictive Maintenance | 182.5
1015048 | Floors and Floor Finishes | B (Average): Asset is sound, operationally safe and exhibits only minor deterioration. | Category 3 (Recommended): Minor work required to prevent a deterioration of the service provided by the asset. | 30 | 2011-08-26 | 12.6653 | 71.5565 | x | 4 | 1. Negligible | 10438 | Predictive Maintenance | 182.5
1015050 | Lighting Fittings including Luminaires General | B (Average): Asset is sound, operationally safe and exhibits only minor deterioration. | Category 3 (Recommended): Minor work required to prevent a deterioration of the service provided by the asset. | 20 | 2013-10-03 | 10.5599 | 69.4401 | x | 4 | 3. Moderate | 10438 | Predictive Maintenance | 91.25
1015051 | Lighting Fittings including Luminaires General | B (Average): Asset is sound, operationally safe and exhibits only minor deterioration. | Category 3 (Recommended): Minor work required to prevent a deterioration of the service provided by the asset. | 20 | 2008-09-27 | 15.5756 | 64.4244 | x | 4 | 3. Moderate | 10438 | Predictive Maintenance | 91.25
1015052 | Lighting Fittings including Luminaires General | B (Average): Asset is sound, operationally safe and exhibits only minor deterioration. | Category 3 (Recommended): Minor work required to prevent a deterioration of the service provided by the asset. | 20 | 2014-10-09 | 9.5441 | 70.4559 | x | 4 | 3. Moderate | 10438 | Predictive Maintenance | 91.25
1015053 | Lighting Fittings including Luminaires General | B (Average): Asset is sound, operationally safe and exhibits only minor deterioration. | Category 3 (Recommended): Minor work required to prevent a deterioration of the service provided by the asset. | 20 | 2010-10-11 | 13.5387 | 66.4613 | x | 4 | 3. Moderate | 10438 | Predictive Maintenance | 91.25
1015054 | Lighting Fittings including Luminaires General | B (Average): Asset is sound, operationally safe and exhibits only minor deterioration. | Category 3 (Recommended): Minor work required to prevent a deterioration of the service provided by the asset. | 20 | 2006-03-27 | 18.0808 | 61.9192 | x | 4 | 3. Moderate | 10438 | Predictive Maintenance | 91.25
1015055 | Lighting Fittings including Luminaires General | B (Average): Asset is sound, operationally safe and exhibits only minor deterioration. | Category 3 (Recommended): Minor work required to prevent a deterioration of the service provided by the asset. | 20 | 2015-11-30 | 8.4025 | 71.5975 | x | 4 | 3. Moderate | 10438 | Predictive Maintenance | 91.25
1015056 | Lighting Fittings including Luminaires General | B (Average): Asset is sound, operationally safe and exhibits only minor deterioration. | Category 3 (Recommended): Minor work required to prevent a deterioration of the service provided by the asset. | 20 | 2010-09-24 | 13.5852 | 66.4148 | x | 4 | 3. Moderate | 10438 | Predictive Maintenance | 91.25
1015057 | Lighting Fittings including Luminaires General | B (Average): Asset is sound, operationally safe and exhibits only minor deterioration. | Category 3 (Recommended): Minor work required to prevent a deterioration of the service provided by the asset. | 20 | 2021-08-30 | 2.653 | 77.347 | x | 4 | 3. Moderate | 10438 | Predictive Maintenance | 91.25
1015066 | Pipework Systems - General | C (Poor): Asset is operational but major repair or replacement will be needed. | Category 3 (Recommended): Minor work required to prevent a deterioration of the service provided by the asset. | 20 | 2008-06-18 | 15.8522 | 50.1478 | x | 4 | 4. Significant | 10438 | Predictive Maintenance | 91.25
1015067 | Pipework Systems - General | D (Very Poor): Asset runs a serious risk of imminent breakdown or poses a health and safety risk. | Category 3 (Recommended): Minor work required to prevent a deterioration of the service provided by the asset. | 35 | 2000-07-28 | 23.7426 | 45.4328 | x | 4 | 4. Significant | 10438 | Predictive Maintenance | 91.25
1015068 | Pipework Systems - General | C (Poor): Asset is operational but major repair or replacement will be needed. | Category 3 (Recommended): Minor work required to prevent a deterioration of the service provided by the asset. | 35 | 2015-09-02 | 8.6461 | 61.0594 | x | 4 | 4. Significant | 10438 | Predictive Maintenance | 91.25
1015069 | Internal Walls and Ceilings | B (Average): Asset is sound, operationally safe and exhibits only minor deterioration. | Category 3 (Recommended): Minor work required to prevent a deterioration of the service provided by the asset. | 25 | 2008-10-14 | 15.5291 | 67.5767 | x | 4 | 3. Moderate | 10438 | Predictive Maintenance | 91.25
1015070 | Internal Walls and Ceilings | B (Average): Asset is sound, operationally safe and exhibits only minor deterioration. | Category 3 (Recommended): Minor work required to prevent a deterioration of the service provided by the asset. | 25 | 2023-01-15 | 1.2758 | 78.9793 | x | 4 | 3. Moderate | 10438 | Predictive Maintenance | 91.25
1015071 | Internal Walls and Ceilings | B (Average): Asset is sound, operationally safe and exhibits only minor deterioration. | Category 3 (Recommended): Minor work required to prevent a deterioration of the service provided by the asset. | 25 | 2023-06-19 | 0.85147 | 79.3188 | x | 4 | 3. Moderate | 10438 | Predictive Maintenance | 91.25
1015072 | Internal Walls and Ceilings | B (Average): Asset is sound, operationally safe and exhibits only minor deterioration. | Category 3 (Recommended): Minor work required to prevent a deterioration of the service provided by the asset. | 25 | 2013-04-01 | 11.0664 | 71.1469 | x | 4 | 3. Moderate | 10438 | Predictive Maintenance | 91.25
1015073 | Internal Walls and Ceilings | B (Average): Asset is sound, operationally safe and exhibits only minor deterioration. | Category 3 (Recommended): Minor work required to prevent a deterioration of the service provided by the asset. | 25 | 2008-08-27 | 15.6605 | 67.4716 | x | 4 | 3. Moderate | 10438 | Predictive Maintenance | 91.25
1015074 | Internal Walls and Ceilings | B (Average): Asset is sound, operationally safe and exhibits only minor deterioration. | Category 3 (Recommended): Minor work required to prevent a deterioration of the service provided by the asset. | 25 | 2018-03-04 | 6.1437 | 75.085 | x | 4 | 3. Moderate | 10438 | Predictive Maintenance | 91.25
1015075 | Internal Walls and Ceilings | B (Average): Asset is sound, operationally safe and exhibits only minor deterioration. | Category 3 (Recommended): Minor work required to prevent a deterioration of the service provided by the asset. | 25 | 2017-06-12 | 6.8693 | 74.5046 | x | 4 | 3. Moderate | 10438 | Predictive Maintenance | 91.25
1015084 | Portable Appliance Testing (PAT) - User Checks, Recorded Formal Visual Inspections and Combined Insp | B (Average): Asset is sound, operationally safe and exhibits only minor deterioration. | Category 3 (Recommended): Minor work required to prevent a deterioration of the service provided by the asset. | 20 | 2012-09-20 | 11.5948 | 68.4052 | x | 4 | 2. Minor | 10438 | Predictive Maintenance | 182.5
1015086 | Rainwater Downpipes and Gutters | B (Average): Asset is sound, operationally safe and exhibits only minor deterioration. | Category 3 (Recommended): Minor work required to prevent a deterioration of the service provided by the asset. | 50 | 2011-12-20 | 12.3477 | 75.0609 | x | 4 | 2. Minor | 10438 | Predictive Maintenance | 182.5
1015088 | Service Drainage | B (Average): Asset is sound, operationally safe and exhibits only minor deterioration. | Category 3 (Recommended): Minor work required to prevent a deterioration of the service provided by the asset. | 25 | 2020-09-17 | 3.603 | 77.1176 | x | 4 | 4. Significant | 10438 | Predictive Maintenance | 91.25
1015089 | Service Drainage | B (Average): Asset is sound, operationally safe and exhibits only minor deterioration. | Category 3 (Recommended): Minor work required to prevent a deterioration of the service provided by the asset. | 25 | 2016-01-07 | 8.2984 | 73.3613 | x | 4 | 4. Significant | 10438 | Predictive Maintenance | 91.25
1015090 | Service Drainage | B (Average): Asset is sound, operationally safe and exhibits only minor deterioration. | Category 3 (Recommended): Minor work required to prevent a deterioration of the service provided by the asset. | 25 | 2006-10-06 | 17.5524 | 65.9581 | x | 4 | 4. Significant | 10438 | Predictive Maintenance | 91.25
1015091 | Service Drainage | B (Average): Asset is sound, operationally safe and exhibits only minor deterioration. | Category 3 (Recommended): Minor work required to prevent a deterioration of the service provided by the asset. | 25 | 2021-03-04 | 3.1431 | 77.4856 | x | 4 | 4. Significant | 10438 | Predictive Maintenance | 91.25
1015092 | Service Drainage | B (Average): Asset is sound, operationally safe and exhibits only minor deterioration. | Category 3 (Recommended): Minor work required to prevent a deterioration of the service provided by the asset. | 25 | 2013-06-20 | 10.8474 | 71.3221 | x | 4 | 4. Significant | 10438 | Predictive Maintenance | 91.25
1015093 | Service Drainage | B (Average): Asset is sound, operationally safe and exhibits only minor deterioration. | Category 3 (Recommended): Minor work required to prevent a deterioration of the service provided by the asset. | 25 | 2016-06-24 | 7.8357 | 73.7314 | x | 4 | 4. Significant | 10438 | Predictive Maintenance | 91.25
1015094 | Service Drainage | B (Average): Asset is sound, operationally safe and exhibits only minor deterioration. | Category 3 (Recommended): Minor work required to prevent a deterioration of the service provided by the asset. | 25 | 2021-09-27 | 2.5763 | 77.9389 | x | 4 | 4. Significant | 10438 | Predictive Maintenance | 91.25
1015095 | Service Drainage | B (Average): Asset is sound, operationally safe and exhibits only minor deterioration. | Category 3 (Recommended): Minor work required to prevent a deterioration of the service provided by the asset. | 25 | 2008-11-10 | 15.4552 | 67.6359 | x | 4 | 4. Significant | 10438 | Predictive Maintenance | 91.25
1015096 | Service Drainage | B (Average): Asset is sound, operationally safe and exhibits only minor deterioration. | Category 3 (Recommended): Minor work required to prevent a deterioration of the service provided by the asset. | 25 | 2019-07-19 | 4.7693 | 76.1845 | x | 4 | 4. Significant | 10438 | Predictive Maintenance | 91.25
1015097 | Service Drainage | B (Average): Asset is sound, operationally safe and exhibits only minor deterioration. | Category 3 (Recommended): Minor work required to prevent a deterioration of the service provided by the asset. | 25 | 2018-12-19 | 5.3498 | 75.7202 | x | 4 | 4. Significant | 10438 | Predictive Maintenance | 91.25
1015098 | Service Drainage | B (Average): Asset is sound, operationally safe and exhibits only minor deterioration. | Category 3 (Recommended): Minor work required to prevent a deterioration of the service provided by the asset. | 25 | 2013-12-03 | 10.3929 | 71.6857 | x | 4 | 4. Significant | 10438 | Predictive Maintenance | 91.25
1015099 | Service Drainage | B (Average): Asset is sound, operationally safe and exhibits only minor deterioration. | Category 3 (Recommended): Minor work required to prevent a deterioration of the service provided by the asset. | 25 | 2022-01-30 | 2.2341 | 78.2127 | x | 4 | 4. Significant | 10438 | Predictive Maintenance | 91.25
1015103 | Television and Signal Receiving Equipment | B (Average): Asset is sound, operationally safe and exhibits only minor deterioration. | Category 3 (Recommended): Minor work required to prevent a deterioration of the service provided by the asset. | 15 | 2010-09-20 | 13.5962 | 61.8718 | x | 4 | 3. Moderate | 10438 | Predictive Maintenance | 91.25
1015104 | Television and Signal Receiving Equipment | B (Average): Asset is sound, operationally safe and exhibits only minor deterioration. | Category 3 (Recommended): Minor work required to prevent a deterioration of the service provided by the asset. | 15 | 2015-11-14 | 8.4463 | 68.7383 | x | 4 | 3. Moderate | 10438 | Predictive Maintenance | 91.25
1015105 | Ductwork System - General | B (Average): Asset is sound, operationally safe and exhibits only minor deterioration. | Category 3 (Recommended): Minor work required to prevent a deterioration of the service provided by the asset. | 30 | 2007-04-18 | 17.0212 | 68.6525 | x | 4 | 3. Moderate | 10438 | Predictive Maintenance | 91.25
1015121 | Manually operated Vertical & Horizontal blinds | B (Average): Asset is sound, operationally safe and exhibits only minor deterioration. | Category 3 (Recommended): Minor work required to prevent a deterioration of the service provided by the asset. | 20 | 2016-03-03 | 8.1451 | 71.8549 | x | 4 | 1. Negligible | 10438 | Predictive Maintenance | 182.5
1015122 | Windows Internal and External | B (Average): Asset is sound, operationally safe and exhibits only minor deterioration. | Category 3 (Recommended): Minor work required to prevent a deterioration of the service provided by the asset. | 38 | 2016-07-10 | 7.7919 | 75.899 | x | 4 | 3. Moderate | 10438 | Predictive Maintenance | 91.25
1015123 | Windows Internal and External | B (Average): Asset is sound, operationally safe and exhibits only minor deterioration. | Category 3 (Recommended): Minor work required to prevent a deterioration of the service provided by the asset. | 39 | 2004-01-15 | 20.2765 | 69.6018 | x | 4 | 3. Moderate | 10438 | Predictive Maintenance | 91.25
1015124 | Windows Internal and External | B (Average): Asset is sound, operationally safe and exhibits only minor deterioration. | Category 3 (Recommended): Minor work required to prevent a deterioration of the service provided by the asset. | 37 | 2004-01-08 | 20.2957 | 69.0294 | x | 4 | 3. Moderate | 10438 | Predictive Maintenance | 91.25
1015125 | Windows Internal and External | B (Average): Asset is sound, operationally safe and exhibits only minor deterioration. | Category 3 (Recommended): Minor work required to prevent a deterioration of the service provided by the asset. | 37 | 2019-04-27 | 4.9966 | 77.2991 | x | 4 | 3. Moderate | 10438 | Predictive Maintenance | 91.25
1015126 | Windows Internal and External | B (Average): Asset is sound, operationally safe and exhibits only minor deterioration. | Category 3 (Recommended): Minor work required to prevent a deterioration of the service provided by the asset. | 38 | 2008-02-28 | 16.1561 | 71.4968 | x | 4 | 3. Moderate | 10438 | Predictive Maintenance | 91.25
1015127 | Windows Internal and External | B (Average): Asset is sound, operationally safe and exhibits only minor deterioration. | Category 3 (Recommended): Minor work required to prevent a deterioration of the service provided by the asset. | 39 | 2000-06-29 | 23.822 | 67.7836 | x | 4 | 3. Moderate | 10438 | Predictive Maintenance | 91.25
1015128 | Windows Internal and External | B (Average): Asset is sound, operationally safe and exhibits only minor deterioration. | Category 3 (Recommended): Minor work required to prevent a deterioration of the service provided by the asset. | 40 | 2019-06-12 | 4.8706 | 77.5647 | x | 4 | 3. Moderate | 10438 | Predictive Maintenance | 91.25
1015129 | Locks, handles, hinges Etc. | B (Average): Asset is sound, operationally safe and exhibits only minor deterioration. | Category 3 (Recommended): Minor work required to prevent a deterioration of the service provided by the asset. | 40 | 1998-07-22 | 25.7604 | 67.1198 | x | 4 | 3. Moderate | 10485 | Predictive Maintenance | 91.25
1015130 | Flues (All Combustible Fuels) | B (Average): Asset is sound, operationally safe and exhibits only minor deterioration. | Category 3 (Recommended): Minor work required to prevent a deterioration of the service provided by the asset. | 30 | 1999-02-18 | 25.1828 | 63.2115 | x | 4 | 4. Significant | 10485 | Predictive Maintenance | 91.25
1015131 | Towel Rails, Mirrors, Toilet Roll Holders, Shelves, Pictures etc. | B (Average): Asset is sound, operationally safe and exhibits only minor deterioration. | Category 3 (Recommended): Minor work required to prevent a deterioration of the service provided by the asset. | 30 | 2021-04-29 | 2.9897 | 78.0068 | x | 4 | 2. Minor | 10485 | Predictive Maintenance | 182.5
1015133 | Software Functions | B (Average): Asset is sound, operationally safe and exhibits only minor deterioration. | Category 3 (Recommended): Minor work required to prevent a deterioration of the service provided by the asset. | 5 | 2021-05-20 | 2.9322 | 68.271 | x | 4 | 4. Significant | 10485 | Predictive Maintenance | 91.25
1015134 | Software Functions | B (Average): Asset is sound, operationally safe and exhibits only minor deterioration. | Category 3 (Recommended): Minor work required to prevent a deterioration of the service provided by the asset. | 5 | 2023-07-14 | 0.78303 | 76.8679 | x | 4 | 4. Significant | 10485 | Predictive Maintenance | 91.25
1015135 | Building Inspections | B (Average): Asset is sound, operationally safe and exhibits only minor deterioration. | Category 3 (Recommended): Minor work required to prevent a deterioration of the service provided by the asset. | 20 | 2010-06-01 | 13.9001 | 66.0999 | x | 4 | 2. Minor | 10485 | Predictive Maintenance | 182.5
1015151 | External Lighting including Illuminated Signs | B (Average): Asset is sound, operationally safe and exhibits only minor deterioration. | Category 3 (Recommended): Minor work required to prevent a deterioration of the service provided by the asset. | 15 | 2020-09-07 | 3.6304 | 75.1595 | x | 4 | 4. Significant | 10485 | Predictive Maintenance | 91.25
1015152 | External Lighting including Illuminated Signs | B (Average): Asset is sound, operationally safe and exhibits only minor deterioration. | Category 3 (Recommended): Minor work required to prevent a deterioration of the service provided by the asset. | 15 | 2011-10-07 | 12.5503 | 63.2663 | x | 4 | 4. Significant | 10485 | Predictive Maintenance | 91.25
1015156 | Floors and Floor Finishes | B (Average): Asset is sound, operationally safe and exhibits only minor deterioration. | Category 3 (Recommended): Minor work required to prevent a deterioration of the service provided by the asset. | 30 | 1998-10-09 | 25.5441 | 62.9706 | x | 4 | 1. Negligible | 10485 | Predictive Maintenance | 182.5
1015158 | Lighting Fittings including Luminaires General | B (Average): Asset is sound, operationally safe and exhibits only minor deterioration. | Category 3 (Recommended): Minor work required to prevent a deterioration of the service provided by the asset. | 20 | 2020-10-10 | 3.54 | 76.46 | x | 4 | 3. Moderate | 10485 | Predictive Maintenance | 91.25
1015159 | Lighting Fittings including Luminaires General | B (Average): Asset is sound, operationally safe and exhibits only minor deterioration. | Category 3 (Recommended): Minor work required to prevent a deterioration of the service provided by the asset. | 20 | 2009-06-11 | 14.872 | 65.128 | x | 4 | 3. Moderate | 10485 | Predictive Maintenance | 91.25
1015160 | Lighting Fittings including Luminaires General | B (Average): Asset is sound, operationally safe and exhibits only minor deterioration. | Category 3 (Recommended): Minor work required to prevent a deterioration of the service provided by the asset. | 20 | 2005-04-14 | 19.0308 | 60.9692 | x | 4 | 3. Moderate | 10485 | Predictive Maintenance | 91.25
1015162 | Pipework Systems - General | B (Average): Asset is sound, operationally safe and exhibits only minor deterioration. | Category 3 (Recommended): Minor work required to prevent a deterioration of the service provided by the asset. | 20 | 2012-02-01 | 12.23 | 67.77 | x | 4 | 4. Significant | 10485 | Predictive Maintenance | 91.25
1015163 | Pipework Systems - General | B (Average): Asset is sound, operationally safe and exhibits only minor deterioration. | Category 3 (Recommended): Minor work required to prevent a deterioration of the service provided by the asset. | 20 | 2014-10-04 | 9.5578 | 70.4422 | x | 4 | 4. Significant | 10485 | Predictive Maintenance | 91.25
1015164 | Pipework Systems - General | B (Average): Asset is sound, operationally safe and exhibits only minor deterioration. | Category 3 (Recommended): Minor work required to prevent a deterioration of the service provided by the asset. | 35 | 2021-06-11 | 2.872 | 78.3589 | x | 4 | 4. Significant | 10485 | Predictive Maintenance | 91.25
1015165 | Pipework Systems - General | A (Good): Asset is as new and can be expected to perform adequately to its full normal life if maintained appropriately. | Category 3 (Recommended): Minor work required to prevent a deterioration of the service provided by the asset. | 45 | 2008-12-07 | 15.3812 | 80.1639 | x | 4 | 4. Significant | 10485 | Predictive Maintenance | 91.25
1015166 | Internal Walls and Ceilings | B (Average): Asset is sound, operationally safe and exhibits only minor deterioration. | Category 3 (Recommended): Minor work required to prevent a deterioration of the service provided by the asset. | 25 | 2013-03-20 | 11.0992 | 71.1206 | x | 4 | 3. Moderate | 10485 | Predictive Maintenance | 91.25
1015170 | Portable Appliance Testing (PAT) - User Checks, Recorded Formal Visual Inspections and Combined Insp | B (Average): Asset is sound, operationally safe and exhibits only minor deterioration. | Category 3 (Recommended): Minor work required to prevent a deterioration of the service provided by the asset. | 20 | 2004-07-30 | 19.7372 | 60.2628 | x | 4 | 2. Minor | 10485 | Predictive Maintenance | 182.5
1015172 | Rainwater Downpipes and Gutters | B (Average): Asset is sound, operationally safe and exhibits only minor deterioration. | Category 3 (Recommended): Minor work required to prevent a deterioration of the service provided by the asset. | 50 | 2005-10-30 | 18.486 | 72.6056 | x | 4 | 2. Minor | 10485 | Predictive Maintenance | 182.5
1015173 | Service Drainage | B (Average): Asset is sound, operationally safe and exhibits only minor deterioration. | Category 3 (Recommended): Minor work required to prevent a deterioration of the service provided by the asset. | 25 | 2008-01-31 | 16.2327 | 67.0138 | x | 4 | 4. Significant | 10485 | Predictive Maintenance | 91.25
1015174 | Service Drainage | B (Average): Asset is sound, operationally safe and exhibits only minor deterioration. | Category 3 (Recommended): Minor work required to prevent a deterioration of the service provided by the asset. | 25 | 2018-10-04 | 5.5578 | 75.5537 | x | 4 | 4. Significant | 10485 | Predictive Maintenance | 91.25
1015175 | Service Drainage | B (Average): Asset is sound, operationally safe and exhibits only minor deterioration. | Category 3 (Recommended): Minor work required to prevent a deterioration of the service provided by the asset. | 25 | 2020-12-19 | 3.3484 | 77.3213 | x | 4 | 4. Significant | 10485 | Predictive Maintenance | 91.25
1015176 | Service Drainage | B (Average): Asset is sound, operationally safe and exhibits only minor deterioration. | Category 3 (Recommended): Minor work required to prevent a deterioration of the service provided by the asset. | 25 | 2014-11-19 | 9.4319 | 72.4545 | x | 4 | 4. Significant | 10485 | Predictive Maintenance | 91.25
1015177 | Service Drainage | B (Average): Asset is sound, operationally safe and exhibits only minor deterioration. | Category 3 (Recommended): Minor work required to prevent a deterioration of the service provided by the asset. | 25 | 2018-10-23 | 5.5058 | 75.5953 | x | 4 | 4. Significant | 10485 | Predictive Maintenance | 91.25
1015180 | Television and Signal Receiving Equipment | B (Average): Asset is sound, operationally safe and exhibits only minor deterioration. | Category 3 (Recommended): Minor work required to prevent a deterioration of the service provided by the asset. | 15 | 2020-06-05 | 3.8877 | 74.8163 | x | 4 | 3. Moderate | 10485 | Predictive Maintenance | 91.25
1015181 | Ductwork System - General | B (Average): Asset is sound, operationally safe and exhibits only minor deterioration. | Category 3 (Recommended): Minor work required to prevent a deterioration of the service provided by the asset. | 30 | 2009-02-23 | 15.1677 | 69.8882 | x | 4 | 3. Moderate | 10485 | Predictive Maintenance | 91.25
1015190 | Manually operated Vertical & Horizontal blinds | B (Average): Asset is sound, operationally safe and exhibits only minor deterioration. | Category 3 (Recommended): Minor work required to prevent a deterioration of the service provided by the asset. | 20 | 2013-04-26 | 10.9979 | 69.0021 | x | 4 | 1. Negligible | 10485 | Predictive Maintenance | 182.5
1015191 | Windows Internal and External | B (Average): Asset is sound, operationally safe and exhibits only minor deterioration. | Category 3 (Recommended): Minor work required to prevent a deterioration of the service provided by the asset. | 39 | 2000-07-25 | 23.7509 | 67.8201 | x | 4 | 3. Moderate | 10485 | Predictive Maintenance | 91.25
1015192 | Windows Internal and External | B (Average): Asset is sound, operationally safe and exhibits only minor deterioration. | Category 3 (Recommended): Minor work required to prevent a deterioration of the service provided by the asset. | 36 | 1996-09-23 | 27.5866 | 64.6741 | x | 4 | 3. Moderate | 10485 | Predictive Maintenance | 91.25
1015198 | Locks, handles, hinges Etc. | B (Average): Asset is sound, operationally safe and exhibits only minor deterioration. | Category 3 (Recommended): Minor work required to prevent a deterioration of the service provided by the asset. | 40 | 2013-08-07 | 10.7159 | 72.642 | x | 5 | 3. Moderate | 10397 | Predictive Maintenance | 91.25
1015199 | Flues (All Combustible Fuels) | B (Average): Asset is sound, operationally safe and exhibits only minor deterioration. | Category 3 (Recommended): Minor work required to prevent a deterioration of the service provided by the asset. | 50 | 2003-09-07 | 20.6324 | 69.747 | x | 5 | 4. Significant | 10397 | Predictive Maintenance | 91.25
1015206 | Towel Rails, Mirrors, Toilet Roll Holders, Shelves, Pictures etc. | B (Average): Asset is sound, operationally safe and exhibits only minor deterioration. | Category 3 (Recommended): Minor work required to prevent a deterioration of the service provided by the asset. | 30 | 2015-12-20 | 8.3477 | 72.4349 | x | 5 | 2. Minor | 10397 | Predictive Maintenance | 182.5
1015208 | Software Functions | B (Average): Asset is sound, operationally safe and exhibits only minor deterioration. | Category 3 (Recommended): Minor work required to prevent a deterioration of the service provided by the asset. | 5 | 2022-03-26 | 2.0835 | 69.666 | x | 5 | 4. Significant | 10397 | Predictive Maintenance | 91.25
1015209 | Building Inspections | B (Average): Asset is sound, operationally safe and exhibits only minor deterioration. | Category 3 (Recommended): Minor work required to prevent a deterioration of the service provided by the asset. | 20 | 2022-05-12 | 1.9548 | 76.0452 | x | 5 | 2. Minor | 10397 | Predictive Maintenance | 182.5
1015210 | Building Inspections | B (Average): Asset is sound, operationally safe and exhibits only minor deterioration. | Category 3 (Recommended): Minor work required to prevent a deterioration of the service provided by the asset. | 20 | 2010-02-12 | 14.1985 | 63.8015 | x | 5 | 2. Minor | 10397 | Predictive Maintenance | 182.5
1015211 | Building Inspections | B (Average): Asset is sound, operationally safe and exhibits only minor deterioration. | Category 3 (Recommended): Minor work required to prevent a deterioration of the service provided by the asset. | 20 | 2015-01-14 | 9.2786 | 68.7214 | x | 5 | 2. Minor | 10397 | Predictive Maintenance | 182.5
1015212 | Catering Equipment | U (Unverified): Further investigation required. | Category U (Unverified Asset): Further investigation required to identify asset. | 15 | 2022-06-05 | 1.8891 | 61.4812 | x | 5 | 2. Minor | 10397 | Predictive Maintenance | 91.25
1015217 | External Lighting including Illuminated Signs | B (Average): Asset is sound, operationally safe and exhibits only minor deterioration. | Category 3 (Recommended): Minor work required to prevent a deterioration of the service provided by the asset. | 15 | 2021-10-22 | 2.5079 | 74.6562 | x | 5 | 4. Significant | 10397 | Predictive Maintenance | 91.25
1015218 | External Lighting including Illuminated Signs | B (Average): Asset is sound, operationally safe and exhibits only minor deterioration. | Category 3 (Recommended): Minor work required to prevent a deterioration of the service provided by the asset. | 15 | 2014-05-02 | 9.9822 | 64.6904 | x | 5 | 4. Significant | 10397 | Predictive Maintenance | 91.25
1015219 | External Lighting including Illuminated Signs | B (Average): Asset is sound, operationally safe and exhibits only minor deterioration. | Category 3 (Recommended): Minor work required to prevent a deterioration of the service provided by the asset. | 15 | 2023-02-09 | 1.2074 | 76.3901 | x | 5 | 4. Significant | 10397 | Predictive Maintenance | 91.25
1015220 | External Lighting including Illuminated Signs | B (Average): Asset is sound, operationally safe and exhibits only minor deterioration. | Category 3 (Recommended): Minor work required to prevent a deterioration of the service provided by the asset. | 15 | 2016-11-28 | 7.4059 | 68.1255 | x | 5 | 4. Significant | 10397 | Predictive Maintenance | 91.25
1015221 | External Lighting including Illuminated Signs | B (Average): Asset is sound, operationally safe and exhibits only minor deterioration. | Category 3 (Recommended): Minor work required to prevent a deterioration of the service provided by the asset. | 15 | 2018-02-08 | 6.2094 | 69.7207 | x | 5 | 4. Significant | 10397 | Predictive Maintenance | 91.25
1015222 | External Lighting including Illuminated Signs | B (Average): Asset is sound, operationally safe and exhibits only minor deterioration. | Category 3 (Recommended): Minor work required to prevent a deterioration of the service provided by the asset. | 15 | 2011-12-23 | 12.3395 | 61.5473 | x | 5 | 4. Significant | 10397 | Predictive Maintenance | 91.25
1015223 | External Lighting including Illuminated Signs | B (Average): Asset is sound, operationally safe and exhibits only minor deterioration. | Category 3 (Recommended): Minor work required to prevent a deterioration of the service provided by the asset. | 15 | 2018-07-08 | 5.7988 | 70.2683 | x | 5 | 4. Significant | 10397 | Predictive Maintenance | 91.25
1015229 | Fittings, Furnishings and Equipment | B (Average): Asset is sound, operationally safe and exhibits only minor deterioration. | Category 3 (Recommended): Minor work required to prevent a deterioration of the service provided by the asset. | 5 | 2020-07-30 | 3.7372 | 63.0513 | x | 5 | 2. Minor | 10397 | Predictive Maintenance | 182.5
1015230 | Fittings, Furnishings and Equipment | B (Average): Asset is sound, operationally safe and exhibits only minor deterioration. | Category 3 (Recommended): Minor work required to prevent a deterioration of the service provided by the asset. | 5 | 2023-10-28 | 0.49281 | 76.0287 | x | 5 | 2. Minor | 10397 | Predictive Maintenance | 182.5
1015231 | Fittings, Furnishings and Equipment | B (Average): Asset is sound, operationally safe and exhibits only minor deterioration. | Category 3 (Recommended): Minor work required to prevent a deterioration of the service provided by the asset. | 5 | 2023-10-01 | 0.56674 | 75.7331 | x | 5 | 2. Minor | 10397 | Predictive Maintenance | 182.5
1015232 | Fittings, Furnishings and Equipment | B (Average): Asset is sound, operationally safe and exhibits only minor deterioration. | Category 3 (Recommended): Minor work required to prevent a deterioration of the service provided by the asset. | 5 | 2022-02-23 | 2.1684 | 69.3265 | x | 5 | 2. Minor | 10397 | Predictive Maintenance | 182.5
1015233 | Fittings, Furnishings and Equipment | B (Average): Asset is sound, operationally safe and exhibits only minor deterioration. | Category 3 (Recommended): Minor work required to prevent a deterioration of the service provided by the asset. | 5 | 2020-01-29 | 4.2382 | 61.0472 | x | 5 | 2. Minor | 10397 | Predictive Maintenance | 182.5
1015234 | Fittings, Furnishings and Equipment | B (Average): Asset is sound, operationally safe and exhibits only minor deterioration. | Category 3 (Recommended): Minor work required to prevent a deterioration of the service provided by the asset. | 5 | 2021-03-02 | 3.1485 | 65.4059 | x | 5 | 2. Minor | 10397 | Predictive Maintenance | 182.5
1015235 | Fittings, Furnishings and Equipment | B (Average): Asset is sound, operationally safe and exhibits only minor deterioration. | Category 3 (Recommended): Minor work required to prevent a deterioration of the service provided by the asset. | 5 | 2020-05-11 | 3.9562 | 62.1752 | x | 5 | 2. Minor | 10397 | Predictive Maintenance | 182.5
1015236 | Fittings, Furnishings and Equipment | B (Average): Asset is sound, operationally safe and exhibits only minor deterioration. | Category 3 (Recommended): Minor work required to prevent a deterioration of the service provided by the asset. | 5 | 2021-11-07 | 2.4641 | 68.1437 | x | 5 | 2. Minor | 10397 | Predictive Maintenance | 182.5
1015237 | Fittings, Furnishings and Equipment | B (Average): Asset is sound, operationally safe and exhibits only minor deterioration. | Category 3 (Recommended): Minor work required to prevent a deterioration of the service provided by the asset. | 5 | 2022-08-17 | 1.6893 | 71.243 | x | 5 | 2. Minor | 10397 | Predictive Maintenance | 182.5
1015238 | Fittings, Furnishings and Equipment | B (Average): Asset is sound, operationally safe and exhibits only minor deterioration. | Category 3 (Recommended): Minor work required to prevent a deterioration of the service provided by the asset. | 5 | 2021-01-26 | 3.2444 | 65.0226 | x | 5 | 2. Minor | 10397 | Predictive Maintenance | 182.5
1015239 | Fittings, Furnishings and Equipment | B (Average): Asset is sound, operationally safe and exhibits only minor deterioration. | Category 3 (Recommended): Minor work required to prevent a deterioration of the service provided by the asset. | 5 | 2022-04-09 | 2.0452 | 69.8193 | x | 5 | 2. Minor | 10397 | Predictive Maintenance | 182.5
1015240 | Fittings, Furnishings and Equipment | B (Average): Asset is sound, operationally safe and exhibits only minor deterioration. | Category 3 (Recommended): Minor work required to prevent a deterioration of the service provided by the asset. | 5 | 2023-11-06 | 0.46817 | 76.1273 | x | 5 | 2. Minor | 10397 | Predictive Maintenance | 182.5
1015241 | Fittings, Furnishings and Equipment | B (Average): Asset is sound, operationally safe and exhibits only minor deterioration. | Category 3 (Recommended): Minor work required to prevent a deterioration of the service provided by the asset. | 5 | 2020-01-31 | 4.2327 | 61.0691 | x | 5 | 2. Minor | 10397 | Predictive Maintenance | 182.5
1015242 | Floors and Floor Finishes | B (Average): Asset is sound, operationally safe and exhibits only minor deterioration. | Category 3 (Recommended): Minor work required to prevent a deterioration of the service provided by the asset. | 30 | 2020-01-18 | 4.2683 | 75.1545 | x | 5 | 1. Negligible | 10397 | Predictive Maintenance | 182.5
1015243 | Floors and Floor Finishes | B (Average): Asset is sound, operationally safe and exhibits only minor deterioration. | Category 3 (Recommended): Minor work required to prevent a deterioration of the service provided by the asset. | 30 | 2002-08-20 | 21.681 | 63.546 | x | 5 | 1. Negligible | 10397 | Predictive Maintenance | 182.5
1015244 | Floors and Floor Finishes | B (Average): Asset is sound, operationally safe and exhibits only minor deterioration. | Category 3 (Recommended): Minor work required to prevent a deterioration of the service provided by the asset. | 30 | 1998-06-19 | 25.8508 | 60.7661 | x | 5 | 1. Negligible | 10397 | Predictive Maintenance | 182.5
1015245 | Laboratory Fume Cupboard | B (Average): Asset is sound, operationally safe and exhibits only minor deterioration. | Category 3 (Recommended): Minor work required to prevent a deterioration of the service provided by the asset. | 15 | 2018-11-14 | 5.4456 | 70.7392 | x | 5 | 4. Significant | 10397 | Predictive Maintenance | 91.25
1015246 | Laboratory Fume Cupboard | B (Average): Asset is sound, operationally safe and exhibits only minor deterioration. | Category 3 (Recommended): Minor work required to prevent a deterioration of the service provided by the asset. | 15 | 2015-05-07 | 8.9692 | 66.0411 | x | 5 | 4. Significant | 10397 | Predictive Maintenance | 91.25
1015249 | Lighting Fittings including Luminaires General | B (Average): Asset is sound, operationally safe and exhibits only minor deterioration. | Category 3 (Recommended): Minor work required to prevent a deterioration of the service provided by the asset. | 20 | 2017-11-29 | 6.4038 | 71.5962 | x | 5 | 3. Moderate | 10397 | Predictive Maintenance | 91.25
1015250 | Lighting Fittings including Luminaires General | B (Average): Asset is sound, operationally safe and exhibits only minor deterioration. | Category 3 (Recommended): Minor work required to prevent a deterioration of the service provided by the asset. | 20 | 2018-11-17 | 5.4374 | 72.5626 | x | 5 | 3. Moderate | 10397 | Predictive Maintenance | 91.25
1015251 | Lighting Fittings including Luminaires General | B (Average): Asset is sound, operationally safe and exhibits only minor deterioration. | Category 3 (Recommended): Minor work required to prevent a deterioration of the service provided by the asset. | 20 | 2014-11-12 | 9.4511 | 68.5489 | x | 5 | 3. Moderate | 10397 | Predictive Maintenance | 91.25
1015252 | Lighting Fittings including Luminaires General | B (Average): Asset is sound, operationally safe and exhibits only minor deterioration. | Category 3 (Recommended): Minor work required to prevent a deterioration of the service provided by the asset. | 20 | 2022-01-02 | 2.3107 | 75.6893 | x | 5 | 3. Moderate | 10397 | Predictive Maintenance | 91.25
1015253 | Lighting Fittings including Luminaires General | B (Average): Asset is sound, operationally safe and exhibits only minor deterioration. | Category 3 (Recommended): Minor work required to prevent a deterioration of the service provided by the asset. | 20 | 2021-08-04 | 2.7242 | 75.2758 | x | 5 | 3. Moderate | 10397 | Predictive Maintenance | 91.25
1015254 | Lighting Fittings including Luminaires General | B (Average): Asset is sound, operationally safe and exhibits only minor deterioration. | Category 3 (Recommended): Minor work required to prevent a deterioration of the service provided by the asset. | 20 | 2011-08-21 | 12.679 | 65.321 | x | 5 | 3. Moderate | 10397 | Predictive Maintenance | 91.25
1015255 | Lighting Fittings including Luminaires General | B (Average): Asset is sound, operationally safe and exhibits only minor deterioration. | Category 3 (Recommended): Minor work required to prevent a deterioration of the service provided by the asset. | 20 | 2014-01-24 | 10.2505 | 67.7495 | x | 5 | 3. Moderate | 10397 | Predictive Maintenance | 91.25
1015256 | Lighting Fittings including Luminaires General | B (Average): Asset is sound, operationally safe and exhibits only minor deterioration. | Category 3 (Recommended): Minor work required to prevent a deterioration of the service provided by the asset. | 20 | 2022-04-19 | 2.0178 | 75.9822 | x | 5 | 3. Moderate | 10397 | Predictive Maintenance | 91.25
1015257 | Lighting Fittings including Luminaires General | B (Average): Asset is sound, operationally safe and exhibits only minor deterioration. | Category 3 (Recommended): Minor work required to prevent a deterioration of the service provided by the asset. | 20 | 2019-09-06 | 4.6352 | 73.3648 | x | 5 | 3. Moderate | 10397 | Predictive Maintenance | 91.25
1015258 | Lighting Fittings including Luminaires General | B (Average): Asset is sound, operationally safe and exhibits only minor deterioration. | Category 3 (Recommended): Minor work required to prevent a deterioration of the service provided by the asset. | 20 | 2015-12-02 | 8.397 | 69.603 | x | 5 | 3. Moderate | 10397 | Predictive Maintenance | 91.25
1015259 | Lighting Fittings including Luminaires General | B (Average): Asset is sound, operationally safe and exhibits only minor deterioration. | Category 3 (Recommended): Minor work required to prevent a deterioration of the service provided by the asset. | 20 | 2008-02-27 | 16.1588 | 61.8412 | x | 5 | 3. Moderate | 10397 | Predictive Maintenance | 91.25
1015260 | Lighting Fittings including Luminaires General | B (Average): Asset is sound, operationally safe and exhibits only minor deterioration. | Category 3 (Recommended): Minor work required to prevent a deterioration of the service provided by the asset. | 20 | 2016-06-08 | 7.8795 | 70.1205 | x | 5 | 3. Moderate | 10397 | Predictive Maintenance | 91.25
1015261 | Lighting Fittings including Luminaires General | B (Average): Asset is sound, operationally safe and exhibits only minor deterioration. | Category 3 (Recommended): Minor work required to prevent a deterioration of the service provided by the asset. | 20 | 2012-08-27 | 11.6605 | 66.3395 | x | 5 | 3. Moderate | 10397 | Predictive Maintenance | 91.25
1015336 | Internal Walls and Ceilings | B (Average): Asset is sound, operationally safe and exhibits only minor deterioration. | Category 3 (Recommended): Minor work required to prevent a deterioration of the service provided by the asset. | 25 | 2002-11-13 | 21.4483 | 60.8413 | x | 5 | 3. Moderate | 10397 | Predictive Maintenance | 91.25
1015337 | Internal Walls and Ceilings | B (Average): Asset is sound, operationally safe and exhibits only minor deterioration. | Category 3 (Recommended): Minor work required to prevent a deterioration of the service provided by the asset. | 25 | 2020-10-06 | 3.551 | 75.1592 | x | 5 | 3. Moderate | 10397 | Predictive Maintenance | 91.25
1015338 | Internal Walls and Ceilings | B (Average): Asset is sound, operationally safe and exhibits only minor deterioration. | Category 3 (Recommended): Minor work required to prevent a deterioration of the service provided by the asset. | 25 | 2022-08-24 | 1.6701 | 76.6639 | x | 5 | 3. Moderate | 10397 | Predictive Maintenance | 91.25
1015339 | Internal Walls and Ceilings | B (Average): Asset is sound, operationally safe and exhibits only minor deterioration. | Category 3 (Recommended): Minor work required to prevent a deterioration of the service provided by the asset. | 25 | 2018-08-20 | 5.681 | 73.4552 | x | 5 | 3. Moderate | 10397 | Predictive Maintenance | 91.25
1015340 | Internal Walls and Ceilings | B (Average): Asset is sound, operationally safe and exhibits only minor deterioration. | Category 3 (Recommended): Minor work required to prevent a deterioration of the service provided by the asset. | 25 | 2012-08-02 | 11.729 | 68.6168 | x | 5 | 3. Moderate | 10397 | Predictive Maintenance | 91.25
1015357 | Portable Appliance Testing (PAT) - User Checks, Recorded Formal Visual Inspections and Combined Insp | B (Average): Asset is sound, operationally safe and exhibits only minor deterioration. | Category 3 (Recommended): Minor work required to prevent a deterioration of the service provided by the asset. | 20 | 2012-07-23 | 11.7563 | 66.2437 | x | 5 | 2. Minor | 10397 | Predictive Maintenance | 182.5
1015361 | Rainwater Downpipes and Gutters | B (Average): Asset is sound, operationally safe and exhibits only minor deterioration. | Category 3 (Recommended): Minor work required to prevent a deterioration of the service provided by the asset. | 50 | 2005-07-09 | 18.7953 | 70.4819 | x | 5 | 2. Minor | 10397 | Predictive Maintenance | 182.5
1015363 | Service Drainage | B (Average): Asset is sound, operationally safe and exhibits only minor deterioration. | Category 3 (Recommended): Minor work required to prevent a deterioration of the service provided by the asset. | 25 | 2022-05-30 | 1.9055 | 76.4756 | x | 5 | 4. Significant | 10397 | Predictive Maintenance | 91.25
1015364 | Service Drainage | B (Average): Asset is sound, operationally safe and exhibits only minor deterioration. | Category 3 (Recommended): Minor work required to prevent a deterioration of the service provided by the asset. | 25 | 2007-04-08 | 17.0486 | 64.3611 | x | 5 | 4. Significant | 10397 | Predictive Maintenance | 91.25
1015365 | Service Drainage | B (Average): Asset is sound, operationally safe and exhibits only minor deterioration. | Category 3 (Recommended): Minor work required to prevent a deterioration of the service provided by the asset. | 25 | 2009-12-27 | 14.3272 | 66.5383 | x | 5 | 4. Significant | 10397 | Predictive Maintenance | 91.25
1015366 | Service Drainage | B (Average): Asset is sound, operationally safe and exhibits only minor deterioration. | Category 3 (Recommended): Minor work required to prevent a deterioration of the service provided by the asset. | 25 | 2009-10-27 | 14.4942 | 66.4047 | x | 5 | 4. Significant | 10397 | Predictive Maintenance | 91.25
1015367 | Service Drainage | B (Average): Asset is sound, operationally safe and exhibits only minor deterioration. | Category 3 (Recommended): Minor work required to prevent a deterioration of the service provided by the asset. | 25 | 2020-04-05 | 4.0548 | 74.7562 | x | 5 | 4. Significant | 10397 | Predictive Maintenance | 91.25
1015368 | Service Drainage | B (Average): Asset is sound, operationally safe and exhibits only minor deterioration. | Category 3 (Recommended): Minor work required to prevent a deterioration of the service provided by the asset. | 25 | 2023-08-07 | 0.71732 | 77.4261 | x | 5 | 4. Significant | 10397 | Predictive Maintenance | 91.25
1015369 | Service Drainage | B (Average): Asset is sound, operationally safe and exhibits only minor deterioration. | Category 3 (Recommended): Minor work required to prevent a deterioration of the service provided by the asset. | 25 | 2018-07-23 | 5.7577 | 73.3938 | x | 5 | 4. Significant | 10397 | Predictive Maintenance | 91.25
1015370 | Service Drainage | B (Average): Asset is sound, operationally safe and exhibits only minor deterioration. | Category 3 (Recommended): Minor work required to prevent a deterioration of the service provided by the asset. | 25 | 2010-09-01 | 13.6482 | 67.0815 | x | 5 | 4. Significant | 10397 | Predictive Maintenance | 91.25
1015371 | Service Drainage | B (Average): Asset is sound, operationally safe and exhibits only minor deterioration. | Category 3 (Recommended): Minor work required to prevent a deterioration of the service provided by the asset. | 25 | 2012-12-03 | 11.3922 | 68.8862 | x | 5 | 4. Significant | 10397 | Predictive Maintenance | 91.25
1015372 | Service Drainage | B (Average): Asset is sound, operationally safe and exhibits only minor deterioration. | Category 3 (Recommended): Minor work required to prevent a deterioration of the service provided by the asset. | 25 | 2009-03-01 | 15.1513 | 65.879 | x | 5 | 4. Significant | 10397 | Predictive Maintenance | 91.25
1015373 | Service Drainage | B (Average): Asset is sound, operationally safe and exhibits only minor deterioration. | Category 3 (Recommended): Minor work required to prevent a deterioration of the service provided by the asset. | 25 | 2013-05-16 | 10.9432 | 69.2454 | x | 5 | 4. Significant | 10397 | Predictive Maintenance | 91.25
1015374 | Service Drainage | B (Average): Asset is sound, operationally safe and exhibits only minor deterioration. | Category 3 (Recommended): Minor work required to prevent a deterioration of the service provided by the asset. | 25 | 2015-05-24 | 8.9227 | 70.8619 | x | 5 | 4. Significant | 10397 | Predictive Maintenance | 91.25
1015375 | Service Drainage | B (Average): Asset is sound, operationally safe and exhibits only minor deterioration. | Category 3 (Recommended): Minor work required to prevent a deterioration of the service provided by the asset. | 25 | 2021-10-08 | 2.5462 | 75.963 | x | 5 | 4. Significant | 10397 | Predictive Maintenance | 91.25
1015376 | Service Drainage | B (Average): Asset is sound, operationally safe and exhibits only minor deterioration. | Category 3 (Recommended): Minor work required to prevent a deterioration of the service provided by the asset. | 25 | 1999-07-06 | 24.8049 | 58.1561 | x | 5 | 4. Significant | 10397 | Predictive Maintenance | 91.25
1015377 | Service Drainage | B (Average): Asset is sound, operationally safe and exhibits only minor deterioration. | Category 3 (Recommended): Minor work required to prevent a deterioration of the service provided by the asset. | 25 | 2006-10-25 | 17.5003 | 63.9997 | x | 5 | 4. Significant | 10397 | Predictive Maintenance | 91.25
1015378 | Service Drainage | B (Average): Asset is sound, operationally safe and exhibits only minor deterioration. | Category 3 (Recommended): Minor work required to prevent a deterioration of the service provided by the asset. | 25 | 2022-12-22 | 1.3415 | 76.9268 | x | 5 | 4. Significant | 10397 | Predictive Maintenance | 91.25
1015379 | Service Drainage | B (Average): Asset is sound, operationally safe and exhibits only minor deterioration. | Category 3 (Recommended): Minor work required to prevent a deterioration of the service provided by the asset. | 25 | 2021-12-15 | 2.36 | 76.112 | x | 5 | 4. Significant | 10397 | Predictive Maintenance | 91.25
1015380 | Service Drainage | B (Average): Asset is sound, operationally safe and exhibits only minor deterioration. | Category 3 (Recommended): Minor work required to prevent a deterioration of the service provided by the asset. | 25 | 2012-08-22 | 11.6742 | 68.6606 | x | 5 | 4. Significant | 10397 | Predictive Maintenance | 91.25
1015381 | Service Drainage | B (Average): Asset is sound, operationally safe and exhibits only minor deterioration. | Category 3 (Recommended): Minor work required to prevent a deterioration of the service provided by the asset. | 25 | 2024-01-22 | 0.25736 | 77.7941 | x | 5 | 4. Significant | 10397 | Predictive Maintenance | 91.25
1015382 | Service Drainage | B (Average): Asset is sound, operationally safe and exhibits only minor deterioration. | Category 3 (Recommended): Minor work required to prevent a deterioration of the service provided by the asset. | 25 | 2014-06-18 | 9.8535 | 70.1172 | x | 5 | 4. Significant | 10397 | Predictive Maintenance | 91.25
1015383 | Service Drainage | B (Average): Asset is sound, operationally safe and exhibits only minor deterioration. | Category 3 (Recommended): Minor work required to prevent a deterioration of the service provided by the asset. | 25 | 2003-10-05 | 20.5558 | 61.5554 | x | 5 | 4. Significant | 10397 | Predictive Maintenance | 91.25
1015384 | Service Drainage | B (Average): Asset is sound, operationally safe and exhibits only minor deterioration. | Category 3 (Recommended): Minor work required to prevent a deterioration of the service provided by the asset. | 25 | 2015-09-09 | 8.627 | 71.0984 | x | 5 | 4. Significant | 10397 | Predictive Maintenance | 91.25
1015385 | Service Drainage | B (Average): Asset is sound, operationally safe and exhibits only minor deterioration. | Category 3 (Recommended): Minor work required to prevent a deterioration of the service provided by the asset. | 25 | 2017-04-18 | 7.0198 | 72.3841 | x | 5 | 4. Significant | 10397 | Predictive Maintenance | 91.25
1015386 | Service Drainage | B (Average): Asset is sound, operationally safe and exhibits only minor deterioration. | Category 3 (Recommended): Minor work required to prevent a deterioration of the service provided by the asset. | 25 | 2012-03-20 | 12.0986 | 68.3211 | x | 5 | 4. Significant | 10397 | Predictive Maintenance | 91.25
1015387 | Service Drainage | B (Average): Asset is sound, operationally safe and exhibits only minor deterioration. | Category 3 (Recommended): Minor work required to prevent a deterioration of the service provided by the asset. | 25 | 2013-09-10 | 10.6229 | 69.5017 | x | 5 | 4. Significant | 10397 | Predictive Maintenance | 91.25
1015388 | Service Drainage | B (Average): Asset is sound, operationally safe and exhibits only minor deterioration. | Category 3 (Recommended): Minor work required to prevent a deterioration of the service provided by the asset. | 25 | 2021-02-04 | 3.2197 | 75.4242 | x | 5 | 4. Significant | 10397 | Predictive Maintenance | 91.25
1015389 | Service Drainage | B (Average): Asset is sound, operationally safe and exhibits only minor deterioration. | Category 3 (Recommended): Minor work required to prevent a deterioration of the service provided by the asset. | 25 | 2013-02-28 | 11.154 | 69.0768 | x | 5 | 4. Significant | 10397 | Predictive Maintenance | 91.25
1015390 | Service Drainage | B (Average): Asset is sound, operationally safe and exhibits only minor deterioration. | Category 3 (Recommended): Minor work required to prevent a deterioration of the service provided by the asset. | 25 | 2019-02-14 | 5.1937 | 73.845 | x | 5 | 4. Significant | 10397 | Predictive Maintenance | 91.25
1015391 | Service Drainage | B (Average): Asset is sound, operationally safe and exhibits only minor deterioration. | Category 3 (Recommended): Minor work required to prevent a deterioration of the service provided by the asset. | 25 | 2002-10-08 | 21.5469 | 60.7625 | x | 5 | 4. Significant | 10397 | Predictive Maintenance | 91.25
1015392 | Service Drainage | B (Average): Asset is sound, operationally safe and exhibits only minor deterioration. | Category 3 (Recommended): Minor work required to prevent a deterioration of the service provided by the asset. | 25 | 2022-08-03 | 1.7276 | 76.6179 | x | 5 | 4. Significant | 10397 | Predictive Maintenance | 91.25
1015393 | Service Drainage | B (Average): Asset is sound, operationally safe and exhibits only minor deterioration. | Category 3 (Recommended): Minor work required to prevent a deterioration of the service provided by the asset. | 25 | 2006-11-24 | 17.4182 | 64.0654 | x | 5 | 4. Significant | 10397 | Predictive Maintenance | 91.25
1015394 | Service Drainage | B (Average): Asset is sound, operationally safe and exhibits only minor deterioration. | Category 3 (Recommended): Minor work required to prevent a deterioration of the service provided by the asset. | 25 | 2008-02-14 | 16.1944 | 65.0445 | x | 5 | 4. Significant | 10397 | Predictive Maintenance | 91.25
1015395 | Service Drainage | B (Average): Asset is sound, operationally safe and exhibits only minor deterioration. | Category 3 (Recommended): Minor work required to prevent a deterioration of the service provided by the asset. | 25 | 2006-09-04 | 17.64 | 63.888 | x | 5 | 4. Significant | 10397 | Predictive Maintenance | 91.25
1015396 | Service Drainage | B (Average): Asset is sound, operationally safe and exhibits only minor deterioration. | Category 3 (Recommended): Minor work required to prevent a deterioration of the service provided by the asset. | 25 | 2023-08-16 | 0.69268 | 77.4459 | x | 5 | 4. Significant | 10397 | Predictive Maintenance | 91.25
1015397 | Service Drainage | B (Average): Asset is sound, operationally safe and exhibits only minor deterioration. | Category 3 (Recommended): Minor work required to prevent a deterioration of the service provided by the asset. | 25 | 1999-01-11 | 25.2868 | 57.7706 | x | 5 | 4. Significant | 10397 | Predictive Maintenance | 91.25
1015403 | Television and Signal Receiving Equipment | B (Average): Asset is sound, operationally safe and exhibits only minor deterioration. | Category 3 (Recommended): Minor work required to prevent a deterioration of the service provided by the asset. | 15 | 2018-08-12 | 5.7029 | 70.3961 | x | 5 | 3. Moderate | 10397 | Predictive Maintenance | 91.25
1015404 | Pipework, filters etc. | B (Average): Asset is sound, operationally safe and exhibits only minor deterioration. | Category 3 (Recommended): Minor work required to prevent a deterioration of the service provided by the asset. | 20 | 2012-07-31 | 11.7344 | 66.2656 | x | 5 | 3. Moderate | 10397 | Predictive Maintenance | 91.25
1015405 | Ductwork System - General | B (Average): Asset is sound, operationally safe and exhibits only minor deterioration. | Category 3 (Recommended): Minor work required to prevent a deterioration of the service provided by the asset. | 30 | 1996-04-07 | 28.0493 | 59.3005 | x | 5 | 3. Moderate | 10397 | Predictive Maintenance | 91.25
1015406 | Ductwork System - General | B (Average): Asset is sound, operationally safe and exhibits only minor deterioration. | Category 3 (Recommended): Minor work required to prevent a deterioration of the service provided by the asset. | 30 | 2019-07-09 | 4.7967 | 74.8022 | x | 5 | 3. Moderate | 10397 | Predictive Maintenance | 91.25
1015407 | Ductwork System - General | B (Average): Asset is sound, operationally safe and exhibits only minor deterioration. | Category 3 (Recommended): Minor work required to prevent a deterioration of the service provided by the asset. | 30 | 2003-11-23 | 20.4216 | 64.3856 | x | 5 | 3. Moderate | 10397 | Predictive Maintenance | 91.25
1015430 | Manually operated Vertical & Horizontal blinds | B (Average): Asset is sound, operationally safe and exhibits only minor deterioration. | Category 3 (Recommended): Minor work required to prevent a deterioration of the service provided by the asset. | 20 | 2020-09-08 | 3.6277 | 74.3723 | x | 5 | 1. Negligible | 10397 | Predictive Maintenance | 182.5
1015431 | Manually operated Vertical & Horizontal blinds | B (Average): Asset is sound, operationally safe and exhibits only minor deterioration. | Category 3 (Recommended): Minor work required to prevent a deterioration of the service provided by the asset. | 20 | 2019-01-17 | 5.2704 | 72.7296 | x | 5 | 1. Negligible | 10397 | Predictive Maintenance | 182.5
1015432 | Windows Internal and External | B (Average): Asset is sound, operationally safe and exhibits only minor deterioration. | Category 3 (Recommended): Minor work required to prevent a deterioration of the service provided by the asset. | 38 | 2017-12-06 | 6.3847 | 74.6396 | x | 5 | 3. Moderate | 10397 | Predictive Maintenance | 91.25
1015433 | Windows Internal and External | B (Average): Asset is sound, operationally safe and exhibits only minor deterioration. | Category 3 (Recommended): Minor work required to prevent a deterioration of the service provided by the asset. | 38 | 2005-03-03 | 19.1458 | 67.9233 | x | 5 | 3. Moderate | 10397 | Predictive Maintenance | 91.25
1015434 | Windows Internal and External | B (Average): Asset is sound, operationally safe and exhibits only minor deterioration. | Category 3 (Recommended): Minor work required to prevent a deterioration of the service provided by the asset. | 39 | 2001-03-19 | 23.102 | 66.1528 | x | 5 | 3. Moderate | 10397 | Predictive Maintenance | 91.25
1015435 | Windows Internal and External | B (Average): Asset is sound, operationally safe and exhibits only minor deterioration. | Category 3 (Recommended): Minor work required to prevent a deterioration of the service provided by the asset. | 37 | 1999-05-06 | 24.9719 | 64.5017 | x | 5 | 3. Moderate | 10397 | Predictive Maintenance | 91.25
1015436 | Windows Internal and External | B (Average): Asset is sound, operationally safe and exhibits only minor deterioration. | Category 3 (Recommended): Minor work required to prevent a deterioration of the service provided by the asset. | 40 | 1998-12-07 | 25.3826 | 65.3087 | x | 5 | 3. Moderate | 10397 | Predictive Maintenance | 91.25
1015438 | Locks, handles, hinges Etc. | B (Average): Asset is sound, operationally safe and exhibits only minor deterioration. | Category 3 (Recommended): Minor work required to prevent a deterioration of the service provided by the asset. | 40 | 1996-03-11 | 28.1232 | 65.9384 | x | 4 | 3. Moderate | 11969 | Predictive Maintenance | 91.25
1015439 | Flues (All Combustible Fuels) | B (Average): Asset is sound, operationally safe and exhibits only minor deterioration. | Category 3 (Recommended): Minor work required to prevent a deterioration of the service provided by the asset. | 15 | 2011-09-18 | 12.6023 | 63.1969 | x | 4 | 4. Significant | 11969 | Predictive Maintenance | 91.25
1015443 | Towel Rails, Mirrors, Toilet Roll Holders, Shelves, Pictures etc. | B (Average): Asset is sound, operationally safe and exhibits only minor deterioration. | Category 3 (Recommended): Minor work required to prevent a deterioration of the service provided by the asset. | 30 | 2012-09-08 | 11.6277 | 72.2482 | x | 4 | 2. Minor | 11969 | Predictive Maintenance | 182.5
1015445 | Software Functions | B (Average): Asset is sound, operationally safe and exhibits only minor deterioration. | Category 3 (Recommended): Minor work required to prevent a deterioration of the service provided by the asset. | 5 | 2023-07-21 | 0.76386 | 76.9446 | x | 4 | 4. Significant | 11969 | Predictive Maintenance | 91.25
1015446 | Building Inspections | B (Average): Asset is sound, operationally safe and exhibits only minor deterioration. | Category 3 (Recommended): Minor work required to prevent a deterioration of the service provided by the asset. | 20 | 2019-10-31 | 4.4846 | 75.5154 | x | 4 | 2. Minor | 11969 | Predictive Maintenance | 182.5
1015447 | Building Inspections | B (Average): Asset is sound, operationally safe and exhibits only minor deterioration. | Category 3 (Recommended): Minor work required to prevent a deterioration of the service provided by the asset. | 20 | 2014-12-26 | 9.3306 | 70.6694 | x | 4 | 2. Minor | 11969 | Predictive Maintenance | 182.5
1015448 | Building Inspections | B (Average): Asset is sound, operationally safe and exhibits only minor deterioration. | Category 3 (Recommended): Minor work required to prevent a deterioration of the service provided by the asset. | 20 | 2004-08-18 | 19.6851 | 60.3149 | x | 4 | 2. Minor | 11969 | Predictive Maintenance | 182.5
1015449 | Catering Equipment | U (Unverified): Further investigation required. | Category U (Unverified Asset): Further investigation required to identify asset. | 15 | 2010-10-17 | 13.5222 | 47.9703 | x | 4 | 2. Minor | 11969 | Predictive Maintenance | 91.25
1015468 | External Lighting including Illuminated Signs | B (Average): Asset is sound, operationally safe and exhibits only minor deterioration. | Category 3 (Recommended): Minor work required to prevent a deterioration of the service provided by the asset. | 15 | 2020-08-23 | 3.6715 | 75.1047 | x | 4 | 4. Significant | 11969 | Predictive Maintenance | 91.25
1015469 | External Lighting including Illuminated Signs | B (Average): Asset is sound, operationally safe and exhibits only minor deterioration. | Category 3 (Recommended): Minor work required to prevent a deterioration of the service provided by the asset. | 15 | 2020-10-11 | 3.5373 | 75.2836 | x | 4 | 4. Significant | 11969 | Predictive Maintenance | 91.25
1015470 | External Lighting including Illuminated Signs | B (Average): Asset is sound, operationally safe and exhibits only minor deterioration. | Category 3 (Recommended): Minor work required to prevent a deterioration of the service provided by the asset. | 15 | 2023-03-22 | 1.0951 | 78.5398 | x | 4 | 4. Significant | 11969 | Predictive Maintenance | 91.25
1015471 | External Lighting including Illuminated Signs | B (Average): Asset is sound, operationally safe and exhibits only minor deterioration. | Category 3 (Recommended): Minor work required to prevent a deterioration of the service provided by the asset. | 15 | 2011-01-14 | 13.2786 | 62.2952 | x | 4 | 4. Significant | 11969 | Predictive Maintenance | 91.25
1015472 | External Lighting including Illuminated Signs | B (Average): Asset is sound, operationally safe and exhibits only minor deterioration. | Category 3 (Recommended): Minor work required to prevent a deterioration of the service provided by the asset. | 15 | 2020-01-12 | 4.2847 | 74.287 | x | 4 | 4. Significant | 11969 | Predictive Maintenance | 91.25
1015478 | Fittings, Furnishings and Equipment | B (Average): Asset is sound, operationally safe and exhibits only minor deterioration. | Category 3 (Recommended): Minor work required to prevent a deterioration of the service provided by the asset. | 5 | 2020-09-12 | 3.6167 | 65.5332 | x | 4 | 2. Minor | 11969 | Predictive Maintenance | 182.5
1015479 | Fittings, Furnishings and Equipment | B (Average): Asset is sound, operationally safe and exhibits only minor deterioration. | Category 3 (Recommended): Minor work required to prevent a deterioration of the service provided by the asset. | 5 | 2023-01-15 | 1.2758 | 74.8966 | x | 4 | 2. Minor | 11969 | Predictive Maintenance | 182.5
1015480 | Floors and Floor Finishes | B (Average): Asset is sound, operationally safe and exhibits only minor deterioration. | Category 3 (Recommended): Minor work required to prevent a deterioration of the service provided by the asset. | 30 | 2002-10-26 | 21.4976 | 65.6683 | x | 4 | 1. Negligible | 11969 | Predictive Maintenance | 182.5
1015481 | Laboratory Fume Cupboard | B (Average): Asset is sound, operationally safe and exhibits only minor deterioration. | Category 3 (Recommended): Minor work required to prevent a deterioration of the service provided by the asset. | 15 | 2014-03-05 | 10.141 | 66.4787 | x | 4 | 4. Significant | 11969 | Predictive Maintenance | 91.25
1015483 | Lighting Fittings including Luminaires General | B (Average): Asset is sound, operationally safe and exhibits only minor deterioration. | Category 3 (Recommended): Minor work required to prevent a deterioration of the service provided by the asset. | 20 | 2015-09-19 | 8.5996 | 71.4004 | x | 4 | 3. Moderate | 11969 | Predictive Maintenance | 91.25
1015484 | Lighting Fittings including Luminaires General | B (Average): Asset is sound, operationally safe and exhibits only minor deterioration. | Category 3 (Recommended): Minor work required to prevent a deterioration of the service provided by the asset. | 20 | 2016-08-22 | 7.6742 | 72.3258 | x | 4 | 3. Moderate | 11969 | Predictive Maintenance | 91.25
1015485 | Lighting Fittings including Luminaires General | B (Average): Asset is sound, operationally safe and exhibits only minor deterioration. | Category 3 (Recommended): Minor work required to prevent a deterioration of the service provided by the asset. | 20 | 2013-12-31 | 10.3162 | 69.6838 | x | 4 | 3. Moderate | 11969 | Predictive Maintenance | 91.25
1015486 | Lighting Fittings including Luminaires General | B (Average): Asset is sound, operationally safe and exhibits only minor deterioration. | Category 3 (Recommended): Minor work required to prevent a deterioration of the service provided by the asset. | 20 | 2018-11-20 | 5.4292 | 74.5708 | x | 4 | 3. Moderate | 11969 | Predictive Maintenance | 91.25
1015487 | Lighting Fittings including Luminaires General | B (Average): Asset is sound, operationally safe and exhibits only minor deterioration. | Category 3 (Recommended): Minor work required to prevent a deterioration of the service provided by the asset. | 20 | 2018-04-14 | 6.0315 | 73.9685 | x | 4 | 3. Moderate | 11969 | Predictive Maintenance | 91.25
1015488 | Lighting Fittings including Luminaires General | B (Average): Asset is sound, operationally safe and exhibits only minor deterioration. | Category 3 (Recommended): Minor work required to prevent a deterioration of the service provided by the asset. | 20 | 2006-02-02 | 18.2259 | 61.7741 | x | 4 | 3. Moderate | 11969 | Predictive Maintenance | 91.25
1015489 | Lighting Fittings including Luminaires General | B (Average): Asset is sound, operationally safe and exhibits only minor deterioration. | Category 3 (Recommended): Minor work required to prevent a deterioration of the service provided by the asset. | 20 | 2013-10-19 | 10.5161 | 69.4839 | x | 4 | 3. Moderate | 11969 | Predictive Maintenance | 91.25
1015518 | Internal Walls and Ceilings | B (Average): Asset is sound, operationally safe and exhibits only minor deterioration. | Category 3 (Recommended): Minor work required to prevent a deterioration of the service provided by the asset. | 25 | 2022-11-25 | 1.4155 | 78.8676 | x | 4 | 3. Moderate | 11969 | Predictive Maintenance | 91.25
1015519 | Internal Walls and Ceilings | B (Average): Asset is sound, operationally safe and exhibits only minor deterioration. | Category 3 (Recommended): Minor work required to prevent a deterioration of the service provided by the asset. | 25 | 2007-01-08 | 17.295 | 66.164 | x | 4 | 3. Moderate | 11969 | Predictive Maintenance | 91.25
1015520 | Internal Walls and Ceilings | B (Average): Asset is sound, operationally safe and exhibits only minor deterioration. | Category 3 (Recommended): Minor work required to prevent a deterioration of the service provided by the asset. | 25 | 2012-03-04 | 12.1424 | 70.2861 | x | 4 | 3. Moderate | 11969 | Predictive Maintenance | 91.25
1015521 | Internal Walls and Ceilings | B (Average): Asset is sound, operationally safe and exhibits only minor deterioration. | Category 3 (Recommended): Minor work required to prevent a deterioration of the service provided by the asset. | 25 | 2010-04-27 | 13.9959 | 68.8033 | x | 4 | 3. Moderate | 11969 | Predictive Maintenance | 91.25
1015522 | Internal Walls and Ceilings | B (Average): Asset is sound, operationally safe and exhibits only minor deterioration. | Category 3 (Recommended): Minor work required to prevent a deterioration of the service provided by the asset. | 25 | 2013-06-11 | 10.872 | 71.3024 | x | 4 | 3. Moderate | 11969 | Predictive Maintenance | 91.25
1015523 | Internal Walls and Ceilings | B (Average): Asset is sound, operationally safe and exhibits only minor deterioration. | Category 3 (Recommended): Minor work required to prevent a deterioration of the service provided by the asset. | 25 | 2023-12-11 | 0.37235 | 79.7021 | x | 4 | 3. Moderate | 11969 | Predictive Maintenance | 91.25
1015524 | Internal Walls and Ceilings | B (Average): Asset is sound, operationally safe and exhibits only minor deterioration. | Category 3 (Recommended): Minor work required to prevent a deterioration of the service provided by the asset. | 25 | 2006-08-01 | 17.7331 | 65.8136 | x | 4 | 3. Moderate | 11969 | Predictive Maintenance | 91.25
1015525 | Internal Walls and Ceilings | B (Average): Asset is sound, operationally safe and exhibits only minor deterioration. | Category 3 (Recommended): Minor work required to prevent a deterioration of the service provided by the asset. | 25 | 2018-06-29 | 5.8234 | 75.3413 | x | 4 | 3. Moderate | 11969 | Predictive Maintenance | 91.25
1015530 | Portable Appliance Testing (PAT) - User Checks, Recorded Formal Visual Inspections and Combined Insp | B (Average): Asset is sound, operationally safe and exhibits only minor deterioration. | Category 3 (Recommended): Minor work required to prevent a deterioration of the service provided by the asset. | 20 | 2021-04-03 | 3.0609 | 76.9391 | x | 4 | 2. Minor | 11969 | Predictive Maintenance | 182.5
1015532 | Rainwater Downpipes and Gutters | B (Average): Asset is sound, operationally safe and exhibits only minor deterioration. | Category 3 (Recommended): Minor work required to prevent a deterioration of the service provided by the asset. | 50 | 2000-01-16 | 24.2738 | 70.2905 | x | 4 | 2. Minor | 11969 | Predictive Maintenance | 182.5
1015533 | Rainwater Downpipes and Gutters | B (Average): Asset is sound, operationally safe and exhibits only minor deterioration. | Category 3 (Recommended): Minor work required to prevent a deterioration of the service provided by the asset. | 50 | 2021-03-23 | 3.091 | 78.7636 | x | 4 | 2. Minor | 11969 | Predictive Maintenance | 182.5
1015536 | Service Drainage | B (Average): Asset is sound, operationally safe and exhibits only minor deterioration. | Category 3 (Recommended): Minor work required to prevent a deterioration of the service provided by the asset. | 25 | 2023-07-04 | 0.8104 | 79.3517 | x | 4 | 4. Significant | 11969 | Predictive Maintenance | 91.25
1015537 | Service Drainage | B (Average): Asset is sound, operationally safe and exhibits only minor deterioration. | Category 3 (Recommended): Minor work required to prevent a deterioration of the service provided by the asset. | 25 | 2019-03-18 | 5.1061 | 75.9151 | x | 4 | 4. Significant | 11969 | Predictive Maintenance | 91.25
1015538 | Service Drainage | B (Average): Asset is sound, operationally safe and exhibits only minor deterioration. | Category 3 (Recommended): Minor work required to prevent a deterioration of the service provided by the asset. | 25 | 2001-05-20 | 22.9322 | 61.6542 | x | 4 | 4. Significant | 11969 | Predictive Maintenance | 91.25
1015539 | Service Drainage | B (Average): Asset is sound, operationally safe and exhibits only minor deterioration. | Category 3 (Recommended): Minor work required to prevent a deterioration of the service provided by the asset. | 25 | 2015-05-23 | 8.9254 | 72.8597 | x | 4 | 4. Significant | 11969 | Predictive Maintenance | 91.25
1015540 | Service Drainage | B (Average): Asset is sound, operationally safe and exhibits only minor deterioration. | Category 3 (Recommended): Minor work required to prevent a deterioration of the service provided by the asset. | 25 | 2017-03-02 | 7.1485 | 74.2812 | x | 4 | 4. Significant | 11969 | Predictive Maintenance | 91.25
1015541 | Service Drainage | B (Average): Asset is sound, operationally safe and exhibits only minor deterioration. | Category 3 (Recommended): Minor work required to prevent a deterioration of the service provided by the asset. | 25 | 2020-04-26 | 3.9973 | 76.8022 | x | 4 | 4. Significant | 11969 | Predictive Maintenance | 91.25
1015542 | Service Drainage | B (Average): Asset is sound, operationally safe and exhibits only minor deterioration. | Category 3 (Recommended): Minor work required to prevent a deterioration of the service provided by the asset. | 25 | 2008-07-30 | 15.7372 | 67.4103 | x | 4 | 4. Significant | 11969 | Predictive Maintenance | 91.25
1015543 | Service Drainage | B (Average): Asset is sound, operationally safe and exhibits only minor deterioration. | Category 3 (Recommended): Minor work required to prevent a deterioration of the service provided by the asset. | 25 | 2007-09-03 | 16.6434 | 66.6853 | x | 4 | 4. Significant | 11969 | Predictive Maintenance | 91.25
1015546 | Television and Signal Receiving Equipment | B (Average): Asset is sound, operationally safe and exhibits only minor deterioration. | Category 3 (Recommended): Minor work required to prevent a deterioration of the service provided by the asset. | 15 | 2022-12-16 | 1.358 | 78.1894 | x | 4 | 3. Moderate | 11969 | Predictive Maintenance | 91.25
1015547 | Pipework, filters etc. | B (Average): Asset is sound, operationally safe and exhibits only minor deterioration. | Category 3 (Recommended): Minor work required to prevent a deterioration of the service provided by the asset. | 20 | 2022-10-07 | 1.5496 | 78.4504 | x | 4 | 3. Moderate | 11969 | Predictive Maintenance | 91.25
1015548 | Ductwork System - General | B (Average): Asset is sound, operationally safe and exhibits only minor deterioration. | Category 3 (Recommended): Minor work required to prevent a deterioration of the service provided by the asset. | 30 | 1998-01-31 | 26.2313 | 62.5124 | x | 4 | 3. Moderate | 11969 | Predictive Maintenance | 91.25
1015556 | Manually operated Vertical & Horizontal blinds | B (Average): Asset is sound, operationally safe and exhibits only minor deterioration. | Category 3 (Recommended): Minor work required to prevent a deterioration of the service provided by the asset. | 20 | 2008-03-24 | 16.0876 | 63.9124 | x | 4 | 1. Negligible | 11969 | Predictive Maintenance | 182.5
1015557 | Manually operated Vertical & Horizontal blinds | B (Average): Asset is sound, operationally safe and exhibits only minor deterioration. | Category 3 (Recommended): Minor work required to prevent a deterioration of the service provided by the asset. | 20 | 2014-06-14 | 9.8645 | 70.1355 | x | 4 | 1. Negligible | 11969 | Predictive Maintenance | 182.5
1015558 | Manually operated Vertical & Horizontal blinds | B (Average): Asset is sound, operationally safe and exhibits only minor deterioration. | Category 3 (Recommended): Minor work required to prevent a deterioration of the service provided by the asset. | 20 | 2016-08-27 | 7.6605 | 72.3395 | x | 4 | 1. Negligible | 11969 | Predictive Maintenance | 182.5
1015559 | Manually operated Vertical & Horizontal blinds | B (Average): Asset is sound, operationally safe and exhibits only minor deterioration. | Category 3 (Recommended): Minor work required to prevent a deterioration of the service provided by the asset. | 20 | 2016-02-21 | 8.1752 | 71.8248 | x | 4 | 1. Negligible | 11969 | Predictive Maintenance | 182.5
1015560 | Manually operated Vertical & Horizontal blinds | B (Average): Asset is sound, operationally safe and exhibits only minor deterioration. | Category 3 (Recommended): Minor work required to prevent a deterioration of the service provided by the asset. | 20 | 2017-01-02 | 7.3101 | 72.6899 | x | 4 | 1. Negligible | 11969 | Predictive Maintenance | 182.5
1015561 | Windows Internal and External | B (Average): Asset is sound, operationally safe and exhibits only minor deterioration. | Category 3 (Recommended): Minor work required to prevent a deterioration of the service provided by the asset. | 39 | 2013-02-04 | 11.2197 | 74.2463 | x | 4 | 3. Moderate | 11969 | Predictive Maintenance | 91.25
1015562 | Windows Internal and External | B (Average): Asset is sound, operationally safe and exhibits only minor deterioration. | Category 3 (Recommended): Minor work required to prevent a deterioration of the service provided by the asset. | 38 | 2022-11-23 | 1.4209 | 79.2521 | x | 4 | 3. Moderate | 11969 | Predictive Maintenance | 91.25
1015563 | Windows Internal and External | B (Average): Asset is sound, operationally safe and exhibits only minor deterioration. | Category 3 (Recommended): Minor work required to prevent a deterioration of the service provided by the asset. | 38 | 2004-03-13 | 20.1177 | 69.4117 | x | 4 | 3. Moderate | 11969 | Predictive Maintenance | 91.25
1015564 | Windows Internal and External | B (Average): Asset is sound, operationally safe and exhibits only minor deterioration. | Category 3 (Recommended): Minor work required to prevent a deterioration of the service provided by the asset. | 39 | 2005-08-05 | 18.7214 | 70.3993 | x | 4 | 3. Moderate | 11969 | Predictive Maintenance | 91.25
1015565 | Locks, handles, hinges Etc. | B (Average): Asset is sound, operationally safe and exhibits only minor deterioration. | Category 3 (Recommended): Minor work required to prevent a deterioration of the service provided by the asset. | 40 | 1998-12-04 | 25.3908 | 65.3046 | x | 5 | 3. Moderate | 11960 | Predictive Maintenance | 91.25
1015566 | Flues (All Combustible Fuels) | B (Average): Asset is sound, operationally safe and exhibits only minor deterioration. | Category 3 (Recommended): Minor work required to prevent a deterioration of the service provided by the asset. | 15 | 2011-05-24 | 12.9227 | 60.7698 | x | 5 | 4. Significant | 11960 | Predictive Maintenance | 91.25
1015572 | Towel Rails, Mirrors, Toilet Roll Holders, Shelves, Pictures etc. | B (Average): Asset is sound, operationally safe and exhibits only minor deterioration. | Category 3 (Recommended): Minor work required to prevent a deterioration of the service provided by the asset. | 30 | 2016-11-08 | 7.4606 | 73.0262 | x | 5 | 2. Minor | 11960 | Predictive Maintenance | 182.5
1015573 | Towel Rails, Mirrors, Toilet Roll Holders, Shelves, Pictures etc. | B (Average): Asset is sound, operationally safe and exhibits only minor deterioration. | Category 3 (Recommended): Minor work required to prevent a deterioration of the service provided by the asset. | 30 | 2001-12-05 | 22.3874 | 63.0751 | x | 5 | 2. Minor | 11960 | Predictive Maintenance | 182.5
1015576 | Software Functions | B (Average): Asset is sound, operationally safe and exhibits only minor deterioration. | Category 3 (Recommended): Minor work required to prevent a deterioration of the service provided by the asset. | 5 | 2020-04-29 | 3.989 | 62.0438 | x | 5 | 4. Significant | 11960 | Predictive Maintenance | 91.25
1015577 | Building Inspections | B (Average): Asset is sound, operationally safe and exhibits only minor deterioration. | Category 3 (Recommended): Minor work required to prevent a deterioration of the service provided by the asset. | 20 | 2019-09-17 | 4.6051 | 73.3949 | x | 5 | 2. Minor | 11960 | Predictive Maintenance | 182.5
1015583 | External Lighting including Illuminated Signs | B (Average): Asset is sound, operationally safe and exhibits only minor deterioration. | Category 3 (Recommended): Minor work required to prevent a deterioration of the service provided by the asset. | 15 | 2014-06-21 | 9.8453 | 64.8729 | x | 5 | 4. Significant | 11960 | Predictive Maintenance | 91.25
1015584 | External Lighting including Illuminated Signs | B (Average): Asset is sound, operationally safe and exhibits only minor deterioration. | Category 3 (Recommended): Minor work required to prevent a deterioration of the service provided by the asset. | 15 | 2017-10-26 | 6.4969 | 69.3374 | x | 5 | 4. Significant | 11960 | Predictive Maintenance | 91.25
1015585 | External Lighting including Illuminated Signs | B (Average): Asset is sound, operationally safe and exhibits only minor deterioration. | Category 3 (Recommended): Minor work required to prevent a deterioration of the service provided by the asset. | 15 | 2013-05-07 | 10.9678 | 63.3762 | x | 5 | 4. Significant | 11960 | Predictive Maintenance | 91.25
1015590 | Fittings, Furnishings and Equipment | B (Average): Asset is sound, operationally safe and exhibits only minor deterioration. | Category 3 (Recommended): Minor work required to prevent a deterioration of the service provided by the asset. | 5 | 2021-02-19 | 3.1786 | 65.2854 | x | 5 | 2. Minor | 11960 | Predictive Maintenance | 182.5
1015591 | Fittings, Furnishings and Equipment | B (Average): Asset is sound, operationally safe and exhibits only minor deterioration. | Category 3 (Recommended): Minor work required to prevent a deterioration of the service provided by the asset. | 5 | 2023-07-31 | 0.73648 | 75.0541 | x | 5 | 2. Minor | 11960 | Predictive Maintenance | 182.5
1015592 | Fittings, Furnishings and Equipment | B (Average): Asset is sound, operationally safe and exhibits only minor deterioration. | Category 3 (Recommended): Minor work required to prevent a deterioration of the service provided by the asset. | 5 | 2023-06-15 | 0.86242 | 74.5503 | x | 5 | 2. Minor | 11960 | Predictive Maintenance | 182.5
1015593 | Fittings, Furnishings and Equipment | B (Average): Asset is sound, operationally safe and exhibits only minor deterioration. | Category 3 (Recommended): Minor work required to prevent a deterioration of the service provided by the asset. | 5 | 2023-08-28 | 0.65982 | 75.3607 | x | 5 | 2. Minor | 11960 | Predictive Maintenance | 182.5
1015594 | Floors and Floor Finishes | B (Average): Asset is sound, operationally safe and exhibits only minor deterioration. | Category 3 (Recommended): Minor work required to prevent a deterioration of the service provided by the asset. | 30 | 2004-04-23 | 20.0055 | 64.663 | x | 5 | 1. Negligible | 11960 | Predictive Maintenance | 182.5
1015596 | Lighting Fittings including Luminaires General | B (Average): Asset is sound, operationally safe and exhibits only minor deterioration. | Category 3 (Recommended): Minor work required to prevent a deterioration of the service provided by the asset. | 20 | 2020-11-21 | 3.4251 | 74.5749 | x | 5 | 3. Moderate | 11960 | Predictive Maintenance | 91.25
1015597 | Lighting Fittings including Luminaires General | B (Average): Asset is sound, operationally safe and exhibits only minor deterioration. | Category 3 (Recommended): Minor work required to prevent a deterioration of the service provided by the asset. | 20 | 2015-01-16 | 9.2731 | 68.7269 | x | 5 | 3. Moderate | 11960 | Predictive Maintenance | 91.25
1015598 | Lighting Fittings including Luminaires General | B (Average): Asset is sound, operationally safe and exhibits only minor deterioration. | Category 3 (Recommended): Minor work required to prevent a deterioration of the service provided by the asset. | 20 | 2020-07-03 | 3.8111 | 74.1889 | x | 5 | 3. Moderate | 11960 | Predictive Maintenance | 91.25
1015599 | Lighting Fittings including Luminaires General | B (Average): Asset is sound, operationally safe and exhibits only minor deterioration. | Category 3 (Recommended): Minor work required to prevent a deterioration of the service provided by the asset. | 20 | 2005-10-11 | 18.538 | 59.462 | x | 5 | 3. Moderate | 11960 | Predictive Maintenance | 91.25
1015600 | Lighting Fittings including Luminaires General | B (Average): Asset is sound, operationally safe and exhibits only minor deterioration. | Category 3 (Recommended): Minor work required to prevent a deterioration of the service provided by the asset. | 20 | 2004-12-16 | 19.3566 | 58.6434 | x | 5 | 3. Moderate | 11960 | Predictive Maintenance | 91.25
1015601 | Lighting Fittings including Luminaires General | B (Average): Asset is sound, operationally safe and exhibits only minor deterioration. | Category 3 (Recommended): Minor work required to prevent a deterioration of the service provided by the asset. | 20 | 2007-12-15 | 16.3614 | 61.6386 | x | 5 | 3. Moderate | 11960 | Predictive Maintenance | 91.25
1015602 | Lighting Fittings including Luminaires General | B (Average): Asset is sound, operationally safe and exhibits only minor deterioration. | Category 3 (Recommended): Minor work required to prevent a deterioration of the service provided by the asset. | 20 | 2023-10-08 | 0.54757 | 77.4524 | x | 5 | 3. Moderate | 11960 | Predictive Maintenance | 91.25
1015603 | Lighting Fittings including Luminaires General | B (Average): Asset is sound, operationally safe and exhibits only minor deterioration. | Category 3 (Recommended): Minor work required to prevent a deterioration of the service provided by the asset. | 20 | 2018-09-24 | 5.5852 | 72.4148 | x | 5 | 3. Moderate | 11960 | Predictive Maintenance | 91.25
1015604 | Lighting Fittings including Luminaires General | B (Average): Asset is sound, operationally safe and exhibits only minor deterioration. | Category 3 (Recommended): Minor work required to prevent a deterioration of the service provided by the asset. | 20 | 2017-10-26 | 6.4969 | 71.5031 | x | 5 | 3. Moderate | 11960 | Predictive Maintenance | 91.25
1015605 | Lighting Fittings including Luminaires General | B (Average): Asset is sound, operationally safe and exhibits only minor deterioration. | Category 3 (Recommended): Minor work required to prevent a deterioration of the service provided by the asset. | 20 | 2010-04-19 | 14.0178 | 63.9822 | x | 5 | 3. Moderate | 11960 | Predictive Maintenance | 91.25
1015606 | Lighting Fittings including Luminaires General | B (Average): Asset is sound, operationally safe and exhibits only minor deterioration. | Category 3 (Recommended): Minor work required to prevent a deterioration of the service provided by the asset. | 20 | 2007-06-12 | 16.8706 | 61.1294 | x | 5 | 3. Moderate | 11960 | Predictive Maintenance | 91.25
1015607 | Lighting Fittings including Luminaires General | B (Average): Asset is sound, operationally safe and exhibits only minor deterioration. | Category 3 (Recommended): Minor work required to prevent a deterioration of the service provided by the asset. | 20 | 2009-08-21 | 14.6776 | 63.3224 | x | 5 | 3. Moderate | 11960 | Predictive Maintenance | 91.25
1015608 | Lighting Fittings including Luminaires General | B (Average): Asset is sound, operationally safe and exhibits only minor deterioration. | Category 3 (Recommended): Minor work required to prevent a deterioration of the service provided by the asset. | 20 | 2023-02-07 | 1.2129 | 76.7871 | x | 5 | 3. Moderate | 11960 | Predictive Maintenance | 91.25
1015609 | Lighting Fittings including Luminaires General | B (Average): Asset is sound, operationally safe and exhibits only minor deterioration. | Category 3 (Recommended): Minor work required to prevent a deterioration of the service provided by the asset. | 20 | 2004-12-19 | 19.3484 | 58.6516 | x | 5 | 3. Moderate | 11960 | Predictive Maintenance | 91.25
1015610 | Lighting Fittings including Luminaires General | B (Average): Asset is sound, operationally safe and exhibits only minor deterioration. | Category 3 (Recommended): Minor work required to prevent a deterioration of the service provided by the asset. | 20 | 2005-05-21 | 18.9295 | 59.0705 | x | 5 | 3. Moderate | 11960 | Predictive Maintenance | 91.25
1015625 | Internal Walls and Ceilings | B (Average): Asset is sound, operationally safe and exhibits only minor deterioration. | Category 3 (Recommended): Minor work required to prevent a deterioration of the service provided by the asset. | 25 | 2003-09-21 | 20.5941 | 61.5247 | x | 5 | 3. Moderate | 11960 | Predictive Maintenance | 91.25
1015626 | Internal Walls and Ceilings | B (Average): Asset is sound, operationally safe and exhibits only minor deterioration. | Category 3 (Recommended): Minor work required to prevent a deterioration of the service provided by the asset. | 25 | 2006-12-13 | 17.3662 | 64.107 | x | 5 | 3. Moderate | 11960 | Predictive Maintenance | 91.25
1015627 | Internal Walls and Ceilings | B (Average): Asset is sound, operationally safe and exhibits only minor deterioration. | Category 3 (Recommended): Minor work required to prevent a deterioration of the service provided by the asset. | 25 | 2016-05-01 | 7.9836 | 71.6131 | x | 5 | 3. Moderate | 11960 | Predictive Maintenance | 91.25
1015628 | Internal Walls and Ceilings | B (Average): Asset is sound, operationally safe and exhibits only minor deterioration. | Category 3 (Recommended): Minor work required to prevent a deterioration of the service provided by the asset. | 25 | 2015-10-30 | 8.4873 | 71.2101 | x | 5 | 3. Moderate | 11960 | Predictive Maintenance | 91.25
1015629 | Internal Walls and Ceilings | B (Average): Asset is sound, operationally safe and exhibits only minor deterioration. | Category 3 (Recommended): Minor work required to prevent a deterioration of the service provided by the asset. | 25 | 2018-04-11 | 6.0397 | 73.1682 | x | 5 | 3. Moderate | 11960 | Predictive Maintenance | 91.25
1015632 | Portable Appliance Testing (PAT) - User Checks, Recorded Formal Visual Inspections and Combined Insp | B (Average): Asset is sound, operationally safe and exhibits only minor deterioration. | Category 3 (Recommended): Minor work required to prevent a deterioration of the service provided by the asset. | 20 | 2017-06-04 | 6.8912 | 71.1088 | x | 5 | 2. Minor | 11960 | Predictive Maintenance | 182.5
1015634 | Rainwater Downpipes and Gutters | B (Average): Asset is sound, operationally safe and exhibits only minor deterioration. | Category 3 (Recommended): Minor work required to prevent a deterioration of the service provided by the asset. | 50 | 2004-08-22 | 19.6742 | 70.1303 | x | 5 | 2. Minor | 11960 | Predictive Maintenance | 182.5
1015636 | Service Drainage | B (Average): Asset is sound, operationally safe and exhibits only minor deterioration. | Category 3 (Recommended): Minor work required to prevent a deterioration of the service provided by the asset. | 25 | 2005-02-23 | 19.1677 | 62.6658 | x | 5 | 4. Significant | 11960 | Predictive Maintenance | 91.25
1015637 | Service Drainage | B (Average): Asset is sound, operationally safe and exhibits only minor deterioration. | Category 3 (Recommended): Minor work required to prevent a deterioration of the service provided by the asset. | 25 | 2012-03-17 | 12.1068 | 68.3146 | x | 5 | 4. Significant | 11960 | Predictive Maintenance | 91.25
1015640 | Television and Signal Receiving Equipment | B (Average): Asset is sound, operationally safe and exhibits only minor deterioration. | Category 3 (Recommended): Minor work required to prevent a deterioration of the service provided by the asset. | 15 | 2022-02-07 | 2.2122 | 75.0504 | x | 5 | 3. Moderate | 11960 | Predictive Maintenance | 91.25
1015641 | Ductwork System - General | B (Average): Asset is sound, operationally safe and exhibits only minor deterioration. | Category 3 (Recommended): Minor work required to prevent a deterioration of the service provided by the asset. | 30 | 1995-03-29 | 29.076 | 58.616 | x | 5 | 3. Moderate | 11960 | Predictive Maintenance | 91.25
1015650 | Manually operated Vertical & Horizontal blinds | B (Average): Asset is sound, operationally safe and exhibits only minor deterioration. | Category 3 (Recommended): Minor work required to prevent a deterioration of the service provided by the asset. | 20 | 2018-09-07 | 5.6318 | 72.3682 | x | 5 | 1. Negligible | 11960 | Predictive Maintenance | 182.5
1015651 | Windows Internal and External | B (Average): Asset is sound, operationally safe and exhibits only minor deterioration. | Category 3 (Recommended): Minor work required to prevent a deterioration of the service provided by the asset. | 37 | 2023-09-15 | 0.61054 | 77.67 | x | 5 | 3. Moderate | 11960 | Predictive Maintenance | 91.25
1015652 | Windows Internal and External | B (Average): Asset is sound, operationally safe and exhibits only minor deterioration. | Category 3 (Recommended): Minor work required to prevent a deterioration of the service provided by the asset. | 40 | 2020-08-19 | 3.6824 | 76.1588 | x | 5 | 3. Moderate | 11960 | Predictive Maintenance | 91.25
1015654 | Locks, handles, hinges Etc. | B (Average): Asset is sound, operationally safe and exhibits only minor deterioration. | Category 3 (Recommended): Minor work required to prevent a deterioration of the service provided by the asset. | 40 | 2015-10-13 | 8.5339 | 81.7331 | x | 1 | 3. Moderate | 10165 | Predictive Maintenance | 91.25
1015655 | Flues (All Combustible Fuels) | B (Average): Asset is sound, operationally safe and exhibits only minor deterioration. | Category 3 (Recommended): Minor work required to prevent a deterioration of the service provided by the asset. | 15 | 2017-07-03 | 6.8118 | 76.9176 | x | 1 | 4. Significant | 10165 | Predictive Maintenance | 91.25
1015662 | Towel Rails, Mirrors, Toilet Roll Holders, Shelves, Pictures etc. | B (Average): Asset is sound, operationally safe and exhibits only minor deterioration. | Category 3 (Recommended): Minor work required to prevent a deterioration of the service provided by the asset. | 30 | 2002-01-31 | 22.2313 | 71.1791 | x | 1 | 2. Minor | 10165 | Predictive Maintenance | 182.5
1015664 | Software Functions | B (Average): Asset is sound, operationally safe and exhibits only minor deterioration. | Category 3 (Recommended): Minor work required to prevent a deterioration of the service provided by the asset. | 5 | 2021-03-23 | 3.091 | 73.6359 | x | 1 | 4. Significant | 10165 | Predictive Maintenance | 91.25
1015665 | Building Inspections | B (Average): Asset is sound, operationally safe and exhibits only minor deterioration. | Category 3 (Recommended): Minor work required to prevent a deterioration of the service provided by the asset. | 20 | 2021-12-27 | 2.3272 | 83.6728 | x | 1 | 2. Minor | 10165 | Predictive Maintenance | 182.5
1015666 | Building Inspections | B (Average): Asset is sound, operationally safe and exhibits only minor deterioration. | Category 3 (Recommended): Minor work required to prevent a deterioration of the service provided by the asset. | 20 | 2011-03-05 | 13.1417 | 72.8583 | x | 1 | 2. Minor | 10165 | Predictive Maintenance | 182.5
1015667 | Building Inspections | B (Average): Asset is sound, operationally safe and exhibits only minor deterioration. | Category 3 (Recommended): Minor work required to prevent a deterioration of the service provided by the asset. | 20 | 2004-07-29 | 19.7399 | 66.2601 | x | 1 | 2. Minor | 10165 | Predictive Maintenance | 182.5
1015668 | Building Inspections | B (Average): Asset is sound, operationally safe and exhibits only minor deterioration. | Category 3 (Recommended): Minor work required to prevent a deterioration of the service provided by the asset. | 20 | 2022-07-07 | 1.8015 | 84.1985 | x | 1 | 2. Minor | 10165 | Predictive Maintenance | 182.5
1015677 | External Lighting including Illuminated Signs | B (Average): Asset is sound, operationally safe and exhibits only minor deterioration. | Category 3 (Recommended): Minor work required to prevent a deterioration of the service provided by the asset. | 15 | 2012-04-08 | 12.0465 | 69.9379 | x | 1 | 4. Significant | 10165 | Predictive Maintenance | 91.25
1015678 | External Lighting including Illuminated Signs | B (Average): Asset is sound, operationally safe and exhibits only minor deterioration. | Category 3 (Recommended): Minor work required to prevent a deterioration of the service provided by the asset. | 15 | 2017-05-05 | 6.9733 | 76.7023 | x | 1 | 4. Significant | 10165 | Predictive Maintenance | 91.25
1015679 | External Lighting including Illuminated Signs | B (Average): Asset is sound, operationally safe and exhibits only minor deterioration. | Category 3 (Recommended): Minor work required to prevent a deterioration of the service provided by the asset. | 15 | 2015-11-30 | 8.4025 | 74.7967 | x | 1 | 4. Significant | 10165 | Predictive Maintenance | 91.25
1015680 | External Lighting including Illuminated Signs | B (Average): Asset is sound, operationally safe and exhibits only minor deterioration. | Category 3 (Recommended): Minor work required to prevent a deterioration of the service provided by the asset. | 15 | 2016-05-04 | 7.9754 | 75.3662 | x | 1 | 4. Significant | 10165 | Predictive Maintenance | 91.25
1015681 | External Lighting including Illuminated Signs | B (Average): Asset is sound, operationally safe and exhibits only minor deterioration. | Category 3 (Recommended): Minor work required to prevent a deterioration of the service provided by the asset. | 15 | 2013-08-19 | 10.6831 | 71.7559 | x | 1 | 4. Significant | 10165 | Predictive Maintenance | 91.25
1015682 | External Lighting including Illuminated Signs | B (Average): Asset is sound, operationally safe and exhibits only minor deterioration. | Category 3 (Recommended): Minor work required to prevent a deterioration of the service provided by the asset. | 15 | 2018-02-26 | 6.1602 | 77.7864 | x | 1 | 4. Significant | 10165 | Predictive Maintenance | 91.25
1015683 | External Lighting including Illuminated Signs | B (Average): Asset is sound, operationally safe and exhibits only minor deterioration. | Category 3 (Recommended): Minor work required to prevent a deterioration of the service provided by the asset. | 15 | 2014-07-21 | 9.7632 | 72.9824 | x | 1 | 4. Significant | 10165 | Predictive Maintenance | 91.25
1015684 | External Lighting including Illuminated Signs | B (Average): Asset is sound, operationally safe and exhibits only minor deterioration. | Category 3 (Recommended): Minor work required to prevent a deterioration of the service provided by the asset. | 15 | 2022-09-13 | 1.6153 | 83.8462 | x | 1 | 4. Significant | 10165 | Predictive Maintenance | 91.25
1015685 | External Lighting including Illuminated Signs | B (Average): Asset is sound, operationally safe and exhibits only minor deterioration. | Category 3 (Recommended): Minor work required to prevent a deterioration of the service provided by the asset. | 15 | 2021-04-15 | 3.0281 | 81.9626 | x | 1 | 4. Significant | 10165 | Predictive Maintenance | 91.25
1015686 | External Lighting including Illuminated Signs | B (Average): Asset is sound, operationally safe and exhibits only minor deterioration. | Category 3 (Recommended): Minor work required to prevent a deterioration of the service provided by the asset. | 15 | 2018-04-24 | 6.0041 | 77.9945 | x | 1 | 4. Significant | 10165 | Predictive Maintenance | 91.25
1015687 | External Lighting including Illuminated Signs | B (Average): Asset is sound, operationally safe and exhibits only minor deterioration. | Category 3 (Recommended): Minor work required to prevent a deterioration of the service provided by the asset. | 15 | 2016-12-09 | 7.3758 | 76.1656 | x | 1 | 4. Significant | 10165 | Predictive Maintenance | 91.25
1015688 | External Lighting including Illuminated Signs | B (Average): Asset is sound, operationally safe and exhibits only minor deterioration. | Category 3 (Recommended): Minor work required to prevent a deterioration of the service provided by the asset. | 15 | 2015-04-25 | 9.0021 | 73.9973 | x | 1 | 4. Significant | 10165 | Predictive Maintenance | 91.25
1015689 | External Lighting including Illuminated Signs | B (Average): Asset is sound, operationally safe and exhibits only minor deterioration. | Category 3 (Recommended): Minor work required to prevent a deterioration of the service provided by the asset. | 15 | 2018-09-10 | 5.6235 | 78.5019 | x | 1 | 4. Significant | 10165 | Predictive Maintenance | 91.25
1015690 | External Lighting including Illuminated Signs | B (Average): Asset is sound, operationally safe and exhibits only minor deterioration. | Category 3 (Recommended): Minor work required to prevent a deterioration of the service provided by the asset. | 15 | 2018-02-23 | 6.1684 | 77.7755 | x | 1 | 4. Significant | 10165 | Predictive Maintenance | 91.25
1015696 | Fittings, Furnishings and Equipment | B (Average): Asset is sound, operationally safe and exhibits only minor deterioration. | Category 3 (Recommended): Minor work required to prevent a deterioration of the service provided by the asset. | 5 | 2021-08-08 | 2.7132 | 75.1472 | x | 1 | 2. Minor | 10165 | Predictive Maintenance | 182.5
1015697 | Fittings, Furnishings and Equipment | B (Average): Asset is sound, operationally safe and exhibits only minor deterioration. | Category 3 (Recommended): Minor work required to prevent a deterioration of the service provided by the asset. | 5 | 2023-06-25 | 0.83504 | 82.6598 | x | 1 | 2. Minor | 10165 | Predictive Maintenance | 182.5
1015698 | Fittings, Furnishings and Equipment | B (Average): Asset is sound, operationally safe and exhibits only minor deterioration. | Category 3 (Recommended): Minor work required to prevent a deterioration of the service provided by the asset. | 5 | 2021-11-18 | 2.4339 | 76.2642 | x | 1 | 2. Minor | 10165 | Predictive Maintenance | 182.5
1015699 | Fittings, Furnishings and Equipment | B (Average): Asset is sound, operationally safe and exhibits only minor deterioration. | Category 3 (Recommended): Minor work required to prevent a deterioration of the service provided by the asset. | 5 | 2023-12-14 | 0.36413 | 84.5435 | x | 1 | 2. Minor | 10165 | Predictive Maintenance | 182.5
1015700 | Fittings, Furnishings and Equipment | B (Average): Asset is sound, operationally safe and exhibits only minor deterioration. | Category 3 (Recommended): Minor work required to prevent a deterioration of the service provided by the asset. | 5 | 2022-01-19 | 2.2642 | 76.9432 | x | 1 | 2. Minor | 10165 | Predictive Maintenance | 182.5
1015701 | Fittings, Furnishings and Equipment | B (Average): Asset is sound, operationally safe and exhibits only minor deterioration. | Category 3 (Recommended): Minor work required to prevent a deterioration of the service provided by the asset. | 5 | 2022-03-26 | 2.0835 | 77.666 | x | 1 | 2. Minor | 10165 | Predictive Maintenance | 182.5
1015702 | Fittings, Furnishings and Equipment | B (Average): Asset is sound, operationally safe and exhibits only minor deterioration. | Category 3 (Recommended): Minor work required to prevent a deterioration of the service provided by the asset. | 5 | 2021-08-17 | 2.6886 | 75.2457 | x | 1 | 2. Minor | 10165 | Predictive Maintenance | 182.5
1015703 | Fittings, Furnishings and Equipment | B (Average): Asset is sound, operationally safe and exhibits only minor deterioration. | Category 3 (Recommended): Minor work required to prevent a deterioration of the service provided by the asset. | 5 | 2022-08-27 | 1.6619 | 79.3525 | x | 1 | 2. Minor | 10165 | Predictive Maintenance | 182.5
1015704 | Floors and Floor Finishes | B (Average): Asset is sound, operationally safe and exhibits only minor deterioration. | Category 3 (Recommended): Minor work required to prevent a deterioration of the service provided by the asset. | 30 | 1995-03-23 | 29.0924 | 66.6051 | x | 1 | 1. Negligible | 10165 | Predictive Maintenance | 182.5
1015705 | Floors and Floor Finishes | B (Average): Asset is sound, operationally safe and exhibits only minor deterioration. | Category 3 (Recommended): Minor work required to prevent a deterioration of the service provided by the asset. | 30 | 2016-05-13 | 7.9507 | 80.6995 | x | 1 | 1. Negligible | 10165 | Predictive Maintenance | 182.5
1015706 | Floors and Floor Finishes | B (Average): Asset is sound, operationally safe and exhibits only minor deterioration. | Category 3 (Recommended): Minor work required to prevent a deterioration of the service provided by the asset. | 30 | 2008-06-28 | 15.8248 | 75.4501 | x | 1 | 1. Negligible | 10165 | Predictive Maintenance | 182.5
1015708 | Lighting Fittings including Luminaires General | B (Average): Asset is sound, operationally safe and exhibits only minor deterioration. | Category 3 (Recommended): Minor work required to prevent a deterioration of the service provided by the asset. | 20 | 2004-12-29 | 19.321 | 66.679 | x | 1 | 3. Moderate | 10165 | Predictive Maintenance | 91.25
1015709 | Lighting Fittings including Luminaires General | B (Average): Asset is sound, operationally safe and exhibits only minor deterioration. | Category 3 (Recommended): Minor work required to prevent a deterioration of the service provided by the asset. | 20 | 2017-04-03 | 7.0609 | 78.9391 | x | 1 | 3. Moderate | 10165 | Predictive Maintenance | 91.25
1015710 | Lighting Fittings including Luminaires General | B (Average): Asset is sound, operationally safe and exhibits only minor deterioration. | Category 3 (Recommended): Minor work required to prevent a deterioration of the service provided by the asset. | 20 | 2005-11-21 | 18.4257 | 67.5743 | x | 1 | 3. Moderate | 10165 | Predictive Maintenance | 91.25
1015711 | Lighting Fittings including Luminaires General | B (Average): Asset is sound, operationally safe and exhibits only minor deterioration. | Category 3 (Recommended): Minor work required to prevent a deterioration of the service provided by the asset. | 20 | 2016-10-30 | 7.4853 | 78.5147 | x | 1 | 3. Moderate | 10165 | Predictive Maintenance | 91.25
1015712 | Lighting Fittings including Luminaires General | B (Average): Asset is sound, operationally safe and exhibits only minor deterioration. | Category 3 (Recommended): Minor work required to prevent a deterioration of the service provided by the asset. | 20 | 2011-04-20 | 13.0157 | 72.9843 | x | 1 | 3. Moderate | 10165 | Predictive Maintenance | 91.25
1015713 | Lighting Fittings including Luminaires General | B (Average): Asset is sound, operationally safe and exhibits only minor deterioration. | Category 3 (Recommended): Minor work required to prevent a deterioration of the service provided by the asset. | 20 | 2018-10-05 | 5.5551 | 80.4449 | x | 1 | 3. Moderate | 10165 | Predictive Maintenance | 91.25
1015714 | Lighting Fittings including Luminaires General | B (Average): Asset is sound, operationally safe and exhibits only minor deterioration. | Category 3 (Recommended): Minor work required to prevent a deterioration of the service provided by the asset. | 20 | 2022-07-04 | 1.8097 | 84.1903 | x | 1 | 3. Moderate | 10165 | Predictive Maintenance | 91.25
1015715 | Lighting Fittings including Luminaires General | B (Average): Asset is sound, operationally safe and exhibits only minor deterioration. | Category 3 (Recommended): Minor work required to prevent a deterioration of the service provided by the asset. | 20 | 2013-11-06 | 10.4668 | 75.5332 | x | 1 | 3. Moderate | 10165 | Predictive Maintenance | 91.25
1015716 | Lighting Fittings including Luminaires General | B (Average): Asset is sound, operationally safe and exhibits only minor deterioration. | Category 3 (Recommended): Minor work required to prevent a deterioration of the service provided by the asset. | 20 | 2008-03-02 | 16.1478 | 69.8522 | x | 1 | 3. Moderate | 10165 | Predictive Maintenance | 91.25
1015717 | Lighting Fittings including Luminaires General | B (Average): Asset is sound, operationally safe and exhibits only minor deterioration. | Category 3 (Recommended): Minor work required to prevent a deterioration of the service provided by the asset. | 20 | 2018-11-23 | 5.4209 | 80.5791 | x | 1 | 3. Moderate | 10165 | Predictive Maintenance | 91.25
1015718 | Lighting Fittings including Luminaires General | B (Average): Asset is sound, operationally safe and exhibits only minor deterioration. | Category 3 (Recommended): Minor work required to prevent a deterioration of the service provided by the asset. | 20 | 2005-03-10 | 19.1266 | 66.8734 | x | 1 | 3. Moderate | 10165 | Predictive Maintenance | 91.25
1015719 | Lighting Fittings including Luminaires General | B (Average): Asset is sound, operationally safe and exhibits only minor deterioration. | Category 3 (Recommended): Minor work required to prevent a deterioration of the service provided by the asset. | 20 | 2010-10-08 | 13.5469 | 72.4531 | x | 1 | 3. Moderate | 10165 | Predictive Maintenance | 91.25
1015720 | Lighting Fittings including Luminaires General | B (Average): Asset is sound, operationally safe and exhibits only minor deterioration. | Category 3 (Recommended): Minor work required to prevent a deterioration of the service provided by the asset. | 20 | 2011-05-20 | 12.9336 | 73.0664 | x | 1 | 3. Moderate | 10165 | Predictive Maintenance | 91.25
1015721 | Lighting Fittings including Luminaires General | B (Average): Asset is sound, operationally safe and exhibits only minor deterioration. | Category 3 (Recommended): Minor work required to prevent a deterioration of the service provided by the asset. | 20 | 2008-02-18 | 16.1834 | 69.8166 | x | 1 | 3. Moderate | 10165 | Predictive Maintenance | 91.25
1015722 | Lighting Fittings including Luminaires General | B (Average): Asset is sound, operationally safe and exhibits only minor deterioration. | Category 3 (Recommended): Minor work required to prevent a deterioration of the service provided by the asset. | 20 | 2015-03-28 | 9.0787 | 76.9213 | x | 1 | 3. Moderate | 10165 | Predictive Maintenance | 91.25
1015723 | Lighting Fittings including Luminaires General | B (Average): Asset is sound, operationally safe and exhibits only minor deterioration. | Category 3 (Recommended): Minor work required to prevent a deterioration of the service provided by the asset. | 20 | 2015-03-05 | 9.1417 | 76.8583 | x | 1 | 3. Moderate | 10165 | Predictive Maintenance | 91.25
1015724 | Lighting Fittings including Luminaires General | B (Average): Asset is sound, operationally safe and exhibits only minor deterioration. | Category 3 (Recommended): Minor work required to prevent a deterioration of the service provided by the asset. | 20 | 2021-02-24 | 3.165 | 82.835 | x | 1 | 3. Moderate | 10165 | Predictive Maintenance | 91.25
1015725 | Lighting Fittings including Luminaires General | B (Average): Asset is sound, operationally safe and exhibits only minor deterioration. | Category 3 (Recommended): Minor work required to prevent a deterioration of the service provided by the asset. | 20 | 2017-11-26 | 6.412 | 79.588 | x | 1 | 3. Moderate | 10165 | Predictive Maintenance | 91.25
1015726 | Lighting Fittings including Luminaires General | B (Average): Asset is sound, operationally safe and exhibits only minor deterioration. | Category 3 (Recommended): Minor work required to prevent a deterioration of the service provided by the asset. | 20 | 2022-12-28 | 1.3251 | 84.6749 | x | 1 | 3. Moderate | 10165 | Predictive Maintenance | 91.25
1015727 | Lighting Fittings including Luminaires General | B (Average): Asset is sound, operationally safe and exhibits only minor deterioration. | Category 3 (Recommended): Minor work required to prevent a deterioration of the service provided by the asset. | 20 | 2009-09-03 | 14.642 | 71.358 | x | 1 | 3. Moderate | 10165 | Predictive Maintenance | 91.25
1015728 | Lighting Fittings including Luminaires General | B (Average): Asset is sound, operationally safe and exhibits only minor deterioration. | Category 3 (Recommended): Minor work required to prevent a deterioration of the service provided by the asset. | 20 | 2007-09-13 | 16.616 | 69.384 | x | 1 | 3. Moderate | 10165 | Predictive Maintenance | 91.25
1015729 | Lighting Fittings including Luminaires General | B (Average): Asset is sound, operationally safe and exhibits only minor deterioration. | Category 3 (Recommended): Minor work required to prevent a deterioration of the service provided by the asset. | 20 | 2014-06-09 | 9.8782 | 76.1218 | x | 1 | 3. Moderate | 10165 | Predictive Maintenance | 91.25
1015730 | Lighting Fittings including Luminaires General | B (Average): Asset is sound, operationally safe and exhibits only minor deterioration. | Category 3 (Recommended): Minor work required to prevent a deterioration of the service provided by the asset. | 20 | 2007-03-20 | 17.1006 | 68.8994 | x | 1 | 3. Moderate | 10165 | Predictive Maintenance | 91.25
1015731 | Lighting Fittings including Luminaires General | B (Average): Asset is sound, operationally safe and exhibits only minor deterioration. | Category 3 (Recommended): Minor work required to prevent a deterioration of the service provided by the asset. | 20 | 2009-10-08 | 14.5462 | 71.4538 | x | 1 | 3. Moderate | 10165 | Predictive Maintenance | 91.25
1015732 | Lighting Fittings including Luminaires General | B (Average): Asset is sound, operationally safe and exhibits only minor deterioration. | Category 3 (Recommended): Minor work required to prevent a deterioration of the service provided by the asset. | 20 | 2004-10-17 | 19.5209 | 66.4791 | x | 1 | 3. Moderate | 10165 | Predictive Maintenance | 91.25
1015733 | Lighting Fittings including Luminaires General | B (Average): Asset is sound, operationally safe and exhibits only minor deterioration. | Category 3 (Recommended): Minor work required to prevent a deterioration of the service provided by the asset. | 20 | 2012-10-29 | 11.488 | 74.512 | x | 1 | 3. Moderate | 10165 | Predictive Maintenance | 91.25
1015734 | Lighting Fittings including Luminaires General | B (Average): Asset is sound, operationally safe and exhibits only minor deterioration. | Category 3 (Recommended): Minor work required to prevent a deterioration of the service provided by the asset. | 20 | 2005-09-18 | 18.601 | 67.399 | x | 1 | 3. Moderate | 10165 | Predictive Maintenance | 91.25
1015735 | Lighting Fittings including Luminaires General | B (Average): Asset is sound, operationally safe and exhibits only minor deterioration. | Category 3 (Recommended): Minor work required to prevent a deterioration of the service provided by the asset. | 20 | 2021-03-02 | 3.1485 | 82.8515 | x | 1 | 3. Moderate | 10165 | Predictive Maintenance | 91.25
1015736 | Lighting Fittings including Luminaires General | B (Average): Asset is sound, operationally safe and exhibits only minor deterioration. | Category 3 (Recommended): Minor work required to prevent a deterioration of the service provided by the asset. | 20 | 2021-01-27 | 3.2416 | 82.7584 | x | 1 | 3. Moderate | 10165 | Predictive Maintenance | 91.25
1015737 | Lighting Fittings including Luminaires General | B (Average): Asset is sound, operationally safe and exhibits only minor deterioration. | Category 3 (Recommended): Minor work required to prevent a deterioration of the service provided by the asset. | 20 | 2009-07-04 | 14.809 | 71.191 | x | 1 | 3. Moderate | 10165 | Predictive Maintenance | 91.25
1015738 | Lighting Fittings including Luminaires General | B (Average): Asset is sound, operationally safe and exhibits only minor deterioration. | Category 3 (Recommended): Minor work required to prevent a deterioration of the service provided by the asset. | 20 | 2010-10-09 | 13.5441 | 72.4559 | x | 1 | 3. Moderate | 10165 | Predictive Maintenance | 91.25
1015739 | Lighting Fittings including Luminaires General | B (Average): Asset is sound, operationally safe and exhibits only minor deterioration. | Category 3 (Recommended): Minor work required to prevent a deterioration of the service provided by the asset. | 20 | 2018-02-08 | 6.2094 | 79.7906 | x | 1 | 3. Moderate | 10165 | Predictive Maintenance | 91.25
1015740 | Lighting Fittings including Luminaires General | B (Average): Asset is sound, operationally safe and exhibits only minor deterioration. | Category 3 (Recommended): Minor work required to prevent a deterioration of the service provided by the asset. | 20 | 2006-09-04 | 17.64 | 68.36 | x | 1 | 3. Moderate | 10165 | Predictive Maintenance | 91.25
1015741 | Lighting Fittings including Luminaires General | B (Average): Asset is sound, operationally safe and exhibits only minor deterioration. | Category 3 (Recommended): Minor work required to prevent a deterioration of the service provided by the asset. | 20 | 2013-12-03 | 10.3929 | 75.6071 | x | 1 | 3. Moderate | 10165 | Predictive Maintenance | 91.25
1015742 | Lighting Fittings including Luminaires General | B (Average): Asset is sound, operationally safe and exhibits only minor deterioration. | Category 3 (Recommended): Minor work required to prevent a deterioration of the service provided by the asset. | 20 | 2014-03-07 | 10.1355 | 75.8645 | x | 1 | 3. Moderate | 10165 | Predictive Maintenance | 91.25
1015743 | Lighting Fittings including Luminaires General | B (Average): Asset is sound, operationally safe and exhibits only minor deterioration. | Category 3 (Recommended): Minor work required to prevent a deterioration of the service provided by the asset. | 20 | 2022-04-22 | 2.0096 | 83.9904 | x | 1 | 3. Moderate | 10165 | Predictive Maintenance | 91.25
1015744 | Lighting Fittings including Luminaires General | B (Average): Asset is sound, operationally safe and exhibits only minor deterioration. | Category 3 (Recommended): Minor work required to prevent a deterioration of the service provided by the asset. | 20 | 2007-08-05 | 16.7228 | 69.2772 | x | 1 | 3. Moderate | 10165 | Predictive Maintenance | 91.25
1015745 | Lighting Fittings including Luminaires General | B (Average): Asset is sound, operationally safe and exhibits only minor deterioration. | Category 3 (Recommended): Minor work required to prevent a deterioration of the service provided by the asset. | 20 | 2005-02-26 | 19.1595 | 66.8405 | x | 1 | 3. Moderate | 10165 | Predictive Maintenance | 91.25
1015746 | Lighting Fittings including Luminaires General | B (Average): Asset is sound, operationally safe and exhibits only minor deterioration. | Category 3 (Recommended): Minor work required to prevent a deterioration of the service provided by the asset. | 20 | 2015-05-16 | 8.9446 | 77.0554 | x | 1 | 3. Moderate | 10165 | Predictive Maintenance | 91.25
1015747 | Lighting Fittings including Luminaires General | B (Average): Asset is sound, operationally safe and exhibits only minor deterioration. | Category 3 (Recommended): Minor work required to prevent a deterioration of the service provided by the asset. | 20 | 2011-01-05 | 13.3032 | 72.6968 | x | 1 | 3. Moderate | 10165 | Predictive Maintenance | 91.25
1015748 | Lighting Fittings including Luminaires General | B (Average): Asset is sound, operationally safe and exhibits only minor deterioration. | Category 3 (Recommended): Minor work required to prevent a deterioration of the service provided by the asset. | 20 | 2015-05-30 | 8.9062 | 77.0938 | x | 1 | 3. Moderate | 10165 | Predictive Maintenance | 91.25
1015749 | Lighting Fittings including Luminaires General | B (Average): Asset is sound, operationally safe and exhibits only minor deterioration. | Category 3 (Recommended): Minor work required to prevent a deterioration of the service provided by the asset. | 20 | 2012-01-25 | 12.2491 | 73.7509 | x | 1 | 3. Moderate | 10165 | Predictive Maintenance | 91.25
1015750 | Lighting Fittings including Luminaires General | B (Average): Asset is sound, operationally safe and exhibits only minor deterioration. | Category 3 (Recommended): Minor work required to prevent a deterioration of the service provided by the asset. | 20 | 2017-09-28 | 6.5736 | 79.4264 | x | 1 | 3. Moderate | 10165 | Predictive Maintenance | 91.25
1015751 | Lighting Fittings including Luminaires General | B (Average): Asset is sound, operationally safe and exhibits only minor deterioration. | Category 3 (Recommended): Minor work required to prevent a deterioration of the service provided by the asset. | 20 | 2004-11-22 | 19.4223 | 66.5777 | x | 1 | 3. Moderate | 10165 | Predictive Maintenance | 91.25
1015752 | Lighting Fittings including Luminaires General | B (Average): Asset is sound, operationally safe and exhibits only minor deterioration. | Category 3 (Recommended): Minor work required to prevent a deterioration of the service provided by the asset. | 20 | 2019-02-03 | 5.2238 | 80.7762 | x | 1 | 3. Moderate | 10165 | Predictive Maintenance | 91.25
1015753 | Lighting Fittings including Luminaires General | B (Average): Asset is sound, operationally safe and exhibits only minor deterioration. | Category 3 (Recommended): Minor work required to prevent a deterioration of the service provided by the asset. | 20 | 2019-09-05 | 4.6379 | 81.3621 | x | 1 | 3. Moderate | 10165 | Predictive Maintenance | 91.25
1015754 | Lighting Fittings including Luminaires General | B (Average): Asset is sound, operationally safe and exhibits only minor deterioration. | Category 3 (Recommended): Minor work required to prevent a deterioration of the service provided by the asset. | 20 | 2013-08-17 | 10.6886 | 75.3114 | x | 1 | 3. Moderate | 10165 | Predictive Maintenance | 91.25
1015755 | Lighting Fittings including Luminaires General | B (Average): Asset is sound, operationally safe and exhibits only minor deterioration. | Category 3 (Recommended): Minor work required to prevent a deterioration of the service provided by the asset. | 20 | 2018-10-03 | 5.5606 | 80.4394 | x | 1 | 3. Moderate | 10165 | Predictive Maintenance | 91.25
1015756 | Lighting Fittings including Luminaires General | B (Average): Asset is sound, operationally safe and exhibits only minor deterioration. | Category 3 (Recommended): Minor work required to prevent a deterioration of the service provided by the asset. | 20 | 2010-05-18 | 13.9384 | 72.0616 | x | 1 | 3. Moderate | 10165 | Predictive Maintenance | 91.25
1015757 | Lighting Fittings including Luminaires General | B (Average): Asset is sound, operationally safe and exhibits only minor deterioration. | Category 3 (Recommended): Minor work required to prevent a deterioration of the service provided by the asset. | 20 | 2012-02-14 | 12.1944 | 73.8056 | x | 1 | 3. Moderate | 10165 | Predictive Maintenance | 91.25
1015758 | Lighting Fittings including Luminaires General | B (Average): Asset is sound, operationally safe and exhibits only minor deterioration. | Category 3 (Recommended): Minor work required to prevent a deterioration of the service provided by the asset. | 20 | 2012-03-03 | 12.1451 | 73.8549 | x | 1 | 3. Moderate | 10165 | Predictive Maintenance | 91.25
1015759 | Lighting Fittings including Luminaires General | B (Average): Asset is sound, operationally safe and exhibits only minor deterioration. | Category 3 (Recommended): Minor work required to prevent a deterioration of the service provided by the asset. | 20 | 2010-06-27 | 13.8289 | 72.1711 | x | 1 | 3. Moderate | 10165 | Predictive Maintenance | 91.25
1015760 | Lighting Fittings including Luminaires General | B (Average): Asset is sound, operationally safe and exhibits only minor deterioration. | Category 3 (Recommended): Minor work required to prevent a deterioration of the service provided by the asset. | 20 | 2023-10-19 | 0.51745 | 85.4825 | x | 1 | 3. Moderate | 10165 | Predictive Maintenance | 91.25
1015761 | Lighting Fittings including Luminaires General | B (Average): Asset is sound, operationally safe and exhibits only minor deterioration. | Category 3 (Recommended): Minor work required to prevent a deterioration of the service provided by the asset. | 20 | 2005-05-04 | 18.976 | 67.024 | x | 1 | 3. Moderate | 10165 | Predictive Maintenance | 91.25
1015762 | Lighting Fittings including Luminaires General | B (Average): Asset is sound, operationally safe and exhibits only minor deterioration. | Category 3 (Recommended): Minor work required to prevent a deterioration of the service provided by the asset. | 20 | 2014-09-14 | 9.6126 | 76.3874 | x | 1 | 3. Moderate | 10165 | Predictive Maintenance | 91.25
1015763 | Lighting Fittings including Luminaires General | B (Average): Asset is sound, operationally safe and exhibits only minor deterioration. | Category 3 (Recommended): Minor work required to prevent a deterioration of the service provided by the asset. | 20 | 2022-03-23 | 2.0917 | 83.9083 | x | 1 | 3. Moderate | 10165 | Predictive Maintenance | 91.25
1015764 | Lighting Fittings including Luminaires General | B (Average): Asset is sound, operationally safe and exhibits only minor deterioration. | Category 3 (Recommended): Minor work required to prevent a deterioration of the service provided by the asset. | 20 | 2016-08-10 | 7.707 | 78.293 | x | 1 | 3. Moderate | 10165 | Predictive Maintenance | 91.25
1015765 | Lighting Fittings including Luminaires General | B (Average): Asset is sound, operationally safe and exhibits only minor deterioration. | Category 3 (Recommended): Minor work required to prevent a deterioration of the service provided by the asset. | 20 | 2018-03-18 | 6.1054 | 79.8946 | x | 1 | 3. Moderate | 10165 | Predictive Maintenance | 91.25
1015766 | Lighting Fittings including Luminaires General | B (Average): Asset is sound, operationally safe and exhibits only minor deterioration. | Category 3 (Recommended): Minor work required to prevent a deterioration of the service provided by the asset. | 20 | 2017-02-23 | 7.1677 | 78.8323 | x | 1 | 3. Moderate | 10165 | Predictive Maintenance | 91.25
1015767 | Lighting Fittings including Luminaires General | B (Average): Asset is sound, operationally safe and exhibits only minor deterioration. | Category 3 (Recommended): Minor work required to prevent a deterioration of the service provided by the asset. | 20 | 2004-02-18 | 20.1834 | 65.8166 | x | 1 | 3. Moderate | 10165 | Predictive Maintenance | 91.25
1015768 | Lighting Fittings including Luminaires General | B (Average): Asset is sound, operationally safe and exhibits only minor deterioration. | Category 3 (Recommended): Minor work required to prevent a deterioration of the service provided by the asset. | 20 | 2013-07-14 | 10.7817 | 75.2183 | x | 1 | 3. Moderate | 10165 | Predictive Maintenance | 91.25
1015769 | Lighting Fittings including Luminaires General | B (Average): Asset is sound, operationally safe and exhibits only minor deterioration. | Category 3 (Recommended): Minor work required to prevent a deterioration of the service provided by the asset. | 20 | 2013-01-24 | 11.2498 | 74.7502 | x | 1 | 3. Moderate | 10165 | Predictive Maintenance | 91.25
1015770 | Lighting Fittings including Luminaires General | B (Average): Asset is sound, operationally safe and exhibits only minor deterioration. | Category 3 (Recommended): Minor work required to prevent a deterioration of the service provided by the asset. | 20 | 2019-12-23 | 4.3395 | 81.6605 | x | 1 | 3. Moderate | 10165 | Predictive Maintenance | 91.25
1015804 | Internal Walls and Ceilings | B (Average): Asset is sound, operationally safe and exhibits only minor deterioration. | Category 3 (Recommended): Minor work required to prevent a deterioration of the service provided by the asset. | 25 | 2019-01-12 | 5.2841 | 81.7728 | x | 1 | 3. Moderate | 10165 | Predictive Maintenance | 91.25
1015805 | Internal Walls and Ceilings | B (Average): Asset is sound, operationally safe and exhibits only minor deterioration. | Category 3 (Recommended): Minor work required to prevent a deterioration of the service provided by the asset. | 25 | 2004-04-17 | 20.0219 | 69.9825 | x | 1 | 3. Moderate | 10165 | Predictive Maintenance | 91.25
1015806 | Internal Walls and Ceilings | B (Average): Asset is sound, operationally safe and exhibits only minor deterioration. | Category 3 (Recommended): Minor work required to prevent a deterioration of the service provided by the asset. | 25 | 2017-05-31 | 6.9021 | 80.4783 | x | 1 | 3. Moderate | 10165 | Predictive Maintenance | 91.25
1015807 | Internal Walls and Ceilings | B (Average): Asset is sound, operationally safe and exhibits only minor deterioration. | Category 3 (Recommended): Minor work required to prevent a deterioration of the service provided by the asset. | 25 | 2006-09-15 | 17.6099 | 71.9121 | x | 1 | 3. Moderate | 10165 | Predictive Maintenance | 91.25
1015808 | Internal Walls and Ceilings | B (Average): Asset is sound, operationally safe and exhibits only minor deterioration. | Category 3 (Recommended): Minor work required to prevent a deterioration of the service provided by the asset. | 25 | 2022-09-07 | 1.6318 | 84.6946 | x | 1 | 3. Moderate | 10165 | Predictive Maintenance | 91.25
1015809 | Internal Walls and Ceilings | B (Average): Asset is sound, operationally safe and exhibits only minor deterioration. | Category 3 (Recommended): Minor work required to prevent a deterioration of the service provided by the asset. | 25 | 2005-11-25 | 18.4148 | 71.2682 | x | 1 | 3. Moderate | 10165 | Predictive Maintenance | 91.25
1015810 | Internal Walls and Ceilings | B (Average): Asset is sound, operationally safe and exhibits only minor deterioration. | Category 3 (Recommended): Minor work required to prevent a deterioration of the service provided by the asset. | 25 | 2000-03-01 | 24.1506 | 66.6795 | x | 1 | 3. Moderate | 10165 | Predictive Maintenance | 91.25
1015811 | Internal Walls and Ceilings | B (Average): Asset is sound, operationally safe and exhibits only minor deterioration. | Category 3 (Recommended): Minor work required to prevent a deterioration of the service provided by the asset. | 25 | 2016-03-25 | 8.0849 | 79.5321 | x | 1 | 3. Moderate | 10165 | Predictive Maintenance | 91.25
1015812 | Internal Walls and Ceilings | B (Average): Asset is sound, operationally safe and exhibits only minor deterioration. | Category 3 (Recommended): Minor work required to prevent a deterioration of the service provided by the asset. | 25 | 2016-09-12 | 7.6167 | 79.9066 | x | 1 | 3. Moderate | 10165 | Predictive Maintenance | 91.25
1015813 | Internal Walls and Ceilings | B (Average): Asset is sound, operationally safe and exhibits only minor deterioration. | Category 3 (Recommended): Minor work required to prevent a deterioration of the service provided by the asset. | 25 | 2017-03-24 | 7.0883 | 80.3294 | x | 1 | 3. Moderate | 10165 | Predictive Maintenance | 91.25
1015814 | Internal Walls and Ceilings | B (Average): Asset is sound, operationally safe and exhibits only minor deterioration. | Category 3 (Recommended): Minor work required to prevent a deterioration of the service provided by the asset. | 25 | 2005-03-30 | 19.0719 | 70.7425 | x | 1 | 3. Moderate | 10165 | Predictive Maintenance | 91.25
1015825 | Portable Appliance Testing (PAT) - User Checks, Recorded Formal Visual Inspections and Combined Insp | B (Average): Asset is sound, operationally safe and exhibits only minor deterioration. | Category 3 (Recommended): Minor work required to prevent a deterioration of the service provided by the asset. | 20 | 2018-11-17 | 5.4374 | 80.5626 | x | 1 | 2. Minor | 10165 | Predictive Maintenance | 182.5
1015827 | Rainwater Downpipes and Gutters | B (Average): Asset is sound, operationally safe and exhibits only minor deterioration. | Category 3 (Recommended): Minor work required to prevent a deterioration of the service provided by the asset. | 50 | 2011-01-26 | 13.2457 | 80.7017 | x | 1 | 2. Minor | 10165 | Predictive Maintenance | 182.5
1015829 | Service Drainage | B (Average): Asset is sound, operationally safe and exhibits only minor deterioration. | Category 3 (Recommended): Minor work required to prevent a deterioration of the service provided by the asset. | 25 | 2012-02-19 | 12.1807 | 76.2554 | x | 1 | 4. Significant | 10165 | Predictive Maintenance | 91.25
1015830 | Service Drainage | B (Average): Asset is sound, operationally safe and exhibits only minor deterioration. | Category 3 (Recommended): Minor work required to prevent a deterioration of the service provided by the asset. | 25 | 2005-01-06 | 19.2991 | 70.5607 | x | 1 | 4. Significant | 10165 | Predictive Maintenance | 91.25
1015831 | Service Drainage | B (Average): Asset is sound, operationally safe and exhibits only minor deterioration. | Category 3 (Recommended): Minor work required to prevent a deterioration of the service provided by the asset. | 25 | 2016-05-23 | 7.9233 | 79.6613 | x | 1 | 4. Significant | 10165 | Predictive Maintenance | 91.25
1015832 | Service Drainage | B (Average): Asset is sound, operationally safe and exhibits only minor deterioration. | Category 3 (Recommended): Minor work required to prevent a deterioration of the service provided by the asset. | 25 | 2012-04-27 | 11.9945 | 76.4044 | x | 1 | 4. Significant | 10165 | Predictive Maintenance | 91.25
1015833 | Service Drainage | B (Average): Asset is sound, operationally safe and exhibits only minor deterioration. | Category 3 (Recommended): Minor work required to prevent a deterioration of the service provided by the asset. | 25 | 2021-05-17 | 2.9405 | 83.6476 | x | 1 | 4. Significant | 10165 | Predictive Maintenance | 91.25
1015834 | Service Drainage | B (Average): Asset is sound, operationally safe and exhibits only minor deterioration. | Category 3 (Recommended): Minor work required to prevent a deterioration of the service provided by the asset. | 25 | 2019-03-11 | 5.1253 | 81.8998 | x | 1 | 4. Significant | 10165 | Predictive Maintenance | 91.25
1015835 | Service Drainage | B (Average): Asset is sound, operationally safe and exhibits only minor deterioration. | Category 3 (Recommended): Minor work required to prevent a deterioration of the service provided by the asset. | 25 | 2021-04-29 | 2.9897 | 83.6082 | x | 1 | 4. Significant | 10165 | Predictive Maintenance | 91.25
1015836 | Service Drainage | B (Average): Asset is sound, operationally safe and exhibits only minor deterioration. | Category 3 (Recommended): Minor work required to prevent a deterioration of the service provided by the asset. | 25 | 2012-04-07 | 12.0493 | 76.3606 | x | 1 | 4. Significant | 10165 | Predictive Maintenance | 91.25
1015837 | Service Drainage | B (Average): Asset is sound, operationally safe and exhibits only minor deterioration. | Category 3 (Recommended): Minor work required to prevent a deterioration of the service provided by the asset. | 25 | 2015-11-08 | 8.4627 | 79.2298 | x | 1 | 4. Significant | 10165 | Predictive Maintenance | 91.25
1015838 | Service Drainage | B (Average): Asset is sound, operationally safe and exhibits only minor deterioration. | Category 3 (Recommended): Minor work required to prevent a deterioration of the service provided by the asset. | 25 | 2001-10-07 | 22.5489 | 67.9608 | x | 1 | 4. Significant | 10165 | Predictive Maintenance | 91.25
1015839 | Service Drainage | B (Average): Asset is sound, operationally safe and exhibits only minor deterioration. | Category 3 (Recommended): Minor work required to prevent a deterioration of the service provided by the asset. | 25 | 2011-07-01 | 12.8186 | 75.7451 | x | 1 | 4. Significant | 10165 | Predictive Maintenance | 91.25
1015840 | Service Drainage | B (Average): Asset is sound, operationally safe and exhibits only minor deterioration. | Category 3 (Recommended): Minor work required to prevent a deterioration of the service provided by the asset. | 25 | 2015-09-10 | 8.6242 | 79.1006 | x | 1 | 4. Significant | 10165 | Predictive Maintenance | 91.25
1015841 | Service Drainage | B (Average): Asset is sound, operationally safe and exhibits only minor deterioration. | Category 3 (Recommended): Minor work required to prevent a deterioration of the service provided by the asset. | 25 | 2007-12-13 | 16.3669 | 72.9065 | x | 1 | 4. Significant | 10165 | Predictive Maintenance | 91.25
1015842 | Service Drainage | B (Average): Asset is sound, operationally safe and exhibits only minor deterioration. | Category 3 (Recommended): Minor work required to prevent a deterioration of the service provided by the asset. | 25 | 2020-04-12 | 4.0356 | 82.7715 | x | 1 | 4. Significant | 10165 | Predictive Maintenance | 91.25
1015843 | Service Drainage | B (Average): Asset is sound, operationally safe and exhibits only minor deterioration. | Category 3 (Recommended): Minor work required to prevent a deterioration of the service provided by the asset. | 25 | 2019-08-24 | 4.6708 | 82.2634 | x | 1 | 4. Significant | 10165 | Predictive Maintenance | 91.25
1015844 | Service Drainage | B (Average): Asset is sound, operationally safe and exhibits only minor deterioration. | Category 3 (Recommended): Minor work required to prevent a deterioration of the service provided by the asset. | 25 | 2019-04-01 | 5.0678 | 81.9458 | x | 1 | 4. Significant | 10165 | Predictive Maintenance | 91.25
1015845 | Service Drainage | B (Average): Asset is sound, operationally safe and exhibits only minor deterioration. | Category 3 (Recommended): Minor work required to prevent a deterioration of the service provided by the asset. | 25 | 2021-07-20 | 2.7652 | 83.7878 | x | 1 | 4. Significant | 10165 | Predictive Maintenance | 91.25
1015846 | Service Drainage | B (Average): Asset is sound, operationally safe and exhibits only minor deterioration. | Category 3 (Recommended): Minor work required to prevent a deterioration of the service provided by the asset. | 25 | 2015-11-07 | 8.4654 | 79.2277 | x | 1 | 4. Significant | 10165 | Predictive Maintenance | 91.25
1015849 | Television and Signal Receiving Equipment | B (Average): Asset is sound, operationally safe and exhibits only minor deterioration. | Category 3 (Recommended): Minor work required to prevent a deterioration of the service provided by the asset. | 15 | 2012-07-12 | 11.7864 | 70.2847 | x | 1 | 3. Moderate | 10165 | Predictive Maintenance | 91.25
1015850 | Ductwork System - General | B (Average): Asset is sound, operationally safe and exhibits only minor deterioration. | Category 3 (Recommended): Minor work required to prevent a deterioration of the service provided by the asset. | 30 | 2003-02-13 | 21.1964 | 71.869 | x | 1 | 3. Moderate | 10165 | Predictive Maintenance | 91.25
1015851 | Ductwork System - General | B (Average): Asset is sound, operationally safe and exhibits only minor deterioration. | Category 3 (Recommended): Minor work required to prevent a deterioration of the service provided by the asset. | 30 | 2009-05-15 | 14.9459 | 76.036 | x | 1 | 3. Moderate | 10165 | Predictive Maintenance | 91.25
1015852 | Ductwork System - General | B (Average): Asset is sound, operationally safe and exhibits only minor deterioration. | Category 3 (Recommended): Minor work required to prevent a deterioration of the service provided by the asset. | 30 | 2004-02-01 | 20.23 | 72.5133 | x | 1 | 3. Moderate | 10165 | Predictive Maintenance | 91.25
1015865 | Manually operated Vertical & Horizontal blinds | B (Average): Asset is sound, operationally safe and exhibits only minor deterioration. | Category 3 (Recommended): Minor work required to prevent a deterioration of the service provided by the asset. | 20 | 2018-09-03 | 5.6427 | 80.3573 | x | 1 | 1. Negligible | 10165 | Predictive Maintenance | 182.5
1015866 | Manually operated Vertical & Horizontal blinds | B (Average): Asset is sound, operationally safe and exhibits only minor deterioration. | Category 3 (Recommended): Minor work required to prevent a deterioration of the service provided by the asset. | 20 | 2018-10-26 | 5.4976 | 80.5024 | x | 1 | 1. Negligible | 10165 | Predictive Maintenance | 182.5
1015867 | Manually operated Vertical & Horizontal blinds | B (Average): Asset is sound, operationally safe and exhibits only minor deterioration. | Category 3 (Recommended): Minor work required to prevent a deterioration of the service provided by the asset. | 20 | 2010-12-27 | 13.3279 | 72.6721 | x | 1 | 1. Negligible | 10165 | Predictive Maintenance | 182.5
1015868 | Manually operated Vertical & Horizontal blinds | B (Average): Asset is sound, operationally safe and exhibits only minor deterioration. | Category 3 (Recommended): Minor work required to prevent a deterioration of the service provided by the asset. | 20 | 2014-07-18 | 9.7714 | 76.2286 | x | 1 | 1. Negligible | 10165 | Predictive Maintenance | 182.5
1015869 | Manually operated Vertical & Horizontal blinds | B (Average): Asset is sound, operationally safe and exhibits only minor deterioration. | Category 3 (Recommended): Minor work required to prevent a deterioration of the service provided by the asset. | 20 | 2009-02-11 | 15.2005 | 70.7995 | x | 1 | 1. Negligible | 10165 | Predictive Maintenance | 182.5
1015870 | Windows Internal and External | B (Average): Asset is sound, operationally safe and exhibits only minor deterioration. | Category 3 (Recommended): Minor work required to prevent a deterioration of the service provided by the asset. | 40 | 1998-11-27 | 25.41 | 73.295 | x | 1 | 3. Moderate | 10165 | Predictive Maintenance | 91.25
1015871 | Windows Internal and External | B (Average): Asset is sound, operationally safe and exhibits only minor deterioration. | Category 3 (Recommended): Minor work required to prevent a deterioration of the service provided by the asset. | 38 | 2017-04-05 | 7.0554 | 82.2866 | x | 1 | 3. Moderate | 10165 | Predictive Maintenance | 91.25
1015873 | Locks, handles, hinges Etc. | A (Good): Asset is as new and can be expected to perform adequately to its full normal life if maintained appropriately. | Category 3 (Recommended): Minor work required to prevent a deterioration of the service provided by the asset. | 40 | 2019-04-13 | 5.0349 | 84.4825 | x | 4 | 3. Moderate | 11754 | Predictive Maintenance | 91.25
1015874 | Flues (All Combustible Fuels) | B (Average): Asset is sound, operationally safe and exhibits only minor deterioration. | Category 3 (Recommended): Minor work required to prevent a deterioration of the service provided by the asset. | 15 | 2014-09-03 | 9.6427 | 67.1431 | x | 4 | 4. Significant | 11754 | Predictive Maintenance | 91.25
1015877 | Towel Rails, Mirrors, Toilet Roll Holders, Shelves, Pictures etc. | B (Average): Asset is sound, operationally safe and exhibits only minor deterioration. | Category 3 (Recommended): Minor work required to prevent a deterioration of the service provided by the asset. | 30 | 2012-03-01 | 12.1506 | 71.8996 | x | 4 | 2. Minor | 11754 | Predictive Maintenance | 182.5
1015879 | Software Functions | B (Average): Asset is sound, operationally safe and exhibits only minor deterioration. | Category 3 (Recommended): Minor work required to prevent a deterioration of the service provided by the asset. | 5 | 2023-05-20 | 0.93361 | 76.2656 | x | 4 | 4. Significant | 11754 | Predictive Maintenance | 91.25
1015880 | Building Inspections | B (Average): Asset is sound, operationally safe and exhibits only minor deterioration. | Category 3 (Recommended): Minor work required to prevent a deterioration of the service provided by the asset. | 20 | 2017-04-18 | 7.0198 | 72.9802 | x | 4 | 2. Minor | 11754 | Predictive Maintenance | 182.5
1015881 | Building Inspections | B (Average): Asset is sound, operationally safe and exhibits only minor deterioration. | Category 3 (Recommended): Minor work required to prevent a deterioration of the service provided by the asset. | 20 | 2005-07-08 | 18.7981 | 61.2019 | x | 4 | 2. Minor | 11754 | Predictive Maintenance | 182.5
1015882 | Catering Equipment | A (Good): Asset is as new and can be expected to perform adequately to its full normal life if maintained appropriately. | Category 4 (Normal): No work required beyond normal maintenance. | 15 | 2011-10-06 | 12.553 | 77.2626 | x | 4 | 2. Minor | 11754 | Predictive Maintenance | 365
1015889 | External Lighting including Illuminated Signs | B (Average): Asset is sound, operationally safe and exhibits only minor deterioration. | Category 3 (Recommended): Minor work required to prevent a deterioration of the service provided by the asset. | 15 | 2014-08-16 | 9.692 | 67.0773 | x | 4 | 4. Significant | 11754 | Predictive Maintenance | 91.25
1015890 | External Lighting including Illuminated Signs | B (Average): Asset is sound, operationally safe and exhibits only minor deterioration. | Category 3 (Recommended): Minor work required to prevent a deterioration of the service provided by the asset. | 15 | 2015-02-27 | 9.1581 | 67.7892 | x | 4 | 4. Significant | 11754 | Predictive Maintenance | 91.25
1015891 | External Lighting including Illuminated Signs | B (Average): Asset is sound, operationally safe and exhibits only minor deterioration. | Category 3 (Recommended): Minor work required to prevent a deterioration of the service provided by the asset. | 15 | 2023-04-28 | 0.99384 | 78.6749 | x | 4 | 4. Significant | 11754 | Predictive Maintenance | 91.25
1015894 | Fittings, Furnishings and Equipment | B (Average): Asset is sound, operationally safe and exhibits only minor deterioration. | Category 3 (Recommended): Minor work required to prevent a deterioration of the service provided by the asset. | 5 | 2021-09-08 | 2.6283 | 69.4867 | x | 4 | 2. Minor | 11754 | Predictive Maintenance | 182.5
1015895 | Floors and Floor Finishes | B (Average): Asset is sound, operationally safe and exhibits only minor deterioration. | Category 3 (Recommended): Minor work required to prevent a deterioration of the service provided by the asset. | 30 | 2008-04-22 | 16.0082 | 69.3279 | x | 4 | 1. Negligible | 11754 | Predictive Maintenance | 182.5
1015897 | Lighting Fittings including Luminaires General | B (Average): Asset is sound, operationally safe and exhibits only minor deterioration. | Category 3 (Recommended): Minor work required to prevent a deterioration of the service provided by the asset. | 20 | 2016-04-18 | 8.0192 | 71.9808 | x | 4 | 3. Moderate | 11754 | Predictive Maintenance | 91.25
1015899 | Pipework Systems - General | A (Good): Asset is as new and can be expected to perform adequately to its full normal life if maintained appropriately. | Category 4 (Normal): No work required beyond normal maintenance. | 20 | 2010-09-10 | 13.6235 | 80.3765 | x | 4 | 4. Significant | 11754 | Predictive Maintenance | 162.5
1015900 | Pipework Systems - General | A (Good): Asset is as new and can be expected to perform adequately to its full normal life if maintained appropriately. | Category 4 (Normal): No work required beyond normal maintenance. | 20 | 2012-04-06 | 12.052 | 81.948 | x | 4 | 4. Significant | 11754 | Predictive Maintenance | 162.5
1015901 | Pipework Systems - General | A (Good): Asset is as new and can be expected to perform adequately to its full normal life if maintained appropriately. | Category 4 (Normal): No work required beyond normal maintenance. | 35 | 2015-11-03 | 8.4764 | 89.1564 | x | 4 | 4. Significant | 11754 | Predictive Maintenance | 162.5
1015902 | Pipework Systems - General | A (Good): Asset is as new and can be expected to perform adequately to its full normal life if maintained appropriately. | Category 4 (Normal): No work required beyond normal maintenance. | 35 | 2020-06-07 | 3.8823 | 91.7816 | x | 4 | 4. Significant | 11754 | Predictive Maintenance | 162.5
1015905 | Internal Walls and Ceilings | B (Average): Asset is sound, operationally safe and exhibits only minor deterioration. | Category 3 (Recommended): Minor work required to prevent a deterioration of the service provided by the asset. | 25 | 2000-08-30 | 23.6523 | 61.0782 | x | 4 | 3. Moderate | 11754 | Predictive Maintenance | 91.25
1015906 | Internal Walls and Ceilings | B (Average): Asset is sound, operationally safe and exhibits only minor deterioration. | Category 3 (Recommended): Minor work required to prevent a deterioration of the service provided by the asset. | 25 | 2002-08-08 | 21.7139 | 62.6289 | x | 4 | 3. Moderate | 11754 | Predictive Maintenance | 91.25
1015907 | Internal Walls and Ceilings | B (Average): Asset is sound, operationally safe and exhibits only minor deterioration. | Category 3 (Recommended): Minor work required to prevent a deterioration of the service provided by the asset. | 25 | 2020-01-29 | 4.2382 | 76.6094 | x | 4 | 3. Moderate | 11754 | Predictive Maintenance | 91.25
1015908 | Internal Walls and Ceilings | B (Average): Asset is sound, operationally safe and exhibits only minor deterioration. | Category 3 (Recommended): Minor work required to prevent a deterioration of the service provided by the asset. | 25 | 2023-02-13 | 1.1964 | 79.0428 | x | 4 | 3. Moderate | 11754 | Predictive Maintenance | 91.25
1015917 | Portable Appliance Testing (PAT) - User Checks, Recorded Formal Visual Inspections and Combined Insp | B (Average): Asset is sound, operationally safe and exhibits only minor deterioration. | Category 3 (Recommended): Minor work required to prevent a deterioration of the service provided by the asset. | 20 | 2010-03-27 | 14.0808 | 65.9192 | x | 4 | 2. Minor | 11754 | Predictive Maintenance | 182.5
1015919 | Rainwater Downpipes and Gutters | B (Average): Asset is sound, operationally safe and exhibits only minor deterioration. | Category 3 (Recommended): Minor work required to prevent a deterioration of the service provided by the asset. | 50 | 2010-10-08 | 13.5469 | 74.5812 | x | 4 | 2. Minor | 11754 | Predictive Maintenance | 182.5
1015921 | Service Drainage | B (Average): Asset is sound, operationally safe and exhibits only minor deterioration. | Category 3 (Recommended): Minor work required to prevent a deterioration of the service provided by the asset. | 25 | 2003-09-09 | 20.627 | 63.4984 | x | 4 | 4. Significant | 11754 | Predictive Maintenance | 91.25
1015923 | Fans - Window or Wall Mounted | B (Average): Asset is sound, operationally safe and exhibits only minor deterioration. | Category 3 (Recommended): Minor work required to prevent a deterioration of the service provided by the asset. | 15 | 2020-12-20 | 3.3457 | 75.5391 | x | 4 | 2. Minor | 11754 | Predictive Maintenance | 182.5
1015924 | Television and Signal Receiving Equipment | B (Average): Asset is sound, operationally safe and exhibits only minor deterioration. | Category 3 (Recommended): Minor work required to prevent a deterioration of the service provided by the asset. | 15 | 2021-05-26 | 2.9158 | 76.1123 | x | 4 | 3. Moderate | 11754 | Predictive Maintenance | 91.25
1015925 | Ductwork System - General | B (Average): Asset is sound, operationally safe and exhibits only minor deterioration. | Category 3 (Recommended): Minor work required to prevent a deterioration of the service provided by the asset. | 30 | 2000-08-17 | 23.6879 | 64.2081 | x | 4 | 3. Moderate | 11754 | Predictive Maintenance | 91.25
1015928 | Manually operated Vertical & Horizontal blinds | B (Average): Asset is sound, operationally safe and exhibits only minor deterioration. | Category 3 (Recommended): Minor work required to prevent a deterioration of the service provided by the asset. | 20 | 2006-08-05 | 17.7221 | 62.2779 | x | 4 | 1. Negligible | 11754 | Predictive Maintenance | 182.5
1015929 | Windows Internal and External | B (Average): Asset is sound, operationally safe and exhibits only minor deterioration. | Category 3 (Recommended): Minor work required to prevent a deterioration of the service provided by the asset. | 39 | 2007-02-11 | 17.2019 | 71.1785 | x | 4 | 3. Moderate | 11754 | Predictive Maintenance | 91.25
1015930 | Windows Internal and External | B (Average): Asset is sound, operationally safe and exhibits only minor deterioration. | Category 3 (Recommended): Minor work required to prevent a deterioration of the service provided by the asset. | 37 | 2017-11-08 | 6.4613 | 76.5074 | x | 4 | 3. Moderate | 11754 | Predictive Maintenance | 91.25
1015933 | Locks, handles, hinges Etc. | B (Average): Asset is sound, operationally safe and exhibits only minor deterioration. | Category 3 (Recommended): Minor work required to prevent a deterioration of the service provided by the asset. | 40 | 2021-11-22 | 2.423 | 82.7885 | x | 2 | 3. Moderate | 12349 | Predictive Maintenance | 91.25
1015934 | Flues (All Combustible Fuels) | B (Average): Asset is sound, operationally safe and exhibits only minor deterioration. | Category 3 (Recommended): Minor work required to prevent a deterioration of the service provided by the asset. | 15 | 2013-02-28 | 11.154 | 69.128 | x | 2 | 4. Significant | 12349 | Predictive Maintenance | 91.25
1015935 | Towel Rails, Mirrors, Toilet Roll Holders, Shelves, Pictures etc. | B (Average): Asset is sound, operationally safe and exhibits only minor deterioration. | Category 3 (Recommended): Minor work required to prevent a deterioration of the service provided by the asset. | 30 | 2000-07-28 | 23.7426 | 68.1716 | x | 2 | 2. Minor | 12349 | Predictive Maintenance | 182.5
1015938 | Software Functions | B (Average): Asset is sound, operationally safe and exhibits only minor deterioration. | Category 3 (Recommended): Minor work required to prevent a deterioration of the service provided by the asset. | 5 | 2023-11-07 | 0.46543 | 82.1383 | x | 2 | 4. Significant | 12349 | Predictive Maintenance | 91.25
1015939 | Building Inspections | B (Average): Asset is sound, operationally safe and exhibits only minor deterioration. | Category 3 (Recommended): Minor work required to prevent a deterioration of the service provided by the asset. | 20 | 2013-12-12 | 10.3682 | 73.6318 | x | 2 | 2. Minor | 12349 | Predictive Maintenance | 182.5
1015944 | External Lighting including Illuminated Signs | B (Average): Asset is sound, operationally safe and exhibits only minor deterioration. | Category 3 (Recommended): Minor work required to prevent a deterioration of the service provided by the asset. | 15 | 2012-01-17 | 12.271 | 67.6386 | x | 2 | 4. Significant | 12349 | Predictive Maintenance | 91.25
1015945 | External Lighting including Illuminated Signs | B (Average): Asset is sound, operationally safe and exhibits only minor deterioration. | Category 3 (Recommended): Minor work required to prevent a deterioration of the service provided by the asset. | 15 | 2015-09-06 | 8.6352 | 72.4864 | x | 2 | 4. Significant | 12349 | Predictive Maintenance | 91.25
1015946 | External Lighting including Illuminated Signs | B (Average): Asset is sound, operationally safe and exhibits only minor deterioration. | Category 3 (Recommended): Minor work required to prevent a deterioration of the service provided by the asset. | 15 | 2010-05-15 | 13.9466 | 65.4045 | x | 2 | 4. Significant | 12349 | Predictive Maintenance | 91.25
1015955 | Fittings, Furnishings and Equipment | B (Average): Asset is sound, operationally safe and exhibits only minor deterioration. | Category 3 (Recommended): Minor work required to prevent a deterioration of the service provided by the asset. | 5 | 2020-11-28 | 3.4059 | 70.3765 | x | 2 | 2. Minor | 12349 | Predictive Maintenance | 182.5
1015956 | Fittings, Furnishings and Equipment | B (Average): Asset is sound, operationally safe and exhibits only minor deterioration. | Category 3 (Recommended): Minor work required to prevent a deterioration of the service provided by the asset. | 5 | 2022-09-22 | 1.5907 | 77.6372 | x | 2 | 2. Minor | 12349 | Predictive Maintenance | 182.5
1015957 | Floors and Floor Finishes | B (Average): Asset is sound, operationally safe and exhibits only minor deterioration. | Category 3 (Recommended): Minor work required to prevent a deterioration of the service provided by the asset. | 30 | 2007-03-27 | 17.0815 | 72.6124 | x | 2 | 1. Negligible | 12349 | Predictive Maintenance | 182.5
1015958 | Laboratory Fume Cupboard | B (Average): Asset is sound, operationally safe and exhibits only minor deterioration. | Category 3 (Recommended): Minor work required to prevent a deterioration of the service provided by the asset. | 15 | 2018-01-20 | 6.2615 | 75.6514 | x | 2 | 4. Significant | 12349 | Predictive Maintenance | 91.25
1015961 | Lighting Fittings including Luminaires General | B (Average): Asset is sound, operationally safe and exhibits only minor deterioration. | Category 3 (Recommended): Minor work required to prevent a deterioration of the service provided by the asset. | 20 | 2022-12-05 | 1.3881 | 82.6119 | x | 2 | 3. Moderate | 12349 | Predictive Maintenance | 91.25
1015962 | Lighting Fittings including Luminaires General | B (Average): Asset is sound, operationally safe and exhibits only minor deterioration. | Category 3 (Recommended): Minor work required to prevent a deterioration of the service provided by the asset. | 20 | 2020-07-24 | 3.7536 | 80.2464 | x | 2 | 3. Moderate | 12349 | Predictive Maintenance | 91.25
1015963 | Lighting Fittings including Luminaires General | B (Average): Asset is sound, operationally safe and exhibits only minor deterioration. | Category 3 (Recommended): Minor work required to prevent a deterioration of the service provided by the asset. | 20 | 2007-04-22 | 17.0103 | 66.9897 | x | 2 | 3. Moderate | 12349 | Predictive Maintenance | 91.25
1015964 | Lighting Fittings including Luminaires General | B (Average): Asset is sound, operationally safe and exhibits only minor deterioration. | Category 3 (Recommended): Minor work required to prevent a deterioration of the service provided by the asset. | 20 | 2010-07-21 | 13.7632 | 70.2368 | x | 2 | 3. Moderate | 12349 | Predictive Maintenance | 91.25
1015965 | Lighting Fittings including Luminaires General | B (Average): Asset is sound, operationally safe and exhibits only minor deterioration. | Category 3 (Recommended): Minor work required to prevent a deterioration of the service provided by the asset. | 20 | 2011-01-17 | 13.2704 | 70.7296 | x | 2 | 3. Moderate | 12349 | Predictive Maintenance | 91.25
1015966 | Lighting Fittings including Luminaires General | B (Average): Asset is sound, operationally safe and exhibits only minor deterioration. | Category 3 (Recommended): Minor work required to prevent a deterioration of the service provided by the asset. | 20 | 2012-10-15 | 11.5264 | 72.4736 | x | 2 | 3. Moderate | 12349 | Predictive Maintenance | 91.25
1015985 | Internal Walls and Ceilings | B (Average): Asset is sound, operationally safe and exhibits only minor deterioration. | Category 3 (Recommended): Minor work required to prevent a deterioration of the service provided by the asset. | 25 | 2022-04-12 | 2.037 | 82.3704 | x | 2 | 3. Moderate | 12349 | Predictive Maintenance | 91.25
1015990 | Electrical Installation - Generally | B (Average): Asset is sound, operationally safe and exhibits only minor deterioration. | Category 3 (Recommended): Minor work required to prevent a deterioration of the service provided by the asset. | 35 | 2016-06-18 | 7.8522 | 79.5131 | x | 2 | 4. Significant | 12349 | Predictive Maintenance | 91.25
1015991 | Electrical Installation - Generally | B (Average): Asset is sound, operationally safe and exhibits only minor deterioration. | Category 3 (Recommended): Minor work required to prevent a deterioration of the service provided by the asset. | 35 | 2001-08-08 | 22.7132 | 71.021 | x | 2 | 4. Significant | 12349 | Predictive Maintenance | 91.25
1015993 | Portable Appliance Testing (PAT) - User Checks, Recorded Formal Visual Inspections and Combined Insp | B (Average): Asset is sound, operationally safe and exhibits only minor deterioration. | Category 3 (Recommended): Minor work required to prevent a deterioration of the service provided by the asset. | 20 | 2008-01-08 | 16.2957 | 67.7043 | x | 2 | 2. Minor | 12349 | Predictive Maintenance | 182.5
1015995 | Rainwater Downpipes and Gutters | B (Average): Asset is sound, operationally safe and exhibits only minor deterioration. | Category 3 (Recommended): Minor work required to prevent a deterioration of the service provided by the asset. | 50 | 2006-03-09 | 18.13 | 76.748 | x | 2 | 2. Minor | 12349 | Predictive Maintenance | 182.5
1015997 | Service Drainage | B (Average): Asset is sound, operationally safe and exhibits only minor deterioration. | Category 3 (Recommended): Minor work required to prevent a deterioration of the service provided by the asset. | 25 | 2022-10-26 | 1.4976 | 82.8019 | x | 2 | 4. Significant | 12349 | Predictive Maintenance | 91.25
1015998 | Service Drainage | B (Average): Asset is sound, operationally safe and exhibits only minor deterioration. | Category 3 (Recommended): Minor work required to prevent a deterioration of the service provided by the asset. | 25 | 2020-09-29 | 3.5702 | 81.1439 | x | 2 | 4. Significant | 12349 | Predictive Maintenance | 91.25
1015999 | Service Drainage | B (Average): Asset is sound, operationally safe and exhibits only minor deterioration. | Category 3 (Recommended): Minor work required to prevent a deterioration of the service provided by the asset. | 25 | 2004-04-27 | 19.9945 | 68.0044 | x | 2 | 4. Significant | 12349 | Predictive Maintenance | 91.25
1016000 | Service Drainage | B (Average): Asset is sound, operationally safe and exhibits only minor deterioration. | Category 3 (Recommended): Minor work required to prevent a deterioration of the service provided by the asset. | 25 | 2013-03-30 | 11.0719 | 75.1425 | x | 2 | 4. Significant | 12349 | Predictive Maintenance | 91.25
1016001 | Service Drainage | B (Average): Asset is sound, operationally safe and exhibits only minor deterioration. | Category 3 (Recommended): Minor work required to prevent a deterioration of the service provided by the asset. | 25 | 2011-03-27 | 13.0815 | 73.5348 | x | 2 | 4. Significant | 12349 | Predictive Maintenance | 91.25
1016002 | Service Drainage | B (Average): Asset is sound, operationally safe and exhibits only minor deterioration. | Category 3 (Recommended): Minor work required to prevent a deterioration of the service provided by the asset. | 25 | 2021-10-19 | 2.5161 | 81.9871 | x | 2 | 4. Significant | 12349 | Predictive Maintenance | 91.25
1016005 | Television and Signal Receiving Equipment | B (Average): Asset is sound, operationally safe and exhibits only minor deterioration. | Category 3 (Recommended): Minor work required to prevent a deterioration of the service provided by the asset. | 15 | 2021-01-22 | 3.2553 | 79.6596 | x | 2 | 3. Moderate | 12349 | Predictive Maintenance | 91.25
1016006 | Pipework, filters etc. | B (Average): Asset is sound, operationally safe and exhibits only minor deterioration. | Category 3 (Recommended): Minor work required to prevent a deterioration of the service provided by the asset. | 20 | 2017-01-05 | 7.3018 | 76.6982 | x | 2 | 3. Moderate | 12349 | Predictive Maintenance | 91.25
1016007 | Ductwork System - General | B (Average): Asset is sound, operationally safe and exhibits only minor deterioration. | Category 3 (Recommended): Minor work required to prevent a deterioration of the service provided by the asset. | 30 | 1999-12-05 | 24.3888 | 67.7408 | x | 2 | 3. Moderate | 12349 | Predictive Maintenance | 91.25
1016011 | Manually operated Vertical & Horizontal blinds | B (Average): Asset is sound, operationally safe and exhibits only minor deterioration. | Category 3 (Recommended): Minor work required to prevent a deterioration of the service provided by the asset. | 20 | 2007-11-09 | 16.46 | 67.54 | x | 2 | 1. Negligible | 12349 | Predictive Maintenance | 182.5
1016012 | Windows Internal and External | B (Average): Asset is sound, operationally safe and exhibits only minor deterioration. | Category 3 (Recommended): Minor work required to prevent a deterioration of the service provided by the asset. | 40 | 2020-01-28 | 4.2409 | 81.8795 | x | 2 | 3. Moderate | 12349 | Predictive Maintenance | 91.25
1016013 | Windows Internal and External | B (Average): Asset is sound, operationally safe and exhibits only minor deterioration. | Category 3 (Recommended): Minor work required to prevent a deterioration of the service provided by the asset. | 39 | 2022-06-09 | 1.8782 | 83.0368 | x | 2 | 3. Moderate | 12349 | Predictive Maintenance | 91.25
1016015 | Locks, handles, hinges Etc. | B (Average): Asset is sound, operationally safe and exhibits only minor deterioration. | Category 3 (Recommended): Minor work required to prevent a deterioration of the service provided by the asset. | 40 | 1995-11-13 | 28.449 | 65.7755 | x | 4 | 3. Moderate | 10000 | Predictive Maintenance | 91.25
1016016 | Flues (All Combustible Fuels) | B (Average): Asset is sound, operationally safe and exhibits only minor deterioration. | Category 3 (Recommended): Minor work required to prevent a deterioration of the service provided by the asset. | 50 | 2012-04-06 | 12.052 | 75.1792 | x | 4 | 4. Significant | 10000 | Predictive Maintenance | 91.25
1016023 | Towel Rails, Mirrors, Toilet Roll Holders, Shelves, Pictures etc. | B (Average): Asset is sound, operationally safe and exhibits only minor deterioration. | Category 3 (Recommended): Minor work required to prevent a deterioration of the service provided by the asset. | 30 | 1996-05-01 | 27.9836 | 61.3443 | x | 4 | 2. Minor | 10000 | Predictive Maintenance | 182.5
1016024 | Towel Rails, Mirrors, Toilet Roll Holders, Shelves, Pictures etc. | B (Average): Asset is sound, operationally safe and exhibits only minor deterioration. | Category 3 (Recommended): Minor work required to prevent a deterioration of the service provided by the asset. | 30 | 2004-05-29 | 19.9069 | 66.7287 | x | 4 | 2. Minor | 10000 | Predictive Maintenance | 182.5
1016026 | Software Functions | B (Average): Asset is sound, operationally safe and exhibits only minor deterioration. | Category 3 (Recommended): Minor work required to prevent a deterioration of the service provided by the asset. | 5 | 2023-05-19 | 0.93634 | 76.2546 | x | 4 | 4. Significant | 10000 | Predictive Maintenance | 91.25
1016027 | Building Inspections | B (Average): Asset is sound, operationally safe and exhibits only minor deterioration. | Category 3 (Recommended): Minor work required to prevent a deterioration of the service provided by the asset. | 20 | 2015-10-16 | 8.5257 | 71.4743 | x | 4 | 2. Minor | 10000 | Predictive Maintenance | 182.5
1016028 | Catering Equipment | B (Average): Asset is sound, operationally safe and exhibits only minor deterioration. | Category 4 (Normal): No work required beyond normal maintenance. | 15 | 2015-01-18 | 9.2676 | 74.6432 | x | 4 | 2. Minor | 10000 | Predictive Maintenance | 365
1016036 | External Lighting including Illuminated Signs | B (Average): Asset is sound, operationally safe and exhibits only minor deterioration. | Category 3 (Recommended): Minor work required to prevent a deterioration of the service provided by the asset. | 15 | 2010-11-16 | 13.4401 | 62.0799 | x | 4 | 4. Significant | 10000 | Predictive Maintenance | 91.25
1016037 | External Lighting including Illuminated Signs | B (Average): Asset is sound, operationally safe and exhibits only minor deterioration. | Category 3 (Recommended): Minor work required to prevent a deterioration of the service provided by the asset. | 15 | 2012-09-17 | 11.603 | 64.5293 | x | 4 | 4. Significant | 10000 | Predictive Maintenance | 91.25
1016040 | Fittings, Furnishings and Equipment | B (Average): Asset is sound, operationally safe and exhibits only minor deterioration. | Category 3 (Recommended): Minor work required to prevent a deterioration of the service provided by the asset. | 5 | 2021-10-09 | 2.5435 | 69.8261 | x | 4 | 2. Minor | 10000 | Predictive Maintenance | 182.5
1016041 | Fittings, Furnishings and Equipment | B (Average): Asset is sound, operationally safe and exhibits only minor deterioration. | Category 3 (Recommended): Minor work required to prevent a deterioration of the service provided by the asset. | 5 | 2020-11-17 | 3.436 | 66.256 | x | 4 | 2. Minor | 10000 | Predictive Maintenance | 182.5
1016042 | Floors and Floor Finishes | B (Average): Asset is sound, operationally safe and exhibits only minor deterioration. | Category 3 (Recommended): Minor work required to prevent a deterioration of the service provided by the asset. | 30 | 2021-11-21 | 2.4257 | 78.3828 | x | 4 | 1. Negligible | 10000 | Predictive Maintenance | 182.5
1016043 | Laboratory Fume Cupboard | B (Average): Asset is sound, operationally safe and exhibits only minor deterioration. | Category 3 (Recommended): Minor work required to prevent a deterioration of the service provided by the asset. | 15 | 2014-02-15 | 10.1903 | 66.413 | x | 4 | 4. Significant | 10000 | Predictive Maintenance | 91.25
1016046 | Lighting Fittings including Luminaires General | B (Average): Asset is sound, operationally safe and exhibits only minor deterioration. | Category 3 (Recommended): Minor work required to prevent a deterioration of the service provided by the asset. | 20 | 2015-10-01 | 8.5667 | 71.4333 | x | 4 | 3. Moderate | 10000 | Predictive Maintenance | 91.25
1016047 | Lighting Fittings including Luminaires General | B (Average): Asset is sound, operationally safe and exhibits only minor deterioration. | Category 3 (Recommended): Minor work required to prevent a deterioration of the service provided by the asset. | 20 | 2020-09-03 | 3.6413 | 76.3587 | x | 4 | 3. Moderate | 10000 | Predictive Maintenance | 91.25
1016048 | Lighting Fittings including Luminaires General | B (Average): Asset is sound, operationally safe and exhibits only minor deterioration. | Category 3 (Recommended): Minor work required to prevent a deterioration of the service provided by the asset. | 20 | 2007-07-06 | 16.8049 | 63.1951 | x | 4 | 3. Moderate | 10000 | Predictive Maintenance | 91.25
1016049 | Lighting Fittings including Luminaires General | B (Average): Asset is sound, operationally safe and exhibits only minor deterioration. | Category 3 (Recommended): Minor work required to prevent a deterioration of the service provided by the asset. | 20 | 2015-04-25 | 9.0021 | 70.9979 | x | 4 | 3. Moderate | 10000 | Predictive Maintenance | 91.25
1016050 | Lighting Fittings including Luminaires General | B (Average): Asset is sound, operationally safe and exhibits only minor deterioration. | Category 3 (Recommended): Minor work required to prevent a deterioration of the service provided by the asset. | 20 | 2006-10-06 | 17.5524 | 62.4476 | x | 4 | 3. Moderate | 10000 | Predictive Maintenance | 91.25
1016051 | Lighting Fittings including Luminaires General | B (Average): Asset is sound, operationally safe and exhibits only minor deterioration. | Category 3 (Recommended): Minor work required to prevent a deterioration of the service provided by the asset. | 20 | 2006-09-12 | 17.6181 | 62.3819 | x | 4 | 3. Moderate | 10000 | Predictive Maintenance | 91.25
1016052 | Lighting Fittings including Luminaires General | B (Average): Asset is sound, operationally safe and exhibits only minor deterioration. | Category 3 (Recommended): Minor work required to prevent a deterioration of the service provided by the asset. | 20 | 2023-12-30 | 0.32033 | 79.6797 | x | 4 | 3. Moderate | 10000 | Predictive Maintenance | 91.25
1016053 | Lighting Fittings including Luminaires General | B (Average): Asset is sound, operationally safe and exhibits only minor deterioration. | Category 3 (Recommended): Minor work required to prevent a deterioration of the service provided by the asset. | 20 | 2013-12-16 | 10.3573 | 69.6427 | x | 4 | 3. Moderate | 10000 | Predictive Maintenance | 91.25
1016054 | Lighting Fittings including Luminaires General | B (Average): Asset is sound, operationally safe and exhibits only minor deterioration. | Category 3 (Recommended): Minor work required to prevent a deterioration of the service provided by the asset. | 20 | 2005-05-11 | 18.9569 | 61.0431 | x | 4 | 3. Moderate | 10000 | Predictive Maintenance | 91.25
1016055 | Lighting Fittings including Luminaires General | B (Average): Asset is sound, operationally safe and exhibits only minor deterioration. | Category 3 (Recommended): Minor work required to prevent a deterioration of the service provided by the asset. | 20 | 2004-12-31 | 19.3155 | 60.6845 | x | 4 | 3. Moderate | 10000 | Predictive Maintenance | 91.25
1016056 | Lighting Fittings including Luminaires General | B (Average): Asset is sound, operationally safe and exhibits only minor deterioration. | Category 3 (Recommended): Minor work required to prevent a deterioration of the service provided by the asset. | 20 | 2005-02-15 | 19.1896 | 60.8104 | x | 4 | 3. Moderate | 10000 | Predictive Maintenance | 91.25
1016057 | Lighting Fittings including Luminaires General | B (Average): Asset is sound, operationally safe and exhibits only minor deterioration. | Category 3 (Recommended): Minor work required to prevent a deterioration of the service provided by the asset. | 20 | 2020-10-15 | 3.5264 | 76.4736 | x | 4 | 3. Moderate | 10000 | Predictive Maintenance | 91.25
1016058 | Lighting Fittings including Luminaires General | B (Average): Asset is sound, operationally safe and exhibits only minor deterioration. | Category 3 (Recommended): Minor work required to prevent a deterioration of the service provided by the asset. | 20 | 2016-02-27 | 8.1588 | 71.8412 | x | 4 | 3. Moderate | 10000 | Predictive Maintenance | 91.25
1016059 | Lighting Fittings including Luminaires General | B (Average): Asset is sound, operationally safe and exhibits only minor deterioration. | Category 3 (Recommended): Minor work required to prevent a deterioration of the service provided by the asset. | 20 | 2004-07-16 | 19.7755 | 60.2245 | x | 4 | 3. Moderate | 10000 | Predictive Maintenance | 91.25
1016060 | Lighting Fittings including Luminaires General | B (Average): Asset is sound, operationally safe and exhibits only minor deterioration. | Category 3 (Recommended): Minor work required to prevent a deterioration of the service provided by the asset. | 20 | 2009-12-25 | 14.3326 | 65.6674 | x | 4 | 3. Moderate | 10000 | Predictive Maintenance | 91.25
1016061 | Lighting Fittings including Luminaires General | B (Average): Asset is sound, operationally safe and exhibits only minor deterioration. | Category 3 (Recommended): Minor work required to prevent a deterioration of the service provided by the asset. | 20 | 2011-08-13 | 12.7009 | 67.2991 | x | 4 | 3. Moderate | 10000 | Predictive Maintenance | 91.25
1016062 | Lighting Fittings including Luminaires General | B (Average): Asset is sound, operationally safe and exhibits only minor deterioration. | Category 3 (Recommended): Minor work required to prevent a deterioration of the service provided by the asset. | 20 | 2016-06-29 | 7.822 | 72.178 | x | 4 | 3. Moderate | 10000 | Predictive Maintenance | 91.25
1016063 | Lighting Fittings including Luminaires General | B (Average): Asset is sound, operationally safe and exhibits only minor deterioration. | Category 3 (Recommended): Minor work required to prevent a deterioration of the service provided by the asset. | 20 | 2011-01-03 | 13.3087 | 66.6913 | x | 4 | 3. Moderate | 10000 | Predictive Maintenance | 91.25
1016064 | Lighting Fittings including Luminaires General | B (Average): Asset is sound, operationally safe and exhibits only minor deterioration. | Category 3 (Recommended): Minor work required to prevent a deterioration of the service provided by the asset. | 20 | 2022-09-05 | 1.6372 | 78.3628 | x | 4 | 3. Moderate | 10000 | Predictive Maintenance | 91.25
1016065 | Lighting Fittings including Luminaires General | B (Average): Asset is sound, operationally safe and exhibits only minor deterioration. | Category 3 (Recommended): Minor work required to prevent a deterioration of the service provided by the asset. | 20 | 2005-02-04 | 19.2197 | 60.7803 | x | 4 | 3. Moderate | 10000 | Predictive Maintenance | 91.25
1016066 | Lighting Fittings including Luminaires General | B (Average): Asset is sound, operationally safe and exhibits only minor deterioration. | Category 3 (Recommended): Minor work required to prevent a deterioration of the service provided by the asset. | 20 | 2014-04-29 | 9.9904 | 70.0096 | x | 4 | 3. Moderate | 10000 | Predictive Maintenance | 91.25
1016067 | Lighting Fittings including Luminaires General | B (Average): Asset is sound, operationally safe and exhibits only minor deterioration. | Category 3 (Recommended): Minor work required to prevent a deterioration of the service provided by the asset. | 20 | 2015-10-06 | 8.553 | 71.447 | x | 4 | 3. Moderate | 10000 | Predictive Maintenance | 91.25
1016068 | Lighting Fittings including Luminaires General | B (Average): Asset is sound, operationally safe and exhibits only minor deterioration. | Category 3 (Recommended): Minor work required to prevent a deterioration of the service provided by the asset. | 20 | 2011-10-29 | 12.4901 | 67.5099 | x | 4 | 3. Moderate | 10000 | Predictive Maintenance | 91.25
1016069 | Lighting Fittings including Luminaires General | B (Average): Asset is sound, operationally safe and exhibits only minor deterioration. | Category 3 (Recommended): Minor work required to prevent a deterioration of the service provided by the asset. | 20 | 2010-03-11 | 14.1246 | 65.8754 | x | 4 | 3. Moderate | 10000 | Predictive Maintenance | 91.25
1016070 | Lighting Fittings including Luminaires General | B (Average): Asset is sound, operationally safe and exhibits only minor deterioration. | Category 3 (Recommended): Minor work required to prevent a deterioration of the service provided by the asset. | 20 | 2008-11-10 | 15.4552 | 64.5448 | x | 4 | 3. Moderate | 10000 | Predictive Maintenance | 91.25
1016071 | Lighting Fittings including Luminaires General | B (Average): Asset is sound, operationally safe and exhibits only minor deterioration. | Category 3 (Recommended): Minor work required to prevent a deterioration of the service provided by the asset. | 20 | 2017-11-13 | 6.4476 | 73.5524 | x | 4 | 3. Moderate | 10000 | Predictive Maintenance | 91.25
1016072 | Lighting Fittings including Luminaires General | B (Average): Asset is sound, operationally safe and exhibits only minor deterioration. | Category 3 (Recommended): Minor work required to prevent a deterioration of the service provided by the asset. | 20 | 2017-04-20 | 7.0144 | 72.9856 | x | 4 | 3. Moderate | 10000 | Predictive Maintenance | 91.25
1016073 | Lighting Fittings including Luminaires General | B (Average): Asset is sound, operationally safe and exhibits only minor deterioration. | Category 3 (Recommended): Minor work required to prevent a deterioration of the service provided by the asset. | 20 | 2009-11-14 | 14.4449 | 65.5551 | x | 4 | 3. Moderate | 10000 | Predictive Maintenance | 91.25
1016088 | Internal Walls and Ceilings | B (Average): Asset is sound, operationally safe and exhibits only minor deterioration. | Category 3 (Recommended): Minor work required to prevent a deterioration of the service provided by the asset. | 25 | 2000-10-14 | 23.5291 | 61.1767 | x | 4 | 3. Moderate | 10000 | Predictive Maintenance | 91.25
1016089 | Internal Walls and Ceilings | B (Average): Asset is sound, operationally safe and exhibits only minor deterioration. | Category 3 (Recommended): Minor work required to prevent a deterioration of the service provided by the asset. | 25 | 2003-02-22 | 21.1718 | 63.0626 | x | 4 | 3. Moderate | 10000 | Predictive Maintenance | 91.25
1016090 | Internal Walls and Ceilings | B (Average): Asset is sound, operationally safe and exhibits only minor deterioration. | Category 3 (Recommended): Minor work required to prevent a deterioration of the service provided by the asset. | 25 | 2020-02-12 | 4.1999 | 76.6401 | x | 4 | 3. Moderate | 10000 | Predictive Maintenance | 91.25
1016091 | Internal Walls and Ceilings | B (Average): Asset is sound, operationally safe and exhibits only minor deterioration. | Category 3 (Recommended): Minor work required to prevent a deterioration of the service provided by the asset. | 25 | 2006-08-30 | 17.6537 | 65.8771 | x | 4 | 3. Moderate | 10000 | Predictive Maintenance | 91.25
1016099 | Portable Appliance Testing (PAT) - User Checks, Recorded Formal Visual Inspections and Combined Insp | B (Average): Asset is sound, operationally safe and exhibits only minor deterioration. | Category 3 (Recommended): Minor work required to prevent a deterioration of the service provided by the asset. | 20 | 2019-04-23 | 5.0075 | 74.9925 | x | 4 | 2. Minor | 10000 | Predictive Maintenance | 182.5
1016101 | Rainwater Downpipes and Gutters | B (Average): Asset is sound, operationally safe and exhibits only minor deterioration. | Category 3 (Recommended): Minor work required to prevent a deterioration of the service provided by the asset. | 50 | 2013-11-06 | 10.4668 | 75.8133 | x | 4 | 2. Minor | 10000 | Predictive Maintenance | 182.5
1016103 | Service Drainage | B (Average): Asset is sound, operationally safe and exhibits only minor deterioration. | Category 3 (Recommended): Minor work required to prevent a deterioration of the service provided by the asset. | 25 | 2013-01-08 | 11.2936 | 70.9651 | x | 4 | 4. Significant | 10000 | Predictive Maintenance | 91.25
1016104 | Service Drainage | B (Average): Asset is sound, operationally safe and exhibits only minor deterioration. | Category 3 (Recommended): Minor work required to prevent a deterioration of the service provided by the asset. | 25 | 2017-02-27 | 7.1567 | 74.2746 | x | 4 | 4. Significant | 10000 | Predictive Maintenance | 91.25
1016105 | Service Drainage | B (Average): Asset is sound, operationally safe and exhibits only minor deterioration. | Category 3 (Recommended): Minor work required to prevent a deterioration of the service provided by the asset. | 25 | 2019-03-23 | 5.0924 | 75.9261 | x | 4 | 4. Significant | 10000 | Predictive Maintenance | 91.25
1016109 | Television and Signal Receiving Equipment | B (Average): Asset is sound, operationally safe and exhibits only minor deterioration. | Category 3 (Recommended): Minor work required to prevent a deterioration of the service provided by the asset. | 15 | 2010-11-05 | 13.4702 | 62.0397 | x | 4 | 3. Moderate | 10000 | Predictive Maintenance | 91.25
1016110 | Pipework, filters etc. | B (Average): Asset is sound, operationally safe and exhibits only minor deterioration. | Category 3 (Recommended): Minor work required to prevent a deterioration of the service provided by the asset. | 20 | 2007-10-05 | 16.5558 | 63.4442 | x | 4 | 3. Moderate | 10000 | Predictive Maintenance | 91.25
1016111 | Ductwork System - General | B (Average): Asset is sound, operationally safe and exhibits only minor deterioration. | Category 3 (Recommended): Minor work required to prevent a deterioration of the service provided by the asset. | 30 | 2002-03-12 | 22.1218 | 65.2521 | x | 4 | 3. Moderate | 10000 | Predictive Maintenance | 91.25
1016123 | Manually operated Vertical & Horizontal blinds | B (Average): Asset is sound, operationally safe and exhibits only minor deterioration. | Category 3 (Recommended): Minor work required to prevent a deterioration of the service provided by the asset. | 20 | 2004-07-24 | 19.7536 | 60.2464 | x | 4 | 1. Negligible | 10000 | Predictive Maintenance | 182.5
1016124 | Windows Internal and External | B (Average): Asset is sound, operationally safe and exhibits only minor deterioration. | Category 3 (Recommended): Minor work required to prevent a deterioration of the service provided by the asset. | 38 | 2011-07-06 | 12.8049 | 73.2606 | x | 4 | 3. Moderate | 10000 | Predictive Maintenance | 91.25
1016125 | Windows Internal and External | B (Average): Asset is sound, operationally safe and exhibits only minor deterioration. | Category 3 (Recommended): Minor work required to prevent a deterioration of the service provided by the asset. | 39 | 2014-06-04 | 9.8919 | 74.9273 | x | 4 | 3. Moderate | 10000 | Predictive Maintenance | 91.25
1016126 | Locks, handles, hinges Etc. | B (Average): Asset is sound, operationally safe and exhibits only minor deterioration. | Category 3 (Recommended): Minor work required to prevent a deterioration of the service provided by the asset. | 40 | 2023-02-24 | 1.1663 | 79.4168 | x | 4 | 3. Moderate | 11953 | Predictive Maintenance | 91.25
1016127 | Flues (All Combustible Fuels) | B (Average): Asset is sound, operationally safe and exhibits only minor deterioration. | Category 3 (Recommended): Minor work required to prevent a deterioration of the service provided by the asset. | 40 | 1994-04-24 | 30.0041 | 64.9979 | x | 4 | 4. Significant | 11953 | Predictive Maintenance | 91.25
1016128 | Towel Rails, Mirrors, Toilet Roll Holders, Shelves, Pictures etc. | B (Average): Asset is sound, operationally safe and exhibits only minor deterioration. | Category 3 (Recommended): Minor work required to prevent a deterioration of the service provided by the asset. | 30 | 2022-06-11 | 1.8727 | 78.7515 | x | 4 | 2. Minor | 11953 | Predictive Maintenance | 182.5
1016130 | Software Functions | B (Average): Asset is sound, operationally safe and exhibits only minor deterioration. | Category 3 (Recommended): Minor work required to prevent a deterioration of the service provided by the asset. | 5 | 2022-09-19 | 1.5989 | 73.6044 | x | 4 | 4. Significant | 11953 | Predictive Maintenance | 91.25
1016131 | Building Inspections | B (Average): Asset is sound, operationally safe and exhibits only minor deterioration. | Category 3 (Recommended): Minor work required to prevent a deterioration of the service provided by the asset. | 20 | 2019-09-01 | 4.6489 | 75.3511 | x | 4 | 2. Minor | 11953 | Predictive Maintenance | 182.5
1016132 | Catering Equipment | B (Average): Asset is sound, operationally safe and exhibits only minor deterioration. | Category 4 (Normal): No work required beyond normal maintenance. | 15 | 2013-09-08 | 10.6283 | 72.8289 | x | 4 | 2. Minor | 11953 | Predictive Maintenance | 365
1016137 | External Lighting including Illuminated Signs | B (Average): Asset is sound, operationally safe and exhibits only minor deterioration. | Category 3 (Recommended): Minor work required to prevent a deterioration of the service provided by the asset. | 15 | 2012-11-17 | 11.436 | 64.752 | x | 4 | 4. Significant | 11953 | Predictive Maintenance | 91.25
1016141 | Fittings, Furnishings and Equipment | B (Average): Asset is sound, operationally safe and exhibits only minor deterioration. | Category 3 (Recommended): Minor work required to prevent a deterioration of the service provided by the asset. | 5 | 2021-04-09 | 3.0445 | 67.822 | x | 4 | 2. Minor | 11953 | Predictive Maintenance | 182.5
1016142 | Fittings, Furnishings and Equipment | B (Average): Asset is sound, operationally safe and exhibits only minor deterioration. | Category 3 (Recommended): Minor work required to prevent a deterioration of the service provided by the asset. | 5 | 2023-10-05 | 0.55578 | 77.7769 | x | 4 | 2. Minor | 11953 | Predictive Maintenance | 182.5
1016143 | Fittings, Furnishings and Equipment | B (Average): Asset is sound, operationally safe and exhibits only minor deterioration. | Category 3 (Recommended): Minor work required to prevent a deterioration of the service provided by the asset. | 5 | 2021-10-02 | 2.5626 | 69.7495 | x | 4 | 2. Minor | 11953 | Predictive Maintenance | 182.5
1016144 | Fittings, Furnishings and Equipment | B (Average): Asset is sound, operationally safe and exhibits only minor deterioration. | Category 3 (Recommended): Minor work required to prevent a deterioration of the service provided by the asset. | 5 | 2020-04-17 | 4.0219 | 63.9124 | x | 4 | 2. Minor | 11953 | Predictive Maintenance | 182.5
1016145 | Floors and Floor Finishes | B (Average): Asset is sound, operationally safe and exhibits only minor deterioration. | Category 3 (Recommended): Minor work required to prevent a deterioration of the service provided by the asset. | 30 | 2005-06-28 | 18.8255 | 67.4497 | x | 4 | 1. Negligible | 11953 | Predictive Maintenance | 182.5
1016147 | Lighting Fittings including Luminaires General | B (Average): Asset is sound, operationally safe and exhibits only minor deterioration. | Category 3 (Recommended): Minor work required to prevent a deterioration of the service provided by the asset. | 20 | 2022-01-27 | 2.2423 | 77.7577 | x | 4 | 3. Moderate | 11953 | Predictive Maintenance | 91.25
1016148 | Lighting Fittings including Luminaires General | B (Average): Asset is sound, operationally safe and exhibits only minor deterioration. | Category 3 (Recommended): Minor work required to prevent a deterioration of the service provided by the asset. | 20 | 2017-09-08 | 6.6283 | 73.3717 | x | 4 | 3. Moderate | 11953 | Predictive Maintenance | 91.25
1016154 | Internal Walls and Ceilings | B (Average): Asset is sound, operationally safe and exhibits only minor deterioration. | Category 3 (Recommended): Minor work required to prevent a deterioration of the service provided by the asset. | 25 | 2023-04-22 | 1.0103 | 79.1918 | x | 4 | 3. Moderate | 11953 | Predictive Maintenance | 91.25
1016155 | Internal Walls and Ceilings | B (Average): Asset is sound, operationally safe and exhibits only minor deterioration. | Category 3 (Recommended): Minor work required to prevent a deterioration of the service provided by the asset. | 25 | 2005-04-01 | 19.0664 | 64.7469 | x | 4 | 3. Moderate | 11953 | Predictive Maintenance | 91.25
1016157 | Portable Appliance Testing (PAT) - User Checks, Recorded Formal Visual Inspections and Combined Insp | B (Average): Asset is sound, operationally safe and exhibits only minor deterioration. | Category 3 (Recommended): Minor work required to prevent a deterioration of the service provided by the asset. | 20 | 2004-01-30 | 20.2355 | 59.7645 | x | 4 | 2. Minor | 11953 | Predictive Maintenance | 182.5
1016159 | Rainwater Downpipes and Gutters | B (Average): Asset is sound, operationally safe and exhibits only minor deterioration. | Category 3 (Recommended): Minor work required to prevent a deterioration of the service provided by the asset. | 50 | 2023-12-20 | 0.34771 | 79.8609 | x | 4 | 2. Minor | 11953 | Predictive Maintenance | 182.5
1016161 | Service Drainage | B (Average): Asset is sound, operationally safe and exhibits only minor deterioration. | Category 3 (Recommended): Minor work required to prevent a deterioration of the service provided by the asset. | 25 | 2001-05-04 | 22.976 | 61.6192 | x | 4 | 4. Significant | 11953 | Predictive Maintenance | 91.25
1016164 | Television and Signal Receiving Equipment | B (Average): Asset is sound, operationally safe and exhibits only minor deterioration. | Category 3 (Recommended): Minor work required to prevent a deterioration of the service provided by the asset. | 15 | 2015-10-01 | 8.5667 | 68.5777 | x | 4 | 3. Moderate | 11953 | Predictive Maintenance | 91.25
1016165 | Ductwork System - General | B (Average): Asset is sound, operationally safe and exhibits only minor deterioration. | Category 3 (Recommended): Minor work required to prevent a deterioration of the service provided by the asset. | 30 | 2020-09-01 | 3.6468 | 77.5688 | x | 4 | 3. Moderate | 11953 | Predictive Maintenance | 91.25
1016168 | Manually operated Vertical & Horizontal blinds | B (Average): Asset is sound, operationally safe and exhibits only minor deterioration. | Category 3 (Recommended): Minor work required to prevent a deterioration of the service provided by the asset. | 20 | 2016-05-28 | 7.9097 | 72.0903 | x | 4 | 1. Negligible | 11953 | Predictive Maintenance | 182.5
1016169 | Windows Internal and External | B (Average): Asset is sound, operationally safe and exhibits only minor deterioration. | Category 3 (Recommended): Minor work required to prevent a deterioration of the service provided by the asset. | 40 | 1998-02-26 | 26.1602 | 66.9199 | x | 4 | 3. Moderate | 11953 | Predictive Maintenance | 91.25
1016170 | Windows Internal and External | B (Average): Asset is sound, operationally safe and exhibits only minor deterioration. | Category 3 (Recommended): Minor work required to prevent a deterioration of the service provided by the asset. | 38 | 2023-04-15 | 1.0294 | 79.4582 | x | 4 | 3. Moderate | 11953 | Predictive Maintenance | 91.25
1016171 | Locks, handles, hinges Etc. | B (Average): Asset is sound, operationally safe and exhibits only minor deterioration. | Category 3 (Recommended): Minor work required to prevent a deterioration of the service provided by the asset. | 40 | 2017-01-19 | 7.2635 | 74.3682 | x | 5 | 3. Moderate | 10387 | Predictive Maintenance | 91.25
1016172 | Locks, handles, hinges Etc. | B (Average): Asset is sound, operationally safe and exhibits only minor deterioration. | Category 3 (Recommended): Minor work required to prevent a deterioration of the service provided by the asset. | 40 | 2006-03-10 | 18.1273 | 68.9363 | x | 5 | 3. Moderate | 10387 | Predictive Maintenance | 91.25
1016174 | Towel Rails, Mirrors, Toilet Roll Holders, Shelves, Pictures etc. | B (Average): Asset is sound, operationally safe and exhibits only minor deterioration. | Category 3 (Recommended): Minor work required to prevent a deterioration of the service provided by the asset. | 30 | 1995-05-31 | 28.9035 | 58.731 | x | 5 | 2. Minor | 10387 | Predictive Maintenance | 182.5
1016175 | Towel Rails, Mirrors, Toilet Roll Holders, Shelves, Pictures etc. | B (Average): Asset is sound, operationally safe and exhibits only minor deterioration. | Category 3 (Recommended): Minor work required to prevent a deterioration of the service provided by the asset. | 30 | 2001-03-31 | 23.0691 | 62.6206 | x | 5 | 2. Minor | 10387 | Predictive Maintenance | 182.5
1016176 | Towel Rails, Mirrors, Toilet Roll Holders, Shelves, Pictures etc. | B (Average): Asset is sound, operationally safe and exhibits only minor deterioration. | Category 3 (Recommended): Minor work required to prevent a deterioration of the service provided by the asset. | 30 | 2011-07-08 | 12.7995 | 69.467 | x | 5 | 2. Minor | 10387 | Predictive Maintenance | 182.5
1016177 | Towel Rails, Mirrors, Toilet Roll Holders, Shelves, Pictures etc. | B (Average): Asset is sound, operationally safe and exhibits only minor deterioration. | Category 3 (Recommended): Minor work required to prevent a deterioration of the service provided by the asset. | 30 | 2016-08-21 | 7.6769 | 72.882 | x | 5 | 2. Minor | 10387 | Predictive Maintenance | 182.5
1016178 | Towel Rails, Mirrors, Toilet Roll Holders, Shelves, Pictures etc. | B (Average): Asset is sound, operationally safe and exhibits only minor deterioration. | Category 3 (Recommended): Minor work required to prevent a deterioration of the service provided by the asset. | 30 | 2013-08-16 | 10.6913 | 70.8725 | x | 5 | 2. Minor | 10387 | Predictive Maintenance | 182.5
1016179 | Towel Rails, Mirrors, Toilet Roll Holders, Shelves, Pictures etc. | B (Average): Asset is sound, operationally safe and exhibits only minor deterioration. | Category 3 (Recommended): Minor work required to prevent a deterioration of the service provided by the asset. | 30 | 2016-02-21 | 8.1752 | 72.5499 | x | 5 | 2. Minor | 10387 | Predictive Maintenance | 182.5
1016181 | Software Functions | B (Average): Asset is sound, operationally safe and exhibits only minor deterioration. | Category 3 (Recommended): Minor work required to prevent a deterioration of the service provided by the asset. | 5 | 2022-10-22 | 1.5086 | 71.9658 | x | 5 | 4. Significant | 10387 | Predictive Maintenance | 91.25
1016182 | Building Inspections | B (Average): Asset is sound, operationally safe and exhibits only minor deterioration. | Category 3 (Recommended): Minor work required to prevent a deterioration of the service provided by the asset. | 20 | 2017-01-13 | 7.2799 | 70.7201 | x | 5 | 2. Minor | 10387 | Predictive Maintenance | 182.5
1016187 | External Lighting including Illuminated Signs | B (Average): Asset is sound, operationally safe and exhibits only minor deterioration. | Category 3 (Recommended): Minor work required to prevent a deterioration of the service provided by the asset. | 15 | 2021-01-11 | 3.2854 | 73.6194 | x | 5 | 4. Significant | 10387 | Predictive Maintenance | 91.25
1016188 | External Lighting including Illuminated Signs | B (Average): Asset is sound, operationally safe and exhibits only minor deterioration. | Category 3 (Recommended): Minor work required to prevent a deterioration of the service provided by the asset. | 15 | 2014-11-12 | 9.4511 | 65.3986 | x | 5 | 4. Significant | 10387 | Predictive Maintenance | 91.25
1016189 | External Lighting including Illuminated Signs | B (Average): Asset is sound, operationally safe and exhibits only minor deterioration. | Category 3 (Recommended): Minor work required to prevent a deterioration of the service provided by the asset. | 15 | 2013-03-29 | 11.0746 | 63.2339 | x | 5 | 4. Significant | 10387 | Predictive Maintenance | 91.25
1016190 | External Lighting including Illuminated Signs | B (Average): Asset is sound, operationally safe and exhibits only minor deterioration. | Category 3 (Recommended): Minor work required to prevent a deterioration of the service provided by the asset. | 15 | 2010-11-07 | 13.4648 | 60.047 | x | 5 | 4. Significant | 10387 | Predictive Maintenance | 91.25
1016193 | Fittings, Furnishings and Equipment | B (Average): Asset is sound, operationally safe and exhibits only minor deterioration. | Category 3 (Recommended): Minor work required to prevent a deterioration of the service provided by the asset. | 5 | 2024-01-06 | 0.30116 | 76.7953 | x | 5 | 2. Minor | 10387 | Predictive Maintenance | 182.5
1016194 | Fittings, Furnishings and Equipment | B (Average): Asset is sound, operationally safe and exhibits only minor deterioration. | Category 3 (Recommended): Minor work required to prevent a deterioration of the service provided by the asset. | 5 | 2021-08-31 | 2.6502 | 67.399 | x | 5 | 2. Minor | 10387 | Predictive Maintenance | 182.5
1016195 | Fittings, Furnishings and Equipment | B (Average): Asset is sound, operationally safe and exhibits only minor deterioration. | Category 3 (Recommended): Minor work required to prevent a deterioration of the service provided by the asset. | 5 | 2022-07-05 | 1.807 | 70.7721 | x | 5 | 2. Minor | 10387 | Predictive Maintenance | 182.5
1016196 | Fittings, Furnishings and Equipment | B (Average): Asset is sound, operationally safe and exhibits only minor deterioration. | Category 3 (Recommended): Minor work required to prevent a deterioration of the service provided by the asset. | 5 | 2022-05-10 | 1.9603 | 70.1588 | x | 5 | 2. Minor | 10387 | Predictive Maintenance | 182.5
1016197 | Fittings, Furnishings and Equipment | B (Average): Asset is sound, operationally safe and exhibits only minor deterioration. | Category 3 (Recommended): Minor work required to prevent a deterioration of the service provided by the asset. | 5 | 2022-02-05 | 2.2177 | 69.1294 | x | 5 | 2. Minor | 10387 | Predictive Maintenance | 182.5
1016198 | Fittings, Furnishings and Equipment | B (Average): Asset is sound, operationally safe and exhibits only minor deterioration. | Category 3 (Recommended): Minor work required to prevent a deterioration of the service provided by the asset. | 5 | 2020-11-09 | 3.4579 | 64.1684 | x | 5 | 2. Minor | 10387 | Predictive Maintenance | 182.5
1016199 | Fittings, Furnishings and Equipment | B (Average): Asset is sound, operationally safe and exhibits only minor deterioration. | Category 3 (Recommended): Minor work required to prevent a deterioration of the service provided by the asset. | 5 | 2022-07-07 | 1.8015 | 70.794 | x | 5 | 2. Minor | 10387 | Predictive Maintenance | 182.5
1016200 | Fittings, Furnishings and Equipment | B (Average): Asset is sound, operationally safe and exhibits only minor deterioration. | Category 3 (Recommended): Minor work required to prevent a deterioration of the service provided by the asset. | 5 | 2023-12-02 | 0.39699 | 76.412 | x | 5 | 2. Minor | 10387 | Predictive Maintenance | 182.5
1016201 | Floors and Floor Finishes | B (Average): Asset is sound, operationally safe and exhibits only minor deterioration. | Category 3 (Recommended): Minor work required to prevent a deterioration of the service provided by the asset. | 30 | 2005-12-10 | 18.3737 | 65.7509 | x | 5 | 1. Negligible | 10387 | Predictive Maintenance | 182.5
1016202 | Floors and Floor Finishes | B (Average): Asset is sound, operationally safe and exhibits only minor deterioration. | Category 3 (Recommended): Minor work required to prevent a deterioration of the service provided by the asset. | 30 | 2010-07-03 | 13.8125 | 68.7917 | x | 5 | 1. Negligible | 10387 | Predictive Maintenance | 182.5
1016203 | Floors and Floor Finishes | B (Average): Asset is sound, operationally safe and exhibits only minor deterioration. | Category 3 (Recommended): Minor work required to prevent a deterioration of the service provided by the asset. | 30 | 2022-08-07 | 1.7166 | 76.8556 | x | 5 | 1. Negligible | 10387 | Predictive Maintenance | 182.5
1016204 | Lighting Fittings including Luminaires General | B (Average): Asset is sound, operationally safe and exhibits only minor deterioration. | Category 3 (Recommended): Minor work required to prevent a deterioration of the service provided by the asset. | 20 | 2018-04-02 | 6.0643 | 71.9357 | x | 5 | 3. Moderate | 10387 | Predictive Maintenance | 91.25
1016205 | Lighting Fittings including Luminaires General | B (Average): Asset is sound, operationally safe and exhibits only minor deterioration. | Category 3 (Recommended): Minor work required to prevent a deterioration of the service provided by the asset. | 20 | 2008-06-26 | 15.8303 | 62.1697 | x | 5 | 3. Moderate | 10387 | Predictive Maintenance | 91.25
1016206 | Lighting Fittings including Luminaires General | B (Average): Asset is sound, operationally safe and exhibits only minor deterioration. | Category 3 (Recommended): Minor work required to prevent a deterioration of the service provided by the asset. | 20 | 2022-03-27 | 2.0808 | 75.9192 | x | 5 | 3. Moderate | 10387 | Predictive Maintenance | 91.25
1016207 | Lighting Fittings including Luminaires General | B (Average): Asset is sound, operationally safe and exhibits only minor deterioration. | Category 3 (Recommended): Minor work required to prevent a deterioration of the service provided by the asset. | 20 | 2018-07-02 | 5.8152 | 72.1848 | x | 5 | 3. Moderate | 10387 | Predictive Maintenance | 91.25
1016208 | Lighting Fittings including Luminaires General | B (Average): Asset is sound, operationally safe and exhibits only minor deterioration. | Category 3 (Recommended): Minor work required to prevent a deterioration of the service provided by the asset. | 20 | 2008-01-27 | 16.2437 | 61.7563 | x | 5 | 3. Moderate | 10387 | Predictive Maintenance | 91.25
1016209 | Lighting Fittings including Luminaires General | B (Average): Asset is sound, operationally safe and exhibits only minor deterioration. | Category 3 (Recommended): Minor work required to prevent a deterioration of the service provided by the asset. | 20 | 2006-11-27 | 17.41 | 60.59 | x | 5 | 3. Moderate | 10387 | Predictive Maintenance | 91.25
1016210 | Lighting Fittings including Luminaires General | B (Average): Asset is sound, operationally safe and exhibits only minor deterioration. | Category 3 (Recommended): Minor work required to prevent a deterioration of the service provided by the asset. | 20 | 2008-10-28 | 15.4908 | 62.5092 | x | 5 | 3. Moderate | 10387 | Predictive Maintenance | 91.25
1016211 | Lighting Fittings including Luminaires General | B (Average): Asset is sound, operationally safe and exhibits only minor deterioration. | Category 3 (Recommended): Minor work required to prevent a deterioration of the service provided by the asset. | 20 | 2005-08-25 | 18.6667 | 59.3333 | x | 5 | 3. Moderate | 10387 | Predictive Maintenance | 91.25
1016212 | Lighting Fittings including Luminaires General | B (Average): Asset is sound, operationally safe and exhibits only minor deterioration. | Category 3 (Recommended): Minor work required to prevent a deterioration of the service provided by the asset. | 20 | 2011-04-20 | 13.0157 | 64.9843 | x | 5 | 3. Moderate | 10387 | Predictive Maintenance | 91.25
1016213 | Lighting Fittings including Luminaires General | B (Average): Asset is sound, operationally safe and exhibits only minor deterioration. | Category 3 (Recommended): Minor work required to prevent a deterioration of the service provided by the asset. | 20 | 2019-11-17 | 4.4381 | 73.5619 | x | 5 | 3. Moderate | 10387 | Predictive Maintenance | 91.25
1016214 | Lighting Fittings including Luminaires General | B (Average): Asset is sound, operationally safe and exhibits only minor deterioration. | Category 3 (Recommended): Minor work required to prevent a deterioration of the service provided by the asset. | 20 | 2010-09-10 | 13.6235 | 64.3765 | x | 5 | 3. Moderate | 10387 | Predictive Maintenance | 91.25
1016215 | Lighting Fittings including Luminaires General | B (Average): Asset is sound, operationally safe and exhibits only minor deterioration. | Category 3 (Recommended): Minor work required to prevent a deterioration of the service provided by the asset. | 20 | 2006-12-23 | 17.3388 | 60.6612 | x | 5 | 3. Moderate | 10387 | Predictive Maintenance | 91.25
1016216 | Lighting Fittings including Luminaires General | B (Average): Asset is sound, operationally safe and exhibits only minor deterioration. | Category 3 (Recommended): Minor work required to prevent a deterioration of the service provided by the asset. | 20 | 2022-02-01 | 2.2286 | 75.7714 | x | 5 | 3. Moderate | 10387 | Predictive Maintenance | 91.25
1016217 | Lighting Fittings including Luminaires General | B (Average): Asset is sound, operationally safe and exhibits only minor deterioration. | Category 3 (Recommended): Minor work required to prevent a deterioration of the service provided by the asset. | 20 | 2018-08-08 | 5.7139 | 72.2861 | x | 5 | 3. Moderate | 10387 | Predictive Maintenance | 91.25
1016218 | Lighting Fittings including Luminaires General | B (Average): Asset is sound, operationally safe and exhibits only minor deterioration. | Category 3 (Recommended): Minor work required to prevent a deterioration of the service provided by the asset. | 20 | 2007-04-18 | 17.0212 | 60.9788 | x | 5 | 3. Moderate | 10387 | Predictive Maintenance | 91.25
1016219 | Lighting Fittings including Luminaires General | B (Average): Asset is sound, operationally safe and exhibits only minor deterioration. | Category 3 (Recommended): Minor work required to prevent a deterioration of the service provided by the asset. | 20 | 2017-06-18 | 6.8528 | 71.1472 | x | 5 | 3. Moderate | 10387 | Predictive Maintenance | 91.25
1016220 | Lighting Fittings including Luminaires General | B (Average): Asset is sound, operationally safe and exhibits only minor deterioration. | Category 3 (Recommended): Minor work required to prevent a deterioration of the service provided by the asset. | 20 | 2015-04-17 | 9.024 | 68.976 | x | 5 | 3. Moderate | 10387 | Predictive Maintenance | 91.25
1016221 | Lighting Fittings including Luminaires General | B (Average): Asset is sound, operationally safe and exhibits only minor deterioration. | Category 3 (Recommended): Minor work required to prevent a deterioration of the service provided by the asset. | 20 | 2022-04-14 | 2.0315 | 75.9685 | x | 5 | 3. Moderate | 10387 | Predictive Maintenance | 91.25
1016222 | Lighting Fittings including Luminaires General | B (Average): Asset is sound, operationally safe and exhibits only minor deterioration. | Category 3 (Recommended): Minor work required to prevent a deterioration of the service provided by the asset. | 20 | 2017-11-28 | 6.4066 | 71.5934 | x | 5 | 3. Moderate | 10387 | Predictive Maintenance | 91.25
1016223 | Lighting Fittings including Luminaires General | B (Average): Asset is sound, operationally safe and exhibits only minor deterioration. | Category 3 (Recommended): Minor work required to prevent a deterioration of the service provided by the asset. | 20 | 2023-11-14 | 0.44627 | 77.5537 | x | 5 | 3. Moderate | 10387 | Predictive Maintenance | 91.25
1016224 | Lighting Fittings including Luminaires General | B (Average): Asset is sound, operationally safe and exhibits only minor deterioration. | Category 3 (Recommended): Minor work required to prevent a deterioration of the service provided by the asset. | 20 | 2010-09-06 | 13.6345 | 64.3655 | x | 5 | 3. Moderate | 10387 | Predictive Maintenance | 91.25
1016225 | Lighting Fittings including Luminaires General | B (Average): Asset is sound, operationally safe and exhibits only minor deterioration. | Category 3 (Recommended): Minor work required to prevent a deterioration of the service provided by the asset. | 20 | 2018-09-27 | 5.577 | 72.423 | x | 5 | 3. Moderate | 10387 | Predictive Maintenance | 91.25
1016226 | Lighting Fittings including Luminaires General | B (Average): Asset is sound, operationally safe and exhibits only minor deterioration. | Category 3 (Recommended): Minor work required to prevent a deterioration of the service provided by the asset. | 20 | 2014-01-22 | 10.256 | 67.744 | x | 5 | 3. Moderate | 10387 | Predictive Maintenance | 91.25
1016227 | Lighting Fittings including Luminaires General | B (Average): Asset is sound, operationally safe and exhibits only minor deterioration. | Category 3 (Recommended): Minor work required to prevent a deterioration of the service provided by the asset. | 20 | 2016-08-27 | 7.6605 | 70.3395 | x | 5 | 3. Moderate | 10387 | Predictive Maintenance | 91.25
1016228 | Lighting Fittings including Luminaires General | B (Average): Asset is sound, operationally safe and exhibits only minor deterioration. | Category 3 (Recommended): Minor work required to prevent a deterioration of the service provided by the asset. | 20 | 2012-01-24 | 12.2519 | 65.7481 | x | 5 | 3. Moderate | 10387 | Predictive Maintenance | 91.25
1016229 | Lighting Fittings including Luminaires General | B (Average): Asset is sound, operationally safe and exhibits only minor deterioration. | Category 3 (Recommended): Minor work required to prevent a deterioration of the service provided by the asset. | 20 | 2023-04-13 | 1.0349 | 76.9651 | x | 5 | 3. Moderate | 10387 | Predictive Maintenance | 91.25
1016230 | Lighting Fittings including Luminaires General | B (Average): Asset is sound, operationally safe and exhibits only minor deterioration. | Category 3 (Recommended): Minor work required to prevent a deterioration of the service provided by the asset. | 20 | 2011-01-01 | 13.3142 | 64.6858 | x | 5 | 3. Moderate | 10387 | Predictive Maintenance | 91.25
1016231 | Lighting Fittings including Luminaires General | B (Average): Asset is sound, operationally safe and exhibits only minor deterioration. | Category 3 (Recommended): Minor work required to prevent a deterioration of the service provided by the asset. | 20 | 2022-02-21 | 2.1739 | 75.8261 | x | 5 | 3. Moderate | 10387 | Predictive Maintenance | 91.25
1016232 | Lighting Fittings including Luminaires General | B (Average): Asset is sound, operationally safe and exhibits only minor deterioration. | Category 3 (Recommended): Minor work required to prevent a deterioration of the service provided by the asset. | 20 | 2015-10-10 | 8.5421 | 69.4579 | x | 5 | 3. Moderate | 10387 | Predictive Maintenance | 91.25
1016233 | Lighting Fittings including Luminaires General | B (Average): Asset is sound, operationally safe and exhibits only minor deterioration. | Category 3 (Recommended): Minor work required to prevent a deterioration of the service provided by the asset. | 20 | 2011-01-28 | 13.2402 | 64.7598 | x | 5 | 3. Moderate | 10387 | Predictive Maintenance | 91.25
1016234 | Lighting Fittings including Luminaires General | B (Average): Asset is sound, operationally safe and exhibits only minor deterioration. | Category 3 (Recommended): Minor work required to prevent a deterioration of the service provided by the asset. | 20 | 2015-02-07 | 9.2129 | 68.7871 | x | 5 | 3. Moderate | 10387 | Predictive Maintenance | 91.25
1016235 | Lighting Fittings including Luminaires General | B (Average): Asset is sound, operationally safe and exhibits only minor deterioration. | Category 3 (Recommended): Minor work required to prevent a deterioration of the service provided by the asset. | 20 | 2018-01-28 | 6.2396 | 71.7604 | x | 5 | 3. Moderate | 10387 | Predictive Maintenance | 91.25
1016236 | Lighting Fittings including Luminaires General | B (Average): Asset is sound, operationally safe and exhibits only minor deterioration. | Category 3 (Recommended): Minor work required to prevent a deterioration of the service provided by the asset. | 20 | 2008-02-29 | 16.1533 | 61.8467 | x | 5 | 3. Moderate | 10387 | Predictive Maintenance | 91.25
1016237 | Lighting Fittings including Luminaires General | B (Average): Asset is sound, operationally safe and exhibits only minor deterioration. | Category 3 (Recommended): Minor work required to prevent a deterioration of the service provided by the asset. | 20 | 2004-09-24 | 19.5838 | 58.4162 | x | 5 | 3. Moderate | 10387 | Predictive Maintenance | 91.25
1016238 | Lighting Fittings including Luminaires General | B (Average): Asset is sound, operationally safe and exhibits only minor deterioration. | Category 3 (Recommended): Minor work required to prevent a deterioration of the service provided by the asset. | 20 | 2017-07-25 | 6.7515 | 71.2485 | x | 5 | 3. Moderate | 10387 | Predictive Maintenance | 91.25
1016239 | Lighting Fittings including Luminaires General | B (Average): Asset is sound, operationally safe and exhibits only minor deterioration. | Category 3 (Recommended): Minor work required to prevent a deterioration of the service provided by the asset. | 20 | 2020-04-22 | 4.0082 | 73.9918 | x | 5 | 3. Moderate | 10387 | Predictive Maintenance | 91.25
1016240 | Lighting Fittings including Luminaires General | B (Average): Asset is sound, operationally safe and exhibits only minor deterioration. | Category 3 (Recommended): Minor work required to prevent a deterioration of the service provided by the asset. | 20 | 2021-10-24 | 2.5024 | 75.4976 | x | 5 | 3. Moderate | 10387 | Predictive Maintenance | 91.25
1016241 | Lighting Fittings including Luminaires General | B (Average): Asset is sound, operationally safe and exhibits only minor deterioration. | Category 3 (Recommended): Minor work required to prevent a deterioration of the service provided by the asset. | 20 | 2022-10-08 | 1.5469 | 76.4531 | x | 5 | 3. Moderate | 10387 | Predictive Maintenance | 91.25
1016242 | Lighting Fittings including Luminaires General | B (Average): Asset is sound, operationally safe and exhibits only minor deterioration. | Category 3 (Recommended): Minor work required to prevent a deterioration of the service provided by the asset. | 20 | 2013-06-29 | 10.8227 | 67.1773 | x | 5 | 3. Moderate | 10387 | Predictive Maintenance | 91.25
1016243 | Lighting Fittings including Luminaires General | B (Average): Asset is sound, operationally safe and exhibits only minor deterioration. | Category 3 (Recommended): Minor work required to prevent a deterioration of the service provided by the asset. | 20 | 2020-02-27 | 4.1588 | 73.8412 | x | 5 | 3. Moderate | 10387 | Predictive Maintenance | 91.25
1016244 | Lighting Fittings including Luminaires General | B (Average): Asset is sound, operationally safe and exhibits only minor deterioration. | Category 3 (Recommended): Minor work required to prevent a deterioration of the service provided by the asset. | 20 | 2015-02-11 | 9.2019 | 68.7981 | x | 5 | 3. Moderate | 10387 | Predictive Maintenance | 91.25
1016245 | Lighting Fittings including Luminaires General | B (Average): Asset is sound, operationally safe and exhibits only minor deterioration. | Category 3 (Recommended): Minor work required to prevent a deterioration of the service provided by the asset. | 20 | 2020-08-17 | 3.6879 | 74.3121 | x | 5 | 3. Moderate | 10387 | Predictive Maintenance | 91.25
1016246 | Lighting Fittings including Luminaires General | B (Average): Asset is sound, operationally safe and exhibits only minor deterioration. | Category 3 (Recommended): Minor work required to prevent a deterioration of the service provided by the asset. | 20 | 2020-09-17 | 3.603 | 74.397 | x | 5 | 3. Moderate | 10387 | Predictive Maintenance | 91.25
1016247 | Lighting Fittings including Luminaires General | B (Average): Asset is sound, operationally safe and exhibits only minor deterioration. | Category 3 (Recommended): Minor work required to prevent a deterioration of the service provided by the asset. | 20 | 2010-09-25 | 13.5825 | 64.4175 | x | 5 | 3. Moderate | 10387 | Predictive Maintenance | 91.25
1016248 | Lighting Fittings including Luminaires General | B (Average): Asset is sound, operationally safe and exhibits only minor deterioration. | Category 3 (Recommended): Minor work required to prevent a deterioration of the service provided by the asset. | 20 | 2012-11-17 | 11.436 | 66.564 | x | 5 | 3. Moderate | 10387 | Predictive Maintenance | 91.25
1016249 | Lighting Fittings including Luminaires General | B (Average): Asset is sound, operationally safe and exhibits only minor deterioration. | Category 3 (Recommended): Minor work required to prevent a deterioration of the service provided by the asset. | 20 | 2014-09-18 | 9.6016 | 68.3984 | x | 5 | 3. Moderate | 10387 | Predictive Maintenance | 91.25
1016250 | Lighting Fittings including Luminaires General | B (Average): Asset is sound, operationally safe and exhibits only minor deterioration. | Category 3 (Recommended): Minor work required to prevent a deterioration of the service provided by the asset. | 20 | 2008-04-29 | 15.989 | 62.011 | x | 5 | 3. Moderate | 10387 | Predictive Maintenance | 91.25
1016251 | Lighting Fittings including Luminaires General | B (Average): Asset is sound, operationally safe and exhibits only minor deterioration. | Category 3 (Recommended): Minor work required to prevent a deterioration of the service provided by the asset. | 20 | 2022-01-23 | 2.2533 | 75.7467 | x | 5 | 3. Moderate | 10387 | Predictive Maintenance | 91.25
1016252 | Lighting Fittings including Luminaires General | B (Average): Asset is sound, operationally safe and exhibits only minor deterioration. | Category 3 (Recommended): Minor work required to prevent a deterioration of the service provided by the asset. | 20 | 2022-12-30 | 1.3196 | 76.6804 | x | 5 | 3. Moderate | 10387 | Predictive Maintenance | 91.25
1016253 | Lighting Fittings including Luminaires General | B (Average): Asset is sound, operationally safe and exhibits only minor deterioration. | Category 3 (Recommended): Minor work required to prevent a deterioration of the service provided by the asset. | 20 | 2010-04-25 | 14.0014 | 63.9986 | x | 5 | 3. Moderate | 10387 | Predictive Maintenance | 91.25
1016254 | Lighting Fittings including Luminaires General | B (Average): Asset is sound, operationally safe and exhibits only minor deterioration. | Category 3 (Recommended): Minor work required to prevent a deterioration of the service provided by the asset. | 20 | 2009-10-07 | 14.5489 | 63.4511 | x | 5 | 3. Moderate | 10387 | Predictive Maintenance | 91.25
1016255 | Lighting Fittings including Luminaires General | B (Average): Asset is sound, operationally safe and exhibits only minor deterioration. | Category 3 (Recommended): Minor work required to prevent a deterioration of the service provided by the asset. | 20 | 2022-08-14 | 1.6975 | 76.3025 | x | 5 | 3. Moderate | 10387 | Predictive Maintenance | 91.25
1016256 | Lighting Fittings including Luminaires General | B (Average): Asset is sound, operationally safe and exhibits only minor deterioration. | Category 3 (Recommended): Minor work required to prevent a deterioration of the service provided by the asset. | 20 | 2014-02-08 | 10.2094 | 67.7906 | x | 5 | 3. Moderate | 10387 | Predictive Maintenance | 91.25
1016257 | Lighting Fittings including Luminaires General | B (Average): Asset is sound, operationally safe and exhibits only minor deterioration. | Category 3 (Recommended): Minor work required to prevent a deterioration of the service provided by the asset. | 20 | 2012-12-10 | 11.373 | 66.627 | x | 5 | 3. Moderate | 10387 | Predictive Maintenance | 91.25
1016258 | Lighting Fittings including Luminaires General | B (Average): Asset is sound, operationally safe and exhibits only minor deterioration. | Category 3 (Recommended): Minor work required to prevent a deterioration of the service provided by the asset. | 20 | 2010-08-07 | 13.7166 | 64.2834 | x | 5 | 3. Moderate | 10387 | Predictive Maintenance | 91.25
1016259 | Lighting Fittings including Luminaires General | B (Average): Asset is sound, operationally safe and exhibits only minor deterioration. | Category 3 (Recommended): Minor work required to prevent a deterioration of the service provided by the asset. | 20 | 2013-08-31 | 10.6502 | 67.3498 | x | 5 | 3. Moderate | 10387 | Predictive Maintenance | 91.25
1016260 | Lighting Fittings including Luminaires General | B (Average): Asset is sound, operationally safe and exhibits only minor deterioration. | Category 3 (Recommended): Minor work required to prevent a deterioration of the service provided by the asset. | 20 | 2016-12-25 | 7.332 | 70.668 | x | 5 | 3. Moderate | 10387 | Predictive Maintenance | 91.25
1016261 | Lighting Fittings including Luminaires General | B (Average): Asset is sound, operationally safe and exhibits only minor deterioration. | Category 3 (Recommended): Minor work required to prevent a deterioration of the service provided by the asset. | 20 | 2023-04-29 | 0.9911 | 77.0089 | x | 5 | 3. Moderate | 10387 | Predictive Maintenance | 91.25
1016262 | Lighting Fittings including Luminaires General | B (Average): Asset is sound, operationally safe and exhibits only minor deterioration. | Category 3 (Recommended): Minor work required to prevent a deterioration of the service provided by the asset. | 20 | 2004-01-29 | 20.2382 | 57.7618 | x | 5 | 3. Moderate | 10387 | Predictive Maintenance | 91.25
1016263 | Lighting Fittings including Luminaires General | B (Average): Asset is sound, operationally safe and exhibits only minor deterioration. | Category 3 (Recommended): Minor work required to prevent a deterioration of the service provided by the asset. | 20 | 2005-10-10 | 18.5407 | 59.4593 | x | 5 | 3. Moderate | 10387 | Predictive Maintenance | 91.25
1016264 | Lighting Fittings including Luminaires General | B (Average): Asset is sound, operationally safe and exhibits only minor deterioration. | Category 3 (Recommended): Minor work required to prevent a deterioration of the service provided by the asset. | 20 | 2019-03-11 | 5.1253 | 72.8747 | x | 5 | 3. Moderate | 10387 | Predictive Maintenance | 91.25
1016265 | Lighting Fittings including Luminaires General | B (Average): Asset is sound, operationally safe and exhibits only minor deterioration. | Category 3 (Recommended): Minor work required to prevent a deterioration of the service provided by the asset. | 20 | 2019-12-21 | 4.345 | 73.655 | x | 5 | 3. Moderate | 10387 | Predictive Maintenance | 91.25
1016266 | Lighting Fittings including Luminaires General | B (Average): Asset is sound, operationally safe and exhibits only minor deterioration. | Category 3 (Recommended): Minor work required to prevent a deterioration of the service provided by the asset. | 20 | 2019-02-18 | 5.1828 | 72.8172 | x | 5 | 3. Moderate | 10387 | Predictive Maintenance | 91.25
1016267 | Lighting Fittings including Luminaires General | B (Average): Asset is sound, operationally safe and exhibits only minor deterioration. | Category 3 (Recommended): Minor work required to prevent a deterioration of the service provided by the asset. | 20 | 2010-10-22 | 13.5086 | 64.4914 | x | 5 | 3. Moderate | 10387 | Predictive Maintenance | 91.25
1016268 | Lighting Fittings including Luminaires General | B (Average): Asset is sound, operationally safe and exhibits only minor deterioration. | Category 3 (Recommended): Minor work required to prevent a deterioration of the service provided by the asset. | 20 | 2008-04-28 | 15.9918 | 62.0082 | x | 5 | 3. Moderate | 10387 | Predictive Maintenance | 91.25
1016269 | Lighting Fittings including Luminaires General | B (Average): Asset is sound, operationally safe and exhibits only minor deterioration. | Category 3 (Recommended): Minor work required to prevent a deterioration of the service provided by the asset. | 20 | 2013-04-05 | 11.0554 | 66.9446 | x | 5 | 3. Moderate | 10387 | Predictive Maintenance | 91.25
1016270 | Lighting Fittings including Luminaires General | B (Average): Asset is sound, operationally safe and exhibits only minor deterioration. | Category 3 (Recommended): Minor work required to prevent a deterioration of the service provided by the asset. | 20 | 2021-10-11 | 2.538 | 75.462 | x | 5 | 3. Moderate | 10387 | Predictive Maintenance | 91.25
1016271 | Lighting Fittings including Luminaires General | B (Average): Asset is sound, operationally safe and exhibits only minor deterioration. | Category 3 (Recommended): Minor work required to prevent a deterioration of the service provided by the asset. | 20 | 2006-07-31 | 17.7358 | 60.2642 | x | 5 | 3. Moderate | 10387 | Predictive Maintenance | 91.25
1016272 | Lighting Fittings including Luminaires General | B (Average): Asset is sound, operationally safe and exhibits only minor deterioration. | Category 3 (Recommended): Minor work required to prevent a deterioration of the service provided by the asset. | 20 | 2023-06-20 | 0.84873 | 77.1513 | x | 5 | 3. Moderate | 10387 | Predictive Maintenance | 91.25
1016273 | Lighting Fittings including Luminaires General | B (Average): Asset is sound, operationally safe and exhibits only minor deterioration. | Category 3 (Recommended): Minor work required to prevent a deterioration of the service provided by the asset. | 20 | 2023-12-14 | 0.36413 | 77.6359 | x | 5 | 3. Moderate | 10387 | Predictive Maintenance | 91.25
1016274 | Lighting Fittings including Luminaires General | B (Average): Asset is sound, operationally safe and exhibits only minor deterioration. | Category 3 (Recommended): Minor work required to prevent a deterioration of the service provided by the asset. | 20 | 2012-08-08 | 11.7125 | 66.2875 | x | 5 | 3. Moderate | 10387 | Predictive Maintenance | 91.25
1016295 | Internal Walls and Ceilings | B (Average): Asset is sound, operationally safe and exhibits only minor deterioration. | Category 3 (Recommended): Minor work required to prevent a deterioration of the service provided by the asset. | 25 | 2002-10-08 | 21.5469 | 60.7625 | x | 5 | 3. Moderate | 10387 | Predictive Maintenance | 91.25
1016296 | Internal Walls and Ceilings | B (Average): Asset is sound, operationally safe and exhibits only minor deterioration. | Category 3 (Recommended): Minor work required to prevent a deterioration of the service provided by the asset. | 25 | 2009-04-03 | 15.0609 | 65.9513 | x | 5 | 3. Moderate | 10387 | Predictive Maintenance | 91.25
1016297 | Internal Walls and Ceilings | B (Average): Asset is sound, operationally safe and exhibits only minor deterioration. | Category 3 (Recommended): Minor work required to prevent a deterioration of the service provided by the asset. | 25 | 2001-08-10 | 22.7077 | 59.8338 | x | 5 | 3. Moderate | 10387 | Predictive Maintenance | 91.25
1016298 | Internal Walls and Ceilings | B (Average): Asset is sound, operationally safe and exhibits only minor deterioration. | Category 3 (Recommended): Minor work required to prevent a deterioration of the service provided by the asset. | 25 | 2009-07-14 | 14.7817 | 66.1747 | x | 5 | 3. Moderate | 10387 | Predictive Maintenance | 91.25
1016299 | Internal Walls and Ceilings | B (Average): Asset is sound, operationally safe and exhibits only minor deterioration. | Category 3 (Recommended): Minor work required to prevent a deterioration of the service provided by the asset. | 25 | 2018-06-03 | 5.8946 | 73.2843 | x | 5 | 3. Moderate | 10387 | Predictive Maintenance | 91.25
1016300 | Internal Walls and Ceilings | B (Average): Asset is sound, operationally safe and exhibits only minor deterioration. | Category 3 (Recommended): Minor work required to prevent a deterioration of the service provided by the asset. | 25 | 1999-04-15 | 25.0294 | 57.9765 | x | 5 | 3. Moderate | 10387 | Predictive Maintenance | 91.25
1016306 | Portable Appliance Testing (PAT) - User Checks, Recorded Formal Visual Inspections and Combined Insp | B (Average): Asset is sound, operationally safe and exhibits only minor deterioration. | Category 3 (Recommended): Minor work required to prevent a deterioration of the service provided by the asset. | 20 | 2020-04-09 | 4.0438 | 73.9562 | x | 5 | 2. Minor | 10387 | Predictive Maintenance | 182.5
1016308 | Rainwater Downpipes and Gutters | B (Average): Asset is sound, operationally safe and exhibits only minor deterioration. | Category 3 (Recommended): Minor work required to prevent a deterioration of the service provided by the asset. | 50 | 2020-09-29 | 3.5702 | 76.5719 | x | 5 | 2. Minor | 10387 | Predictive Maintenance | 182.5
1016309 | Rainwater Downpipes and Gutters | B (Average): Asset is sound, operationally safe and exhibits only minor deterioration. | Category 3 (Recommended): Minor work required to prevent a deterioration of the service provided by the asset. | 50 | 2020-02-13 | 4.1971 | 76.3211 | x | 5 | 2. Minor | 10387 | Predictive Maintenance | 182.5
1016310 | Rainwater Downpipes and Gutters | B (Average): Asset is sound, operationally safe and exhibits only minor deterioration. | Category 3 (Recommended): Minor work required to prevent a deterioration of the service provided by the asset. | 50 | 2007-12-18 | 16.3532 | 71.4587 | x | 5 | 2. Minor | 10387 | Predictive Maintenance | 182.5
1016313 | Service Drainage | B (Average): Asset is sound, operationally safe and exhibits only minor deterioration. | Category 3 (Recommended): Minor work required to prevent a deterioration of the service provided by the asset. | 25 | 2021-08-22 | 2.6749 | 75.8601 | x | 5 | 4. Significant | 10387 | Predictive Maintenance | 91.25
1016314 | Service Drainage | B (Average): Asset is sound, operationally safe and exhibits only minor deterioration. | Category 3 (Recommended): Minor work required to prevent a deterioration of the service provided by the asset. | 25 | 2023-09-30 | 0.56947 | 77.5444 | x | 5 | 4. Significant | 10387 | Predictive Maintenance | 91.25
1016315 | Service Drainage | B (Average): Asset is sound, operationally safe and exhibits only minor deterioration. | Category 3 (Recommended): Minor work required to prevent a deterioration of the service provided by the asset. | 25 | 2017-01-27 | 7.2416 | 72.2067 | x | 5 | 4. Significant | 10387 | Predictive Maintenance | 91.25
1016316 | Service Drainage | B (Average): Asset is sound, operationally safe and exhibits only minor deterioration. | Category 3 (Recommended): Minor work required to prevent a deterioration of the service provided by the asset. | 25 | 2024-01-28 | 0.24093 | 77.8073 | x | 5 | 4. Significant | 10387 | Predictive Maintenance | 91.25
1016317 | Service Drainage | B (Average): Asset is sound, operationally safe and exhibits only minor deterioration. | Category 3 (Recommended): Minor work required to prevent a deterioration of the service provided by the asset. | 25 | 2003-09-21 | 20.5941 | 61.5247 | x | 5 | 4. Significant | 10387 | Predictive Maintenance | 91.25
1016318 | Service Drainage | B (Average): Asset is sound, operationally safe and exhibits only minor deterioration. | Category 3 (Recommended): Minor work required to prevent a deterioration of the service provided by the asset. | 25 | 2022-02-20 | 2.1766 | 76.2587 | x | 5 | 4. Significant | 10387 | Predictive Maintenance | 91.25
1016319 | Service Drainage | B (Average): Asset is sound, operationally safe and exhibits only minor deterioration. | Category 3 (Recommended): Minor work required to prevent a deterioration of the service provided by the asset. | 25 | 2004-11-26 | 19.4114 | 62.4709 | x | 5 | 4. Significant | 10387 | Predictive Maintenance | 91.25
1016320 | Service Drainage | B (Average): Asset is sound, operationally safe and exhibits only minor deterioration. | Category 3 (Recommended): Minor work required to prevent a deterioration of the service provided by the asset. | 25 | 2006-08-13 | 17.7002 | 63.8398 | x | 5 | 4. Significant | 10387 | Predictive Maintenance | 91.25
1016321 | Service Drainage | B (Average): Asset is sound, operationally safe and exhibits only minor deterioration. | Category 3 (Recommended): Minor work required to prevent a deterioration of the service provided by the asset. | 25 | 2014-11-10 | 9.4565 | 70.4348 | x | 5 | 4. Significant | 10387 | Predictive Maintenance | 91.25
1016322 | Service Drainage | B (Average): Asset is sound, operationally safe and exhibits only minor deterioration. | Category 3 (Recommended): Minor work required to prevent a deterioration of the service provided by the asset. | 25 | 2020-07-12 | 3.7864 | 74.9708 | x | 5 | 4. Significant | 10387 | Predictive Maintenance | 91.25
1016323 | Service Drainage | B (Average): Asset is sound, operationally safe and exhibits only minor deterioration. | Category 3 (Recommended): Minor work required to prevent a deterioration of the service provided by the asset. | 25 | 2013-04-15 | 11.0281 | 69.1775 | x | 5 | 4. Significant | 10387 | Predictive Maintenance | 91.25
1016324 | Service Drainage | B (Average): Asset is sound, operationally safe and exhibits only minor deterioration. | Category 3 (Recommended): Minor work required to prevent a deterioration of the service provided by the asset. | 25 | 2019-03-09 | 5.1307 | 73.8954 | x | 5 | 4. Significant | 10387 | Predictive Maintenance | 91.25
1016325 | Service Drainage | B (Average): Asset is sound, operationally safe and exhibits only minor deterioration. | Category 3 (Recommended): Minor work required to prevent a deterioration of the service provided by the asset. | 25 | 2015-11-30 | 8.4025 | 71.278 | x | 5 | 4. Significant | 10387 | Predictive Maintenance | 91.25
1016326 | Service Drainage | B (Average): Asset is sound, operationally safe and exhibits only minor deterioration. | Category 3 (Recommended): Minor work required to prevent a deterioration of the service provided by the asset. | 25 | 2014-01-01 | 10.3135 | 69.7492 | x | 5 | 4. Significant | 10387 | Predictive Maintenance | 91.25
1016327 | Service Drainage | B (Average): Asset is sound, operationally safe and exhibits only minor deterioration. | Category 3 (Recommended): Minor work required to prevent a deterioration of the service provided by the asset. | 25 | 2018-11-09 | 5.4593 | 73.6326 | x | 5 | 4. Significant | 10387 | Predictive Maintenance | 91.25
1016328 | Service Drainage | B (Average): Asset is sound, operationally safe and exhibits only minor deterioration. | Category 3 (Recommended): Minor work required to prevent a deterioration of the service provided by the asset. | 25 | 2023-08-21 | 0.67899 | 77.4568 | x | 5 | 4. Significant | 10387 | Predictive Maintenance | 91.25
1016329 | Service Drainage | B (Average): Asset is sound, operationally safe and exhibits only minor deterioration. | Category 3 (Recommended): Minor work required to prevent a deterioration of the service provided by the asset. | 25 | 2006-07-06 | 17.8042 | 63.7566 | x | 5 | 4. Significant | 10387 | Predictive Maintenance | 91.25
1016330 | Service Drainage | B (Average): Asset is sound, operationally safe and exhibits only minor deterioration. | Category 3 (Recommended): Minor work required to prevent a deterioration of the service provided by the asset. | 25 | 2019-11-27 | 4.4107 | 74.4715 | x | 5 | 4. Significant | 10387 | Predictive Maintenance | 91.25
1016331 | Service Drainage | B (Average): Asset is sound, operationally safe and exhibits only minor deterioration. | Category 3 (Recommended): Minor work required to prevent a deterioration of the service provided by the asset. | 25 | 1999-01-15 | 25.2758 | 57.7793 | x | 5 | 4. Significant | 10387 | Predictive Maintenance | 91.25
1016332 | Service Drainage | B (Average): Asset is sound, operationally safe and exhibits only minor deterioration. | Category 3 (Recommended): Minor work required to prevent a deterioration of the service provided by the asset. | 25 | 2008-10-20 | 15.5127 | 65.5899 | x | 5 | 4. Significant | 10387 | Predictive Maintenance | 91.25
1016333 | Service Drainage | B (Average): Asset is sound, operationally safe and exhibits only minor deterioration. | Category 3 (Recommended): Minor work required to prevent a deterioration of the service provided by the asset. | 25 | 2017-06-26 | 6.8309 | 72.5352 | x | 5 | 4. Significant | 10387 | Predictive Maintenance | 91.25
1016334 | Service Drainage | B (Average): Asset is sound, operationally safe and exhibits only minor deterioration. | Category 3 (Recommended): Minor work required to prevent a deterioration of the service provided by the asset. | 25 | 2014-11-25 | 9.4155 | 70.4676 | x | 5 | 4. Significant | 10387 | Predictive Maintenance | 91.25
1016335 | Service Drainage | B (Average): Asset is sound, operationally safe and exhibits only minor deterioration. | Category 3 (Recommended): Minor work required to prevent a deterioration of the service provided by the asset. | 25 | 2014-12-07 | 9.3826 | 70.4939 | x | 5 | 4. Significant | 10387 | Predictive Maintenance | 91.25
1016336 | Service Drainage | B (Average): Asset is sound, operationally safe and exhibits only minor deterioration. | Category 3 (Recommended): Minor work required to prevent a deterioration of the service provided by the asset. | 25 | 2004-08-06 | 19.718 | 62.2256 | x | 5 | 4. Significant | 10387 | Predictive Maintenance | 91.25
1016337 | Service Drainage | B (Average): Asset is sound, operationally safe and exhibits only minor deterioration. | Category 3 (Recommended): Minor work required to prevent a deterioration of the service provided by the asset. | 25 | 2022-08-27 | 1.6619 | 76.6705 | x | 5 | 4. Significant | 10387 | Predictive Maintenance | 91.25
1016338 | Service Drainage | B (Average): Asset is sound, operationally safe and exhibits only minor deterioration. | Category 3 (Recommended): Minor work required to prevent a deterioration of the service provided by the asset. | 25 | 2008-07-05 | 15.8056 | 65.3555 | x | 5 | 4. Significant | 10387 | Predictive Maintenance | 91.25
1016339 | Service Drainage | B (Average): Asset is sound, operationally safe and exhibits only minor deterioration. | Category 3 (Recommended): Minor work required to prevent a deterioration of the service provided by the asset. | 25 | 2022-01-04 | 2.3053 | 76.1558 | x | 5 | 4. Significant | 10387 | Predictive Maintenance | 91.25
1016340 | Service Drainage | B (Average): Asset is sound, operationally safe and exhibits only minor deterioration. | Category 3 (Recommended): Minor work required to prevent a deterioration of the service provided by the asset. | 25 | 2011-01-11 | 13.2868 | 67.3706 | x | 5 | 4. Significant | 10387 | Predictive Maintenance | 91.25
1016341 | Service Drainage | B (Average): Asset is sound, operationally safe and exhibits only minor deterioration. | Category 3 (Recommended): Minor work required to prevent a deterioration of the service provided by the asset. | 25 | 2020-11-11 | 3.4524 | 75.2381 | x | 5 | 4. Significant | 10387 | Predictive Maintenance | 91.25
1016359 | Television and Signal Receiving Equipment | B (Average): Asset is sound, operationally safe and exhibits only minor deterioration. | Category 3 (Recommended): Minor work required to prevent a deterioration of the service provided by the asset. | 15 | 2014-02-17 | 10.1848 | 64.4203 | x | 5 | 3. Moderate | 10387 | Predictive Maintenance | 91.25
1016360 | Ductwork System - General | B (Average): Asset is sound, operationally safe and exhibits only minor deterioration. | Category 3 (Recommended): Minor work required to prevent a deterioration of the service provided by the asset. | 30 | 2017-05-10 | 6.9596 | 73.3603 | x | 5 | 3. Moderate | 10387 | Predictive Maintenance | 91.25
1016397 | Manually operated Vertical & Horizontal blinds | B (Average): Asset is sound, operationally safe and exhibits only minor deterioration. | Category 3 (Recommended): Minor work required to prevent a deterioration of the service provided by the asset. | 20 | 2019-08-12 | 4.7036 | 73.2964 | x | 5 | 1. Negligible | 10387 | Predictive Maintenance | 182.5
1016398 | Manually operated Vertical & Horizontal blinds | B (Average): Asset is sound, operationally safe and exhibits only minor deterioration. | Category 3 (Recommended): Minor work required to prevent a deterioration of the service provided by the asset. | 20 | 2013-05-26 | 10.9158 | 67.0842 | x | 5 | 1. Negligible | 10387 | Predictive Maintenance | 182.5
1016399 | Manually operated Vertical & Horizontal blinds | B (Average): Asset is sound, operationally safe and exhibits only minor deterioration. | Category 3 (Recommended): Minor work required to prevent a deterioration of the service provided by the asset. | 20 | 2015-05-31 | 8.9035 | 69.0965 | x | 5 | 1. Negligible | 10387 | Predictive Maintenance | 182.5
1016400 | Manually operated Vertical & Horizontal blinds | B (Average): Asset is sound, operationally safe and exhibits only minor deterioration. | Category 3 (Recommended): Minor work required to prevent a deterioration of the service provided by the asset. | 20 | 2012-06-17 | 11.8549 | 66.1451 | x | 5 | 1. Negligible | 10387 | Predictive Maintenance | 182.5
1016401 | Windows Internal and External | B (Average): Asset is sound, operationally safe and exhibits only minor deterioration. | Category 3 (Recommended): Minor work required to prevent a deterioration of the service provided by the asset. | 36 | 2021-10-17 | 2.5216 | 76.5991 | x | 5 | 3. Moderate | 10387 | Predictive Maintenance | 91.25
1016402 | Windows Internal and External | B (Average): Asset is sound, operationally safe and exhibits only minor deterioration. | Category 3 (Recommended): Minor work required to prevent a deterioration of the service provided by the asset. | 37 | 2006-10-05 | 17.5551 | 68.5108 | x | 5 | 3. Moderate | 10387 | Predictive Maintenance | 91.25
1016403 | Windows Internal and External | B (Average): Asset is sound, operationally safe and exhibits only minor deterioration. | Category 3 (Recommended): Minor work required to prevent a deterioration of the service provided by the asset. | 38 | 2021-09-21 | 2.5927 | 76.6354 | x | 5 | 3. Moderate | 10387 | Predictive Maintenance | 91.25
1016404 | Windows Internal and External | B (Average): Asset is sound, operationally safe and exhibits only minor deterioration. | Category 3 (Recommended): Minor work required to prevent a deterioration of the service provided by the asset. | 38 | 2005-08-27 | 18.6612 | 68.1783 | x | 5 | 3. Moderate | 10387 | Predictive Maintenance | 91.25
1016405 | Windows Internal and External | B (Average): Asset is sound, operationally safe and exhibits only minor deterioration. | Category 3 (Recommended): Minor work required to prevent a deterioration of the service provided by the asset. | 40 | 2018-09-28 | 5.5743 | 75.2129 | x | 5 | 3. Moderate | 10387 | Predictive Maintenance | 91.25
1016406 | Locks, handles, hinges Etc. | B (Average): Asset is sound, operationally safe and exhibits only minor deterioration. | Category 3 (Recommended): Minor work required to prevent a deterioration of the service provided by the asset. | 40 | 2013-05-18 | 10.9377 | 72.5311 | x | 5 | 3. Moderate | 10424 | Predictive Maintenance | 91.25
1016408 | Towel Rails, Mirrors, Toilet Roll Holders, Shelves, Pictures etc. | B (Average): Asset is sound, operationally safe and exhibits only minor deterioration. | Category 3 (Recommended): Minor work required to prevent a deterioration of the service provided by the asset. | 30 | 2007-06-25 | 16.835 | 66.7766 | x | 5 | 2. Minor | 10424 | Predictive Maintenance | 182.5
1016409 | Towel Rails, Mirrors, Toilet Roll Holders, Shelves, Pictures etc. | B (Average): Asset is sound, operationally safe and exhibits only minor deterioration. | Category 3 (Recommended): Minor work required to prevent a deterioration of the service provided by the asset. | 30 | 2016-06-03 | 7.8932 | 72.7379 | x | 5 | 2. Minor | 10424 | Predictive Maintenance | 182.5
1016410 | Towel Rails, Mirrors, Toilet Roll Holders, Shelves, Pictures etc. | B (Average): Asset is sound, operationally safe and exhibits only minor deterioration. | Category 3 (Recommended): Minor work required to prevent a deterioration of the service provided by the asset. | 30 | 2022-02-01 | 2.2286 | 76.5143 | x | 5 | 2. Minor | 10424 | Predictive Maintenance | 182.5
1016411 | Towel Rails, Mirrors, Toilet Roll Holders, Shelves, Pictures etc. | B (Average): Asset is sound, operationally safe and exhibits only minor deterioration. | Category 3 (Recommended): Minor work required to prevent a deterioration of the service provided by the asset. | 30 | 2023-08-28 | 0.65982 | 77.5601 | x | 5 | 2. Minor | 10424 | Predictive Maintenance | 182.5
1016413 | Software Functions | B (Average): Asset is sound, operationally safe and exhibits only minor deterioration. | Category 3 (Recommended): Minor work required to prevent a deterioration of the service provided by the asset. | 5 | 2022-03-31 | 2.0698 | 69.7207 | x | 5 | 4. Significant | 10424 | Predictive Maintenance | 91.25
1016414 | Building Inspections | B (Average): Asset is sound, operationally safe and exhibits only minor deterioration. | Category 3 (Recommended): Minor work required to prevent a deterioration of the service provided by the asset. | 20 | 2009-02-03 | 15.2225 | 62.7775 | x | 5 | 2. Minor | 10424 | Predictive Maintenance | 182.5
1016415 | Building Inspections | B (Average): Asset is sound, operationally safe and exhibits only minor deterioration. | Category 3 (Recommended): Minor work required to prevent a deterioration of the service provided by the asset. | 20 | 2015-03-19 | 9.1034 | 68.8966 | x | 5 | 2. Minor | 10424 | Predictive Maintenance | 182.5
1016416 | Catering Equipment | U (Unverified): Further investigation required. | Category U (Unverified Asset): Further investigation required to identify asset. | 15 | 2013-12-23 | 10.3381 | 50.2158 | x | 5 | 2. Minor | 10424 | Predictive Maintenance | 91.25
1016436 | External Lighting including Illuminated Signs | B (Average): Asset is sound, operationally safe and exhibits only minor deterioration. | Category 3 (Recommended): Minor work required to prevent a deterioration of the service provided by the asset. | 15 | 2015-09-02 | 8.6461 | 66.4718 | x | 5 | 4. Significant | 10424 | Predictive Maintenance | 91.25
1016437 | External Lighting including Illuminated Signs | B (Average): Asset is sound, operationally safe and exhibits only minor deterioration. | Category 3 (Recommended): Minor work required to prevent a deterioration of the service provided by the asset. | 15 | 2011-06-08 | 12.8816 | 60.8245 | x | 5 | 4. Significant | 10424 | Predictive Maintenance | 91.25
1016438 | External Lighting including Illuminated Signs | B (Average): Asset is sound, operationally safe and exhibits only minor deterioration. | Category 3 (Recommended): Minor work required to prevent a deterioration of the service provided by the asset. | 15 | 2019-06-11 | 4.8734 | 71.5022 | x | 5 | 4. Significant | 10424 | Predictive Maintenance | 91.25
1016439 | External Lighting including Illuminated Signs | B (Average): Asset is sound, operationally safe and exhibits only minor deterioration. | Category 3 (Recommended): Minor work required to prevent a deterioration of the service provided by the asset. | 15 | 2010-03-15 | 14.1136 | 59.1818 | x | 5 | 4. Significant | 10424 | Predictive Maintenance | 91.25
1016440 | External Lighting including Illuminated Signs | B (Average): Asset is sound, operationally safe and exhibits only minor deterioration. | Category 3 (Recommended): Minor work required to prevent a deterioration of the service provided by the asset. | 15 | 2014-12-29 | 9.3224 | 65.5702 | x | 5 | 4. Significant | 10424 | Predictive Maintenance | 91.25
1016447 | Fittings, Furnishings and Equipment | B (Average): Asset is sound, operationally safe and exhibits only minor deterioration. | Category 3 (Recommended): Minor work required to prevent a deterioration of the service provided by the asset. | 5 | 2020-03-07 | 4.1342 | 61.4634 | x | 5 | 2. Minor | 10424 | Predictive Maintenance | 182.5
1016448 | Fittings, Furnishings and Equipment | B (Average): Asset is sound, operationally safe and exhibits only minor deterioration. | Category 3 (Recommended): Minor work required to prevent a deterioration of the service provided by the asset. | 5 | 2021-03-23 | 3.091 | 65.6359 | x | 5 | 2. Minor | 10424 | Predictive Maintenance | 182.5
1016449 | Fittings, Furnishings and Equipment | B (Average): Asset is sound, operationally safe and exhibits only minor deterioration. | Category 3 (Recommended): Minor work required to prevent a deterioration of the service provided by the asset. | 5 | 2021-03-17 | 3.1075 | 65.5702 | x | 5 | 2. Minor | 10424 | Predictive Maintenance | 182.5
1016450 | Fittings, Furnishings and Equipment | B (Average): Asset is sound, operationally safe and exhibits only minor deterioration. | Category 3 (Recommended): Minor work required to prevent a deterioration of the service provided by the asset. | 5 | 2020-06-17 | 3.8549 | 62.5804 | x | 5 | 2. Minor | 10424 | Predictive Maintenance | 182.5
1016451 | Fittings, Furnishings and Equipment | B (Average): Asset is sound, operationally safe and exhibits only minor deterioration. | Category 3 (Recommended): Minor work required to prevent a deterioration of the service provided by the asset. | 5 | 2021-02-08 | 3.2088 | 65.165 | x | 5 | 2. Minor | 10424 | Predictive Maintenance | 182.5
1016452 | Fittings, Furnishings and Equipment | B (Average): Asset is sound, operationally safe and exhibits only minor deterioration. | Category 3 (Recommended): Minor work required to prevent a deterioration of the service provided by the asset. | 5 | 2023-10-28 | 0.49281 | 76.0287 | x | 5 | 2. Minor | 10424 | Predictive Maintenance | 182.5
1016453 | Fittings, Furnishings and Equipment | B (Average): Asset is sound, operationally safe and exhibits only minor deterioration. | Category 3 (Recommended): Minor work required to prevent a deterioration of the service provided by the asset. | 5 | 2020-04-19 | 4.0164 | 61.9343 | x | 5 | 2. Minor | 10424 | Predictive Maintenance | 182.5
1016454 | Fittings, Furnishings and Equipment | B (Average): Asset is sound, operationally safe and exhibits only minor deterioration. | Category 3 (Recommended): Minor work required to prevent a deterioration of the service provided by the asset. | 5 | 2020-02-29 | 4.1533 | 61.3867 | x | 5 | 2. Minor | 10424 | Predictive Maintenance | 182.5
1016455 | Fittings, Furnishings and Equipment | B (Average): Asset is sound, operationally safe and exhibits only minor deterioration. | Category 3 (Recommended): Minor work required to prevent a deterioration of the service provided by the asset. | 5 | 2022-02-19 | 2.1793 | 69.2827 | x | 5 | 2. Minor | 10424 | Predictive Maintenance | 182.5
1016456 | Fittings, Furnishings and Equipment | B (Average): Asset is sound, operationally safe and exhibits only minor deterioration. | Category 3 (Recommended): Minor work required to prevent a deterioration of the service provided by the asset. | 5 | 2021-02-12 | 3.1978 | 65.2088 | x | 5 | 2. Minor | 10424 | Predictive Maintenance | 182.5
1016457 | Floors and Floor Finishes | B (Average): Asset is sound, operationally safe and exhibits only minor deterioration. | Category 3 (Recommended): Minor work required to prevent a deterioration of the service provided by the asset. | 30 | 2013-07-29 | 10.7406 | 70.8396 | x | 5 | 1. Negligible | 10424 | Predictive Maintenance | 182.5
1016458 | Floors and Floor Finishes | B (Average): Asset is sound, operationally safe and exhibits only minor deterioration. | Category 3 (Recommended): Minor work required to prevent a deterioration of the service provided by the asset. | 30 | 2018-10-24 | 5.5031 | 74.3313 | x | 5 | 1. Negligible | 10424 | Predictive Maintenance | 182.5
1016459 | Floors and Floor Finishes | B (Average): Asset is sound, operationally safe and exhibits only minor deterioration. | Category 3 (Recommended): Minor work required to prevent a deterioration of the service provided by the asset. | 30 | 2005-10-18 | 18.5188 | 65.6541 | x | 5 | 1. Negligible | 10424 | Predictive Maintenance | 182.5
1016460 | Floors and Floor Finishes | B (Average): Asset is sound, operationally safe and exhibits only minor deterioration. | Category 3 (Recommended): Minor work required to prevent a deterioration of the service provided by the asset. | 30 | 2021-05-17 | 2.9405 | 76.0397 | x | 5 | 1. Negligible | 10424 | Predictive Maintenance | 182.5
1016461 | Floors and Floor Finishes | B (Average): Asset is sound, operationally safe and exhibits only minor deterioration. | Category 3 (Recommended): Minor work required to prevent a deterioration of the service provided by the asset. | 30 | 2007-03-15 | 17.1143 | 66.5905 | x | 5 | 1. Negligible | 10424 | Predictive Maintenance | 182.5
1016462 | Floors and Floor Finishes | B (Average): Asset is sound, operationally safe and exhibits only minor deterioration. | Category 3 (Recommended): Minor work required to prevent a deterioration of the service provided by the asset. | 30 | 2013-02-10 | 11.2033 | 70.5311 | x | 5 | 1. Negligible | 10424 | Predictive Maintenance | 182.5
1016463 | Lighting Fittings including Luminaires General | B (Average): Asset is sound, operationally safe and exhibits only minor deterioration. | Category 3 (Recommended): Minor work required to prevent a deterioration of the service provided by the asset. | 20 | 2015-04-01 | 9.0678 | 68.9322 | x | 5 | 3. Moderate | 10424 | Predictive Maintenance | 91.25
1016464 | Lighting Fittings including Luminaires General | B (Average): Asset is sound, operationally safe and exhibits only minor deterioration. | Category 3 (Recommended): Minor work required to prevent a deterioration of the service provided by the asset. | 20 | 2017-11-28 | 6.4066 | 71.5934 | x | 5 | 3. Moderate | 10424 | Predictive Maintenance | 91.25
1016465 | Lighting Fittings including Luminaires General | B (Average): Asset is sound, operationally safe and exhibits only minor deterioration. | Category 3 (Recommended): Minor work required to prevent a deterioration of the service provided by the asset. | 20 | 2012-09-19 | 11.5975 | 66.4025 | x | 5 | 3. Moderate | 10424 | Predictive Maintenance | 91.25
1016466 | Lighting Fittings including Luminaires General | B (Average): Asset is sound, operationally safe and exhibits only minor deterioration. | Category 3 (Recommended): Minor work required to prevent a deterioration of the service provided by the asset. | 20 | 2023-07-03 | 0.81314 | 77.1869 | x | 5 | 3. Moderate | 10424 | Predictive Maintenance | 91.25
1016467 | Lighting Fittings including Luminaires General | B (Average): Asset is sound, operationally safe and exhibits only minor deterioration. | Category 3 (Recommended): Minor work required to prevent a deterioration of the service provided by the asset. | 20 | 2009-09-26 | 14.5791 | 63.4209 | x | 5 | 3. Moderate | 10424 | Predictive Maintenance | 91.25
1016468 | Lighting Fittings including Luminaires General | B (Average): Asset is sound, operationally safe and exhibits only minor deterioration. | Category 3 (Recommended): Minor work required to prevent a deterioration of the service provided by the asset. | 20 | 2016-05-11 | 7.9562 | 70.0438 | x | 5 | 3. Moderate | 10424 | Predictive Maintenance | 91.25
1016469 | Lighting Fittings including Luminaires General | B (Average): Asset is sound, operationally safe and exhibits only minor deterioration. | Category 3 (Recommended): Minor work required to prevent a deterioration of the service provided by the asset. | 20 | 2007-12-26 | 16.3313 | 61.6687 | x | 5 | 3. Moderate | 10424 | Predictive Maintenance | 91.25
1016470 | Lighting Fittings including Luminaires General | B (Average): Asset is sound, operationally safe and exhibits only minor deterioration. | Category 3 (Recommended): Minor work required to prevent a deterioration of the service provided by the asset. | 20 | 2016-01-20 | 8.2628 | 69.7372 | x | 5 | 3. Moderate | 10424 | Predictive Maintenance | 91.25
1016471 | Lighting Fittings including Luminaires General | B (Average): Asset is sound, operationally safe and exhibits only minor deterioration. | Category 3 (Recommended): Minor work required to prevent a deterioration of the service provided by the asset. | 20 | 2017-10-12 | 6.5352 | 71.4648 | x | 5 | 3. Moderate | 10424 | Predictive Maintenance | 91.25
1016472 | Lighting Fittings including Luminaires General | B (Average): Asset is sound, operationally safe and exhibits only minor deterioration. | Category 3 (Recommended): Minor work required to prevent a deterioration of the service provided by the asset. | 20 | 2023-02-07 | 1.2129 | 76.7871 | x | 5 | 3. Moderate | 10424 | Predictive Maintenance | 91.25
1016473 | Lighting Fittings including Luminaires General | B (Average): Asset is sound, operationally safe and exhibits only minor deterioration. | Category 3 (Recommended): Minor work required to prevent a deterioration of the service provided by the asset. | 20 | 2017-06-25 | 6.8337 | 71.1663 | x | 5 | 3. Moderate | 10424 | Predictive Maintenance | 91.25
1016474 | Lighting Fittings including Luminaires General | B (Average): Asset is sound, operationally safe and exhibits only minor deterioration. | Category 3 (Recommended): Minor work required to prevent a deterioration of the service provided by the asset. | 20 | 2016-08-07 | 7.7153 | 70.2847 | x | 5 | 3. Moderate | 10424 | Predictive Maintenance | 91.25
1016475 | Lighting Fittings including Luminaires General | B (Average): Asset is sound, operationally safe and exhibits only minor deterioration. | Category 3 (Recommended): Minor work required to prevent a deterioration of the service provided by the asset. | 20 | 2012-07-21 | 11.7618 | 66.2382 | x | 5 | 3. Moderate | 10424 | Predictive Maintenance | 91.25
1016476 | Lighting Fittings including Luminaires General | B (Average): Asset is sound, operationally safe and exhibits only minor deterioration. | Category 3 (Recommended): Minor work required to prevent a deterioration of the service provided by the asset. | 20 | 2005-05-04 | 18.976 | 59.024 | x | 5 | 3. Moderate | 10424 | Predictive Maintenance | 91.25
1016477 | Lighting Fittings including Luminaires General | B (Average): Asset is sound, operationally safe and exhibits only minor deterioration. | Category 3 (Recommended): Minor work required to prevent a deterioration of the service provided by the asset. | 20 | 2015-01-10 | 9.2895 | 68.7105 | x | 5 | 3. Moderate | 10424 | Predictive Maintenance | 91.25
1016478 | Lighting Fittings including Luminaires General | B (Average): Asset is sound, operationally safe and exhibits only minor deterioration. | Category 3 (Recommended): Minor work required to prevent a deterioration of the service provided by the asset. | 20 | 2022-04-20 | 2.0151 | 75.9849 | x | 5 | 3. Moderate | 10424 | Predictive Maintenance | 91.25
1016479 | Lighting Fittings including Luminaires General | B (Average): Asset is sound, operationally safe and exhibits only minor deterioration. | Category 3 (Recommended): Minor work required to prevent a deterioration of the service provided by the asset. | 20 | 2009-11-23 | 14.4203 | 63.5797 | x | 5 | 3. Moderate | 10424 | Predictive Maintenance | 91.25
1016480 | Lighting Fittings including Luminaires General | B (Average): Asset is sound, operationally safe and exhibits only minor deterioration. | Category 3 (Recommended): Minor work required to prevent a deterioration of the service provided by the asset. | 20 | 2011-01-05 | 13.3032 | 64.6968 | x | 5 | 3. Moderate | 10424 | Predictive Maintenance | 91.25
1016481 | Lighting Fittings including Luminaires General | B (Average): Asset is sound, operationally safe and exhibits only minor deterioration. | Category 3 (Recommended): Minor work required to prevent a deterioration of the service provided by the asset. | 20 | 2010-03-11 | 14.1246 | 63.8754 | x | 5 | 3. Moderate | 10424 | Predictive Maintenance | 91.25
1016482 | Lighting Fittings including Luminaires General | B (Average): Asset is sound, operationally safe and exhibits only minor deterioration. | Category 3 (Recommended): Minor work required to prevent a deterioration of the service provided by the asset. | 20 | 2019-04-26 | 4.9993 | 73.0007 | x | 5 | 3. Moderate | 10424 | Predictive Maintenance | 91.25
1016483 | Lighting Fittings including Luminaires General | B (Average): Asset is sound, operationally safe and exhibits only minor deterioration. | Category 3 (Recommended): Minor work required to prevent a deterioration of the service provided by the asset. | 20 | 2006-05-03 | 17.9795 | 60.0205 | x | 5 | 3. Moderate | 10424 | Predictive Maintenance | 91.25
1016484 | Lighting Fittings including Luminaires General | B (Average): Asset is sound, operationally safe and exhibits only minor deterioration. | Category 3 (Recommended): Minor work required to prevent a deterioration of the service provided by the asset. | 20 | 2012-08-21 | 11.6769 | 66.3231 | x | 5 | 3. Moderate | 10424 | Predictive Maintenance | 91.25
1016485 | Lighting Fittings including Luminaires General | B (Average): Asset is sound, operationally safe and exhibits only minor deterioration. | Category 3 (Recommended): Minor work required to prevent a deterioration of the service provided by the asset. | 20 | 2007-08-02 | 16.731 | 61.269 | x | 5 | 3. Moderate | 10424 | Predictive Maintenance | 91.25
1016486 | Lighting Fittings including Luminaires General | B (Average): Asset is sound, operationally safe and exhibits only minor deterioration. | Category 3 (Recommended): Minor work required to prevent a deterioration of the service provided by the asset. | 20 | 2010-12-16 | 13.358 | 64.642 | x | 5 | 3. Moderate | 10424 | Predictive Maintenance | 91.25
1016487 | Lighting Fittings including Luminaires General | B (Average): Asset is sound, operationally safe and exhibits only minor deterioration. | Category 3 (Recommended): Minor work required to prevent a deterioration of the service provided by the asset. | 20 | 2005-03-29 | 19.0746 | 58.9254 | x | 5 | 3. Moderate | 10424 | Predictive Maintenance | 91.25
1016488 | Lighting Fittings including Luminaires General | B (Average): Asset is sound, operationally safe and exhibits only minor deterioration. | Category 3 (Recommended): Minor work required to prevent a deterioration of the service provided by the asset. | 20 | 2021-05-09 | 2.9624 | 75.0376 | x | 5 | 3. Moderate | 10424 | Predictive Maintenance | 91.25
1016489 | Lighting Fittings including Luminaires General | B (Average): Asset is sound, operationally safe and exhibits only minor deterioration. | Category 3 (Recommended): Minor work required to prevent a deterioration of the service provided by the asset. | 20 | 2008-10-21 | 15.5099 | 62.4901 | x | 5 | 3. Moderate | 10424 | Predictive Maintenance | 91.25
1016490 | Lighting Fittings including Luminaires General | B (Average): Asset is sound, operationally safe and exhibits only minor deterioration. | Category 3 (Recommended): Minor work required to prevent a deterioration of the service provided by the asset. | 20 | 2018-04-21 | 6.0123 | 71.9877 | x | 5 | 3. Moderate | 10424 | Predictive Maintenance | 91.25
1016491 | Lighting Fittings including Luminaires General | B (Average): Asset is sound, operationally safe and exhibits only minor deterioration. | Category 3 (Recommended): Minor work required to prevent a deterioration of the service provided by the asset. | 20 | 2005-09-13 | 18.6146 | 59.3854 | x | 5 | 3. Moderate | 10424 | Predictive Maintenance | 91.25
1016492 | Lighting Fittings including Luminaires General | B (Average): Asset is sound, operationally safe and exhibits only minor deterioration. | Category 3 (Recommended): Minor work required to prevent a deterioration of the service provided by the asset. | 20 | 2012-04-09 | 12.0438 | 65.9562 | x | 5 | 3. Moderate | 10424 | Predictive Maintenance | 91.25
1016493 | Lighting Fittings including Luminaires General | B (Average): Asset is sound, operationally safe and exhibits only minor deterioration. | Category 3 (Recommended): Minor work required to prevent a deterioration of the service provided by the asset. | 20 | 2008-08-30 | 15.6523 | 62.3477 | x | 5 | 3. Moderate | 10424 | Predictive Maintenance | 91.25
1016494 | Lighting Fittings including Luminaires General | B (Average): Asset is sound, operationally safe and exhibits only minor deterioration. | Category 3 (Recommended): Minor work required to prevent a deterioration of the service provided by the asset. | 20 | 2015-08-23 | 8.6735 | 69.3265 | x | 5 | 3. Moderate | 10424 | Predictive Maintenance | 91.25
1016495 | Lighting Fittings including Luminaires General | B (Average): Asset is sound, operationally safe and exhibits only minor deterioration. | Category 3 (Recommended): Minor work required to prevent a deterioration of the service provided by the asset. | 20 | 2012-10-14 | 11.5291 | 66.4709 | x | 5 | 3. Moderate | 10424 | Predictive Maintenance | 91.25
1016496 | Lighting Fittings including Luminaires General | B (Average): Asset is sound, operationally safe and exhibits only minor deterioration. | Category 3 (Recommended): Minor work required to prevent a deterioration of the service provided by the asset. | 20 | 2011-09-15 | 12.6105 | 65.3895 | x | 5 | 3. Moderate | 10424 | Predictive Maintenance | 91.25
1016497 | Lighting Fittings including Luminaires General | B (Average): Asset is sound, operationally safe and exhibits only minor deterioration. | Category 3 (Recommended): Minor work required to prevent a deterioration of the service provided by the asset. | 20 | 2004-08-20 | 19.6797 | 58.3203 | x | 5 | 3. Moderate | 10424 | Predictive Maintenance | 91.25
1016498 | Lighting Fittings including Luminaires General | B (Average): Asset is sound, operationally safe and exhibits only minor deterioration. | Category 3 (Recommended): Minor work required to prevent a deterioration of the service provided by the asset. | 20 | 2016-03-08 | 8.1314 | 69.8686 | x | 5 | 3. Moderate | 10424 | Predictive Maintenance | 91.25
1016499 | Lighting Fittings including Luminaires General | B (Average): Asset is sound, operationally safe and exhibits only minor deterioration. | Category 3 (Recommended): Minor work required to prevent a deterioration of the service provided by the asset. | 20 | 2010-04-02 | 14.0643 | 63.9357 | x | 5 | 3. Moderate | 10424 | Predictive Maintenance | 91.25
1016500 | Lighting Fittings including Luminaires General | B (Average): Asset is sound, operationally safe and exhibits only minor deterioration. | Category 3 (Recommended): Minor work required to prevent a deterioration of the service provided by the asset. | 20 | 2006-06-04 | 17.8919 | 60.1081 | x | 5 | 3. Moderate | 10424 | Predictive Maintenance | 91.25
1016501 | Lighting Fittings including Luminaires General | B (Average): Asset is sound, operationally safe and exhibits only minor deterioration. | Category 3 (Recommended): Minor work required to prevent a deterioration of the service provided by the asset. | 20 | 2020-11-20 | 3.4278 | 74.5722 | x | 5 | 3. Moderate | 10424 | Predictive Maintenance | 91.25
1016502 | Lighting Fittings including Luminaires General | B (Average): Asset is sound, operationally safe and exhibits only minor deterioration. | Category 3 (Recommended): Minor work required to prevent a deterioration of the service provided by the asset. | 20 | 2016-02-12 | 8.1999 | 69.8001 | x | 5 | 3. Moderate | 10424 | Predictive Maintenance | 91.25
1016503 | Lighting Fittings including Luminaires General | B (Average): Asset is sound, operationally safe and exhibits only minor deterioration. | Category 3 (Recommended): Minor work required to prevent a deterioration of the service provided by the asset. | 20 | 2008-03-04 | 16.1424 | 61.8576 | x | 5 | 3. Moderate | 10424 | Predictive Maintenance | 91.25
1016504 | Lighting Fittings including Luminaires General | B (Average): Asset is sound, operationally safe and exhibits only minor deterioration. | Category 3 (Recommended): Minor work required to prevent a deterioration of the service provided by the asset. | 20 | 2010-06-06 | 13.8864 | 64.1136 | x | 5 | 3. Moderate | 10424 | Predictive Maintenance | 91.25
1016505 | Lighting Fittings including Luminaires General | B (Average): Asset is sound, operationally safe and exhibits only minor deterioration. | Category 3 (Recommended): Minor work required to prevent a deterioration of the service provided by the asset. | 20 | 2008-07-10 | 15.7919 | 62.2081 | x | 5 | 3. Moderate | 10424 | Predictive Maintenance | 91.25
1016506 | Lighting Fittings including Luminaires General | B (Average): Asset is sound, operationally safe and exhibits only minor deterioration. | Category 3 (Recommended): Minor work required to prevent a deterioration of the service provided by the asset. | 20 | 2020-04-02 | 4.063 | 73.937 | x | 5 | 3. Moderate | 10424 | Predictive Maintenance | 91.25
1016507 | Lighting Fittings including Luminaires General | B (Average): Asset is sound, operationally safe and exhibits only minor deterioration. | Category 3 (Recommended): Minor work required to prevent a deterioration of the service provided by the asset. | 20 | 2007-08-13 | 16.7009 | 61.2991 | x | 5 | 3. Moderate | 10424 | Predictive Maintenance | 91.25
1016508 | Lighting Fittings including Luminaires General | B (Average): Asset is sound, operationally safe and exhibits only minor deterioration. | Category 3 (Recommended): Minor work required to prevent a deterioration of the service provided by the asset. | 20 | 2019-05-11 | 4.9582 | 73.0418 | x | 5 | 3. Moderate | 10424 | Predictive Maintenance | 91.25
1016509 | Lighting Fittings including Luminaires General | B (Average): Asset is sound, operationally safe and exhibits only minor deterioration. | Category 3 (Recommended): Minor work required to prevent a deterioration of the service provided by the asset. | 20 | 2009-06-01 | 14.8994 | 63.1006 | x | 5 | 3. Moderate | 10424 | Predictive Maintenance | 91.25
1016510 | Lighting Fittings including Luminaires General | B (Average): Asset is sound, operationally safe and exhibits only minor deterioration. | Category 3 (Recommended): Minor work required to prevent a deterioration of the service provided by the asset. | 20 | 2022-02-26 | 2.1602 | 75.8398 | x | 5 | 3. Moderate | 10424 | Predictive Maintenance | 91.25
1016511 | Lighting Fittings including Luminaires General | B (Average): Asset is sound, operationally safe and exhibits only minor deterioration. | Category 3 (Recommended): Minor work required to prevent a deterioration of the service provided by the asset. | 20 | 2009-10-20 | 14.5133 | 63.4867 | x | 5 | 3. Moderate | 10424 | Predictive Maintenance | 91.25
1016512 | Lighting Fittings including Luminaires General | B (Average): Asset is sound, operationally safe and exhibits only minor deterioration. | Category 3 (Recommended): Minor work required to prevent a deterioration of the service provided by the asset. | 20 | 2012-01-03 | 12.3094 | 65.6906 | x | 5 | 3. Moderate | 10424 | Predictive Maintenance | 91.25
1016513 | Lighting Fittings including Luminaires General | B (Average): Asset is sound, operationally safe and exhibits only minor deterioration. | Category 3 (Recommended): Minor work required to prevent a deterioration of the service provided by the asset. | 20 | 2019-03-15 | 5.1143 | 72.8857 | x | 5 | 3. Moderate | 10424 | Predictive Maintenance | 91.25
1016531 | Internal Walls and Ceilings | B (Average): Asset is sound, operationally safe and exhibits only minor deterioration. | Category 3 (Recommended): Minor work required to prevent a deterioration of the service provided by the asset. | 25 | 2012-05-20 | 11.9316 | 68.4548 | x | 5 | 3. Moderate | 10424 | Predictive Maintenance | 91.25
1016532 | Internal Walls and Ceilings | B (Average): Asset is sound, operationally safe and exhibits only minor deterioration. | Category 3 (Recommended): Minor work required to prevent a deterioration of the service provided by the asset. | 25 | 2000-02-04 | 24.2218 | 58.6226 | x | 5 | 3. Moderate | 10424 | Predictive Maintenance | 91.25
1016533 | Internal Walls and Ceilings | B (Average): Asset is sound, operationally safe and exhibits only minor deterioration. | Category 3 (Recommended): Minor work required to prevent a deterioration of the service provided by the asset. | 25 | 2002-06-06 | 21.8864 | 60.4909 | x | 5 | 3. Moderate | 10424 | Predictive Maintenance | 91.25
1016534 | Internal Walls and Ceilings | B (Average): Asset is sound, operationally safe and exhibits only minor deterioration. | Category 3 (Recommended): Minor work required to prevent a deterioration of the service provided by the asset. | 25 | 2004-07-02 | 19.8138 | 62.1489 | x | 5 | 3. Moderate | 10424 | Predictive Maintenance | 91.25
1016535 | Internal Walls and Ceilings | B (Average): Asset is sound, operationally safe and exhibits only minor deterioration. | Category 3 (Recommended): Minor work required to prevent a deterioration of the service provided by the asset. | 25 | 2019-03-24 | 5.0897 | 73.9283 | x | 5 | 3. Moderate | 10424 | Predictive Maintenance | 91.25
1016536 | Internal Walls and Ceilings | B (Average): Asset is sound, operationally safe and exhibits only minor deterioration. | Category 3 (Recommended): Minor work required to prevent a deterioration of the service provided by the asset. | 25 | 2005-07-21 | 18.7625 | 62.99 | x | 5 | 3. Moderate | 10424 | Predictive Maintenance | 91.25
1016537 | Internal Walls and Ceilings | B (Average): Asset is sound, operationally safe and exhibits only minor deterioration. | Category 3 (Recommended): Minor work required to prevent a deterioration of the service provided by the asset. | 25 | 2023-06-24 | 0.83778 | 77.3298 | x | 5 | 3. Moderate | 10424 | Predictive Maintenance | 91.25
1016538 | Internal Walls and Ceilings | B (Average): Asset is sound, operationally safe and exhibits only minor deterioration. | Category 3 (Recommended): Minor work required to prevent a deterioration of the service provided by the asset. | 25 | 2020-03-13 | 4.1177 | 74.7058 | x | 5 | 3. Moderate | 10424 | Predictive Maintenance | 91.25
1016539 | Internal Walls and Ceilings | B (Average): Asset is sound, operationally safe and exhibits only minor deterioration. | Category 3 (Recommended): Minor work required to prevent a deterioration of the service provided by the asset. | 25 | 2011-04-02 | 13.065 | 67.548 | x | 5 | 3. Moderate | 10424 | Predictive Maintenance | 91.25
1016540 | Internal Walls and Ceilings | B (Average): Asset is sound, operationally safe and exhibits only minor deterioration. | Category 3 (Recommended): Minor work required to prevent a deterioration of the service provided by the asset. | 25 | 2013-08-11 | 10.705 | 69.436 | x | 5 | 3. Moderate | 10424 | Predictive Maintenance | 91.25
1016541 | Internal Walls and Ceilings | B (Average): Asset is sound, operationally safe and exhibits only minor deterioration. | Category 3 (Recommended): Minor work required to prevent a deterioration of the service provided by the asset. | 25 | 2009-08-25 | 14.6667 | 66.2667 | x | 5 | 3. Moderate | 10424 | Predictive Maintenance | 91.25
1016542 | Internal Walls and Ceilings | B (Average): Asset is sound, operationally safe and exhibits only minor deterioration. | Category 3 (Recommended): Minor work required to prevent a deterioration of the service provided by the asset. | 25 | 2008-01-13 | 16.282 | 64.9744 | x | 5 | 3. Moderate | 10424 | Predictive Maintenance | 91.25
1016550 | Portable Appliance Testing (PAT) - User Checks, Recorded Formal Visual Inspections and Combined Insp | B (Average): Asset is sound, operationally safe and exhibits only minor deterioration. | Category 3 (Recommended): Minor work required to prevent a deterioration of the service provided by the asset. | 20 | 2021-09-13 | 2.6146 | 75.3854 | x | 5 | 2. Minor | 10424 | Predictive Maintenance | 182.5
1016552 | Rainwater Downpipes and Gutters | B (Average): Asset is sound, operationally safe and exhibits only minor deterioration. | Category 3 (Recommended): Minor work required to prevent a deterioration of the service provided by the asset. | 50 | 1999-08-22 | 24.6762 | 68.1295 | x | 5 | 2. Minor | 10424 | Predictive Maintenance | 182.5
1016555 | Service Drainage | B (Average): Asset is sound, operationally safe and exhibits only minor deterioration. | Category 3 (Recommended): Minor work required to prevent a deterioration of the service provided by the asset. | 25 | 2018-04-21 | 6.0123 | 73.1901 | x | 5 | 4. Significant | 10424 | Predictive Maintenance | 91.25
1016556 | Service Drainage | B (Average): Asset is sound, operationally safe and exhibits only minor deterioration. | Category 3 (Recommended): Minor work required to prevent a deterioration of the service provided by the asset. | 25 | 2023-01-06 | 1.3005 | 76.9596 | x | 5 | 4. Significant | 10424 | Predictive Maintenance | 91.25
1016557 | Service Drainage | B (Average): Asset is sound, operationally safe and exhibits only minor deterioration. | Category 3 (Recommended): Minor work required to prevent a deterioration of the service provided by the asset. | 25 | 2011-01-22 | 13.2567 | 67.3947 | x | 5 | 4. Significant | 10424 | Predictive Maintenance | 91.25
1016558 | Service Drainage | B (Average): Asset is sound, operationally safe and exhibits only minor deterioration. | Category 3 (Recommended): Minor work required to prevent a deterioration of the service provided by the asset. | 25 | 2018-11-10 | 5.4565 | 73.6348 | x | 5 | 4. Significant | 10424 | Predictive Maintenance | 91.25
1016559 | Service Drainage | B (Average): Asset is sound, operationally safe and exhibits only minor deterioration. | Category 3 (Recommended): Minor work required to prevent a deterioration of the service provided by the asset. | 25 | 2019-01-25 | 5.2485 | 73.8012 | x | 5 | 4. Significant | 10424 | Predictive Maintenance | 91.25
1016560 | Service Drainage | B (Average): Asset is sound, operationally safe and exhibits only minor deterioration. | Category 3 (Recommended): Minor work required to prevent a deterioration of the service provided by the asset. | 25 | 2022-06-19 | 1.8508 | 76.5194 | x | 5 | 4. Significant | 10424 | Predictive Maintenance | 91.25
1016561 | Service Drainage | B (Average): Asset is sound, operationally safe and exhibits only minor deterioration. | Category 3 (Recommended): Minor work required to prevent a deterioration of the service provided by the asset. | 25 | 2018-06-27 | 5.8289 | 73.3369 | x | 5 | 4. Significant | 10424 | Predictive Maintenance | 91.25
1016562 | Service Drainage | B (Average): Asset is sound, operationally safe and exhibits only minor deterioration. | Category 3 (Recommended): Minor work required to prevent a deterioration of the service provided by the asset. | 25 | 2017-05-29 | 6.9076 | 72.4739 | x | 5 | 4. Significant | 10424 | Predictive Maintenance | 91.25
1016563 | Service Drainage | B (Average): Asset is sound, operationally safe and exhibits only minor deterioration. | Category 3 (Recommended): Minor work required to prevent a deterioration of the service provided by the asset. | 25 | 2002-10-18 | 21.5195 | 60.7844 | x | 5 | 4. Significant | 10424 | Predictive Maintenance | 91.25
1016564 | Service Drainage | B (Average): Asset is sound, operationally safe and exhibits only minor deterioration. | Category 3 (Recommended): Minor work required to prevent a deterioration of the service provided by the asset. | 25 | 2006-12-17 | 17.3552 | 64.1158 | x | 5 | 4. Significant | 10424 | Predictive Maintenance | 91.25
1016565 | Service Drainage | B (Average): Asset is sound, operationally safe and exhibits only minor deterioration. | Category 3 (Recommended): Minor work required to prevent a deterioration of the service provided by the asset. | 25 | 2006-06-18 | 17.8535 | 63.7172 | x | 5 | 4. Significant | 10424 | Predictive Maintenance | 91.25
1016566 | Service Drainage | B (Average): Asset is sound, operationally safe and exhibits only minor deterioration. | Category 3 (Recommended): Minor work required to prevent a deterioration of the service provided by the asset. | 25 | 2007-05-21 | 16.9309 | 64.4553 | x | 5 | 4. Significant | 10424 | Predictive Maintenance | 91.25
1016567 | Service Drainage | B (Average): Asset is sound, operationally safe and exhibits only minor deterioration. | Category 3 (Recommended): Minor work required to prevent a deterioration of the service provided by the asset. | 25 | 2021-08-24 | 2.6694 | 75.8645 | x | 5 | 4. Significant | 10424 | Predictive Maintenance | 91.25
1016568 | Service Drainage | B (Average): Asset is sound, operationally safe and exhibits only minor deterioration. | Category 3 (Recommended): Minor work required to prevent a deterioration of the service provided by the asset. | 25 | 2001-11-26 | 22.412 | 60.0704 | x | 5 | 4. Significant | 10424 | Predictive Maintenance | 91.25
1016569 | Service Drainage | B (Average): Asset is sound, operationally safe and exhibits only minor deterioration. | Category 3 (Recommended): Minor work required to prevent a deterioration of the service provided by the asset. | 25 | 1999-11-14 | 24.4463 | 58.443 | x | 5 | 4. Significant | 10424 | Predictive Maintenance | 91.25
1016570 | Service Drainage | B (Average): Asset is sound, operationally safe and exhibits only minor deterioration. | Category 3 (Recommended): Minor work required to prevent a deterioration of the service provided by the asset. | 25 | 2011-04-12 | 13.0376 | 67.5699 | x | 5 | 4. Significant | 10424 | Predictive Maintenance | 91.25
1016571 | Service Drainage | B (Average): Asset is sound, operationally safe and exhibits only minor deterioration. | Category 3 (Recommended): Minor work required to prevent a deterioration of the service provided by the asset. | 25 | 2019-10-19 | 4.5175 | 74.386 | x | 5 | 4. Significant | 10424 | Predictive Maintenance | 91.25
1016572 | Service Drainage | B (Average): Asset is sound, operationally safe and exhibits only minor deterioration. | Category 3 (Recommended): Minor work required to prevent a deterioration of the service provided by the asset. | 25 | 2012-10-06 | 11.551 | 68.7592 | x | 5 | 4. Significant | 10424 | Predictive Maintenance | 91.25
1016573 | Service Drainage | B (Average): Asset is sound, operationally safe and exhibits only minor deterioration. | Category 3 (Recommended): Minor work required to prevent a deterioration of the service provided by the asset. | 25 | 2020-05-24 | 3.9206 | 74.8635 | x | 5 | 4. Significant | 10424 | Predictive Maintenance | 91.25
1016574 | Service Drainage | B (Average): Asset is sound, operationally safe and exhibits only minor deterioration. | Category 3 (Recommended): Minor work required to prevent a deterioration of the service provided by the asset. | 25 | 2019-03-27 | 5.0815 | 73.9348 | x | 5 | 4. Significant | 10424 | Predictive Maintenance | 91.25
1016575 | Service Drainage | B (Average): Asset is sound, operationally safe and exhibits only minor deterioration. | Category 3 (Recommended): Minor work required to prevent a deterioration of the service provided by the asset. | 25 | 2015-03-19 | 9.1034 | 70.7173 | x | 5 | 4. Significant | 10424 | Predictive Maintenance | 91.25
1016576 | Service Drainage | B (Average): Asset is sound, operationally safe and exhibits only minor deterioration. | Category 3 (Recommended): Minor work required to prevent a deterioration of the service provided by the asset. | 25 | 2002-01-17 | 22.2697 | 60.1843 | x | 5 | 4. Significant | 10424 | Predictive Maintenance | 91.25
1016595 | Television and Signal Receiving Equipment | B (Average): Asset is sound, operationally safe and exhibits only minor deterioration. | Category 3 (Recommended): Minor work required to prevent a deterioration of the service provided by the asset. | 15 | 2022-08-23 | 1.6728 | 75.7696 | x | 5 | 3. Moderate | 10424 | Predictive Maintenance | 91.25
1016596 | Ductwork System - General | B (Average): Asset is sound, operationally safe and exhibits only minor deterioration. | Category 3 (Recommended): Minor work required to prevent a deterioration of the service provided by the asset. | 30 | 2005-03-19 | 19.102 | 65.2653 | x | 5 | 3. Moderate | 10424 | Predictive Maintenance | 91.25
1016621 | Manually operated Vertical & Horizontal blinds | B (Average): Asset is sound, operationally safe and exhibits only minor deterioration. | Category 3 (Recommended): Minor work required to prevent a deterioration of the service provided by the asset. | 20 | 2021-04-01 | 3.0664 | 74.9336 | x | 5 | 1. Negligible | 10424 | Predictive Maintenance | 182.5
1016622 | Manually operated Vertical & Horizontal blinds | B (Average): Asset is sound, operationally safe and exhibits only minor deterioration. | Category 3 (Recommended): Minor work required to prevent a deterioration of the service provided by the asset. | 20 | 2016-04-13 | 8.0329 | 69.9671 | x | 5 | 1. Negligible | 10424 | Predictive Maintenance | 182.5
1016623 | Manually operated Vertical & Horizontal blinds | B (Average): Asset is sound, operationally safe and exhibits only minor deterioration. | Category 3 (Recommended): Minor work required to prevent a deterioration of the service provided by the asset. | 20 | 2016-03-07 | 8.1342 | 69.8658 | x | 5 | 1. Negligible | 10424 | Predictive Maintenance | 182.5
1016624 | Manually operated Vertical & Horizontal blinds | B (Average): Asset is sound, operationally safe and exhibits only minor deterioration. | Category 3 (Recommended): Minor work required to prevent a deterioration of the service provided by the asset. | 20 | 2023-10-29 | 0.49008 | 77.5099 | x | 5 | 1. Negligible | 10424 | Predictive Maintenance | 182.5
1016625 | Manually operated Vertical & Horizontal blinds | B (Average): Asset is sound, operationally safe and exhibits only minor deterioration. | Category 3 (Recommended): Minor work required to prevent a deterioration of the service provided by the asset. | 20 | 2016-08-29 | 7.655 | 70.345 | x | 5 | 1. Negligible | 10424 | Predictive Maintenance | 182.5
1016626 | Manually operated Vertical & Horizontal blinds | B (Average): Asset is sound, operationally safe and exhibits only minor deterioration. | Category 3 (Recommended): Minor work required to prevent a deterioration of the service provided by the asset. | 20 | 2021-08-01 | 2.7324 | 75.2676 | x | 5 | 1. Negligible | 10424 | Predictive Maintenance | 182.5
1016627 | Windows Internal and External | B (Average): Asset is sound, operationally safe and exhibits only minor deterioration. | Category 3 (Recommended): Minor work required to prevent a deterioration of the service provided by the asset. | 37 | 2022-11-29 | 1.4045 | 77.2408 | x | 5 | 3. Moderate | 10424 | Predictive Maintenance | 91.25
1016628 | Windows Internal and External | B (Average): Asset is sound, operationally safe and exhibits only minor deterioration. | Category 3 (Recommended): Minor work required to prevent a deterioration of the service provided by the asset. | 37 | 1999-04-16 | 25.0267 | 64.4721 | x | 5 | 3. Moderate | 10424 | Predictive Maintenance | 91.25
1016629 | Windows Internal and External | B (Average): Asset is sound, operationally safe and exhibits only minor deterioration. | Category 3 (Recommended): Minor work required to prevent a deterioration of the service provided by the asset. | 40 | 1994-03-06 | 30.1383 | 62.9309 | x | 5 | 3. Moderate | 10424 | Predictive Maintenance | 91.25
1016630 | Windows Internal and External | B (Average): Asset is sound, operationally safe and exhibits only minor deterioration. | Category 3 (Recommended): Minor work required to prevent a deterioration of the service provided by the asset. | 36 | 1998-07-11 | 25.7906 | 63.6719 | x | 5 | 3. Moderate | 10424 | Predictive Maintenance | 91.25
1016631 | Windows Internal and External | B (Average): Asset is sound, operationally safe and exhibits only minor deterioration. | Category 3 (Recommended): Minor work required to prevent a deterioration of the service provided by the asset. | 36 | 2009-12-25 | 14.3326 | 70.0374 | x | 5 | 3. Moderate | 10424 | Predictive Maintenance | 91.25
1016632 | Windows Internal and External | B (Average): Asset is sound, operationally safe and exhibits only minor deterioration. | Category 3 (Recommended): Minor work required to prevent a deterioration of the service provided by the asset. | 37 | 2003-07-19 | 20.7693 | 66.7733 | x | 5 | 3. Moderate | 10424 | Predictive Maintenance | 91.25
1016633 | Windows Internal and External | B (Average): Asset is sound, operationally safe and exhibits only minor deterioration. | Category 3 (Recommended): Minor work required to prevent a deterioration of the service provided by the asset. | 37 | 2020-12-18 | 3.3511 | 76.1886 | x | 5 | 3. Moderate | 10424 | Predictive Maintenance | 91.25
1016634 | Windows Internal and External | B (Average): Asset is sound, operationally safe and exhibits only minor deterioration. | Category 3 (Recommended): Minor work required to prevent a deterioration of the service provided by the asset. | 37 | 2003-10-14 | 20.5311 | 66.9021 | x | 5 | 3. Moderate | 10424 | Predictive Maintenance | 91.25
1016635 | Windows Internal and External | B (Average): Asset is sound, operationally safe and exhibits only minor deterioration. | Category 3 (Recommended): Minor work required to prevent a deterioration of the service provided by the asset. | 39 | 1998-09-10 | 25.6235 | 64.8597 | x | 5 | 3. Moderate | 10424 | Predictive Maintenance | 91.25
1016636 | Windows Internal and External | B (Average): Asset is sound, operationally safe and exhibits only minor deterioration. | Category 3 (Recommended): Minor work required to prevent a deterioration of the service provided by the asset. | 40 | 2018-02-08 | 6.2094 | 74.8953 | x | 5 | 3. Moderate | 10424 | Predictive Maintenance | 91.25
1016637 | Windows Internal and External | B (Average): Asset is sound, operationally safe and exhibits only minor deterioration. | Category 3 (Recommended): Minor work required to prevent a deterioration of the service provided by the asset. | 40 | 2014-01-09 | 10.2916 | 72.8542 | x | 5 | 3. Moderate | 10424 | Predictive Maintenance | 91.25
1016638 | Locks, handles, hinges Etc. | B (Average): Asset is sound, operationally safe and exhibits only minor deterioration. | Category 3 (Recommended): Minor work required to prevent a deterioration of the service provided by the asset. | 40 | 2005-01-24 | 19.2498 | 68.3751 | x | 5 | 3. Moderate | 10185 | Predictive Maintenance | 91.25
1016639 | Flues (All Combustible Fuels) | B (Average): Asset is sound, operationally safe and exhibits only minor deterioration. | Category 3 (Recommended): Minor work required to prevent a deterioration of the service provided by the asset. | 30 | 1999-05-26 | 24.9172 | 61.3885 | x | 5 | 4. Significant | 10185 | Predictive Maintenance | 91.25
1016642 | Towel Rails, Mirrors, Toilet Roll Holders, Shelves, Pictures etc. | B (Average): Asset is sound, operationally safe and exhibits only minor deterioration. | Category 3 (Recommended): Minor work required to prevent a deterioration of the service provided by the asset. | 30 | 2019-10-12 | 4.5366 | 74.9756 | x | 5 | 2. Minor | 10185 | Predictive Maintenance | 182.5
1016644 | Software Functions | B (Average): Asset is sound, operationally safe and exhibits only minor deterioration. | Category 3 (Recommended): Minor work required to prevent a deterioration of the service provided by the asset. | 5 | 2021-08-15 | 2.694 | 67.2238 | x | 5 | 4. Significant | 10185 | Predictive Maintenance | 91.25
1016645 | Building Inspections | B (Average): Asset is sound, operationally safe and exhibits only minor deterioration. | Category 3 (Recommended): Minor work required to prevent a deterioration of the service provided by the asset. | 20 | 2006-01-29 | 18.2368 | 59.7632 | x | 5 | 2. Minor | 10185 | Predictive Maintenance | 182.5
1016646 | Building Inspections | B (Average): Asset is sound, operationally safe and exhibits only minor deterioration. | Category 3 (Recommended): Minor work required to prevent a deterioration of the service provided by the asset. | 20 | 2004-09-20 | 19.5948 | 58.4052 | x | 5 | 2. Minor | 10185 | Predictive Maintenance | 182.5
1016647 | Catering Equipment | A (Good): Asset is as new and can be expected to perform adequately to its full normal life if maintained appropriately. | Category 3 (Recommended): Minor work required to prevent a deterioration of the service provided by the asset. | 15 | 2016-01-28 | 8.2409 | 74.0121 | x | 5 | 2. Minor | 10185 | Predictive Maintenance | 182.5
1016651 | External Lighting including Illuminated Signs | B (Average): Asset is sound, operationally safe and exhibits only minor deterioration. | Category 3 (Recommended): Minor work required to prevent a deterioration of the service provided by the asset. | 15 | 2016-09-09 | 7.6249 | 67.8334 | x | 5 | 4. Significant | 10185 | Predictive Maintenance | 91.25
1016652 | External Lighting including Illuminated Signs | B (Average): Asset is sound, operationally safe and exhibits only minor deterioration. | Category 3 (Recommended): Minor work required to prevent a deterioration of the service provided by the asset. | 15 | 2010-01-21 | 14.2587 | 58.9884 | x | 5 | 4. Significant | 10185 | Predictive Maintenance | 91.25
1016653 | External Lighting including Illuminated Signs | B (Average): Asset is sound, operationally safe and exhibits only minor deterioration. | Category 3 (Recommended): Minor work required to prevent a deterioration of the service provided by the asset. | 15 | 2010-09-28 | 13.5743 | 59.901 | x | 5 | 4. Significant | 10185 | Predictive Maintenance | 91.25
1016654 | External Lighting including Illuminated Signs | B (Average): Asset is sound, operationally safe and exhibits only minor deterioration. | Category 3 (Recommended): Minor work required to prevent a deterioration of the service provided by the asset. | 15 | 2014-02-26 | 10.1602 | 64.4531 | x | 5 | 4. Significant | 10185 | Predictive Maintenance | 91.25
1016655 | External Lighting including Illuminated Signs | B (Average): Asset is sound, operationally safe and exhibits only minor deterioration. | Category 3 (Recommended): Minor work required to prevent a deterioration of the service provided by the asset. | 15 | 2014-04-09 | 10.0452 | 64.6064 | x | 5 | 4. Significant | 10185 | Predictive Maintenance | 91.25
1016656 | External Lighting including Illuminated Signs | B (Average): Asset is sound, operationally safe and exhibits only minor deterioration. | Category 3 (Recommended): Minor work required to prevent a deterioration of the service provided by the asset. | 15 | 2020-05-22 | 3.9261 | 72.7652 | x | 5 | 4. Significant | 10185 | Predictive Maintenance | 91.25
1016659 | Fittings, Furnishings and Equipment | B (Average): Asset is sound, operationally safe and exhibits only minor deterioration. | Category 3 (Recommended): Minor work required to prevent a deterioration of the service provided by the asset. | 5 | 2023-09-04 | 0.64066 | 75.4374 | x | 5 | 2. Minor | 10185 | Predictive Maintenance | 182.5
1016660 | Floors and Floor Finishes | B (Average): Asset is sound, operationally safe and exhibits only minor deterioration. | Category 3 (Recommended): Minor work required to prevent a deterioration of the service provided by the asset. | 30 | 1996-03-20 | 28.0986 | 59.2676 | x | 5 | 1. Negligible | 10185 | Predictive Maintenance | 182.5
1016662 | Lighting Fittings including Luminaires General | B (Average): Asset is sound, operationally safe and exhibits only minor deterioration. | Category 3 (Recommended): Minor work required to prevent a deterioration of the service provided by the asset. | 20 | 2017-03-26 | 7.0828 | 70.9172 | x | 5 | 3. Moderate | 10185 | Predictive Maintenance | 91.25
1016663 | Lighting Fittings including Luminaires General | B (Average): Asset is sound, operationally safe and exhibits only minor deterioration. | Category 3 (Recommended): Minor work required to prevent a deterioration of the service provided by the asset. | 20 | 2019-01-19 | 5.2649 | 72.7351 | x | 5 | 3. Moderate | 10185 | Predictive Maintenance | 91.25
1016664 | Lighting Fittings including Luminaires General | B (Average): Asset is sound, operationally safe and exhibits only minor deterioration. | Category 3 (Recommended): Minor work required to prevent a deterioration of the service provided by the asset. | 20 | 2013-12-08 | 10.3792 | 67.6208 | x | 5 | 3. Moderate | 10185 | Predictive Maintenance | 91.25
1016665 | Lighting Fittings including Luminaires General | B (Average): Asset is sound, operationally safe and exhibits only minor deterioration. | Category 3 (Recommended): Minor work required to prevent a deterioration of the service provided by the asset. | 20 | 2020-06-14 | 3.8631 | 74.1369 | x | 5 | 3. Moderate | 10185 | Predictive Maintenance | 91.25
1016666 | Lighting Fittings including Luminaires General | B (Average): Asset is sound, operationally safe and exhibits only minor deterioration. | Category 3 (Recommended): Minor work required to prevent a deterioration of the service provided by the asset. | 20 | 2011-09-11 | 12.6215 | 65.3785 | x | 5 | 3. Moderate | 10185 | Predictive Maintenance | 91.25
1016667 | Lighting Fittings including Luminaires General | B (Average): Asset is sound, operationally safe and exhibits only minor deterioration. | Category 3 (Recommended): Minor work required to prevent a deterioration of the service provided by the asset. | 20 | 2011-05-24 | 12.9227 | 65.0773 | x | 5 | 3. Moderate | 10185 | Predictive Maintenance | 91.25
1016668 | Lighting Fittings including Luminaires General | B (Average): Asset is sound, operationally safe and exhibits only minor deterioration. | Category 3 (Recommended): Minor work required to prevent a deterioration of the service provided by the asset. | 20 | 2010-04-12 | 14.037 | 63.963 | x | 5 | 3. Moderate | 10185 | Predictive Maintenance | 91.25
1016669 | Lighting Fittings including Luminaires General | B (Average): Asset is sound, operationally safe and exhibits only minor deterioration. | Category 3 (Recommended): Minor work required to prevent a deterioration of the service provided by the asset. | 20 | 2019-09-10 | 4.6242 | 73.3758 | x | 5 | 3. Moderate | 10185 | Predictive Maintenance | 91.25
1016670 | Lighting Fittings including Luminaires General | B (Average): Asset is sound, operationally safe and exhibits only minor deterioration. | Category 3 (Recommended): Minor work required to prevent a deterioration of the service provided by the asset. | 20 | 2022-07-14 | 1.7823 | 76.2177 | x | 5 | 3. Moderate | 10185 | Predictive Maintenance | 91.25
1016671 | Lighting Fittings including Luminaires General | B (Average): Asset is sound, operationally safe and exhibits only minor deterioration. | Category 3 (Recommended): Minor work required to prevent a deterioration of the service provided by the asset. | 20 | 2021-07-20 | 2.7652 | 75.2348 | x | 5 | 3. Moderate | 10185 | Predictive Maintenance | 91.25
1016672 | Lighting Fittings including Luminaires General | B (Average): Asset is sound, operationally safe and exhibits only minor deterioration. | Category 3 (Recommended): Minor work required to prevent a deterioration of the service provided by the asset. | 20 | 2007-09-01 | 16.6489 | 61.3511 | x | 5 | 3. Moderate | 10185 | Predictive Maintenance | 91.25
1016673 | Lighting Fittings including Luminaires General | B (Average): Asset is sound, operationally safe and exhibits only minor deterioration. | Category 3 (Recommended): Minor work required to prevent a deterioration of the service provided by the asset. | 20 | 2010-12-13 | 13.3662 | 64.6338 | x | 5 | 3. Moderate | 10185 | Predictive Maintenance | 91.25
1016692 | Pipework Systems - General | A (Good): Asset is as new and can be expected to perform adequately to its full normal life if maintained appropriately. | Category 4 (Normal): No work required beyond normal maintenance. | 45 | 2014-08-15 | 9.6947 | 87.6912 | x | 5 | 4. Significant | 10185 | Predictive Maintenance | 162.5
1016693 | Pipework Systems - General | A (Good): Asset is as new and can be expected to perform adequately to its full normal life if maintained appropriately. | Category 4 (Normal): No work required beyond normal maintenance. | 45 | 2008-11-23 | 15.4196 | 85.1469 | x | 5 | 4. Significant | 10185 | Predictive Maintenance | 162.5
1016694 | Internal Walls and Ceilings | B (Average): Asset is sound, operationally safe and exhibits only minor deterioration. | Category 3 (Recommended): Minor work required to prevent a deterioration of the service provided by the asset. | 25 | 2003-08-26 | 20.6653 | 61.4678 | x | 5 | 3. Moderate | 10185 | Predictive Maintenance | 91.25
1016695 | Internal Walls and Ceilings | B (Average): Asset is sound, operationally safe and exhibits only minor deterioration. | Category 3 (Recommended): Minor work required to prevent a deterioration of the service provided by the asset. | 25 | 2007-07-06 | 16.8049 | 64.5561 | x | 5 | 3. Moderate | 10185 | Predictive Maintenance | 91.25
1016696 | Internal Walls and Ceilings | B (Average): Asset is sound, operationally safe and exhibits only minor deterioration. | Category 3 (Recommended): Minor work required to prevent a deterioration of the service provided by the asset. | 25 | 2022-04-03 | 2.0616 | 76.3507 | x | 5 | 3. Moderate | 10185 | Predictive Maintenance | 91.25
1016704 | Portable Appliance Testing (PAT) - User Checks, Recorded Formal Visual Inspections and Combined Insp | B (Average): Asset is sound, operationally safe and exhibits only minor deterioration. | Category 3 (Recommended): Minor work required to prevent a deterioration of the service provided by the asset. | 20 | 2007-09-25 | 16.5832 | 61.4168 | x | 5 | 2. Minor | 10185 | Predictive Maintenance | 182.5
1016706 | Communications - Public Address Systems | B (Average): Asset is sound, operationally safe and exhibits only minor deterioration. | Category 3 (Recommended): Minor work required to prevent a deterioration of the service provided by the asset. | 20 | 2006-03-26 | 18.0835 | 59.9165 | x | 5 | 4. Significant | 10185 | Predictive Maintenance | 91.25
1016707 | Rainwater Downpipes and Gutters | B (Average): Asset is sound, operationally safe and exhibits only minor deterioration. | Category 3 (Recommended): Minor work required to prevent a deterioration of the service provided by the asset. | 50 | 1994-09-17 | 29.6044 | 66.1582 | x | 5 | 2. Minor | 10185 | Predictive Maintenance | 182.5
1016708 | Roof Coverings and Flashings | B (Average): Asset is sound, operationally safe and exhibits only minor deterioration. | Category 3 (Recommended): Minor work required to prevent a deterioration of the service provided by the asset. | 40 | 2000-03-30 | 24.0712 | 65.9644 | x | 5 | 4. Significant | 10185 | Predictive Maintenance | 91.25
1016709 | Service Drainage | B (Average): Asset is sound, operationally safe and exhibits only minor deterioration. | Category 3 (Recommended): Minor work required to prevent a deterioration of the service provided by the asset. | 25 | 2011-01-09 | 13.2923 | 67.3662 | x | 5 | 4. Significant | 10185 | Predictive Maintenance | 91.25
1016710 | Service Drainage | B (Average): Asset is sound, operationally safe and exhibits only minor deterioration. | Category 3 (Recommended): Minor work required to prevent a deterioration of the service provided by the asset. | 25 | 2019-03-21 | 5.0979 | 73.9217 | x | 5 | 4. Significant | 10185 | Predictive Maintenance | 91.25
1016711 | Service Drainage | B (Average): Asset is sound, operationally safe and exhibits only minor deterioration. | Category 3 (Recommended): Minor work required to prevent a deterioration of the service provided by the asset. | 25 | 2012-04-01 | 12.0657 | 68.3474 | x | 5 | 4. Significant | 10185 | Predictive Maintenance | 91.25
1016712 | Service Drainage | B (Average): Asset is sound, operationally safe and exhibits only minor deterioration. | Category 3 (Recommended): Minor work required to prevent a deterioration of the service provided by the asset. | 25 | 2001-04-19 | 23.0171 | 59.5863 | x | 5 | 4. Significant | 10185 | Predictive Maintenance | 91.25
1016713 | Service Drainage | B (Average): Asset is sound, operationally safe and exhibits only minor deterioration. | Category 3 (Recommended): Minor work required to prevent a deterioration of the service provided by the asset. | 25 | 2004-07-21 | 19.7618 | 62.1906 | x | 5 | 4. Significant | 10185 | Predictive Maintenance | 91.25
1016714 | Service Drainage | B (Average): Asset is sound, operationally safe and exhibits only minor deterioration. | Category 3 (Recommended): Minor work required to prevent a deterioration of the service provided by the asset. | 25 | 2002-01-06 | 22.2998 | 60.1602 | x | 5 | 4. Significant | 10185 | Predictive Maintenance | 91.25
1016715 | Service Drainage | B (Average): Asset is sound, operationally safe and exhibits only minor deterioration. | Category 3 (Recommended): Minor work required to prevent a deterioration of the service provided by the asset. | 25 | 2005-01-20 | 19.2608 | 62.5914 | x | 5 | 4. Significant | 10185 | Predictive Maintenance | 91.25
1016716 | Service Drainage | B (Average): Asset is sound, operationally safe and exhibits only minor deterioration. | Category 3 (Recommended): Minor work required to prevent a deterioration of the service provided by the asset. | 25 | 2009-05-21 | 14.9295 | 66.0564 | x | 5 | 4. Significant | 10185 | Predictive Maintenance | 91.25
1016717 | Service Drainage | B (Average): Asset is sound, operationally safe and exhibits only minor deterioration. | Category 3 (Recommended): Minor work required to prevent a deterioration of the service provided by the asset. | 25 | 2010-11-23 | 13.4209 | 67.2632 | x | 5 | 4. Significant | 10185 | Predictive Maintenance | 91.25
1016718 | Service Drainage | B (Average): Asset is sound, operationally safe and exhibits only minor deterioration. | Category 3 (Recommended): Minor work required to prevent a deterioration of the service provided by the asset. | 25 | 2012-02-20 | 12.178 | 68.2576 | x | 5 | 4. Significant | 10185 | Predictive Maintenance | 91.25
1016719 | Service Drainage | B (Average): Asset is sound, operationally safe and exhibits only minor deterioration. | Category 3 (Recommended): Minor work required to prevent a deterioration of the service provided by the asset. | 25 | 2004-12-22 | 19.3402 | 62.5279 | x | 5 | 4. Significant | 10185 | Predictive Maintenance | 91.25
1016720 | Service Drainage | B (Average): Asset is sound, operationally safe and exhibits only minor deterioration. | Category 3 (Recommended): Minor work required to prevent a deterioration of the service provided by the asset. | 25 | 2003-06-16 | 20.8597 | 61.3123 | x | 5 | 4. Significant | 10185 | Predictive Maintenance | 91.25
1016721 | Service Drainage | B (Average): Asset is sound, operationally safe and exhibits only minor deterioration. | Category 3 (Recommended): Minor work required to prevent a deterioration of the service provided by the asset. | 25 | 2018-02-23 | 6.1684 | 73.0653 | x | 5 | 4. Significant | 10185 | Predictive Maintenance | 91.25
1016722 | Service Drainage | B (Average): Asset is sound, operationally safe and exhibits only minor deterioration. | Category 3 (Recommended): Minor work required to prevent a deterioration of the service provided by the asset. | 25 | 2009-11-19 | 14.4312 | 66.455 | x | 5 | 4. Significant | 10185 | Predictive Maintenance | 91.25
1016723 | Service Drainage | B (Average): Asset is sound, operationally safe and exhibits only minor deterioration. | Category 3 (Recommended): Minor work required to prevent a deterioration of the service provided by the asset. | 25 | 2018-12-28 | 5.3251 | 73.7399 | x | 5 | 4. Significant | 10185 | Predictive Maintenance | 91.25
1016724 | Service Drainage | B (Average): Asset is sound, operationally safe and exhibits only minor deterioration. | Category 3 (Recommended): Minor work required to prevent a deterioration of the service provided by the asset. | 25 | 2023-11-19 | 0.43258 | 77.6539 | x | 5 | 4. Significant | 10185 | Predictive Maintenance | 91.25
1016725 | Service Drainage | B (Average): Asset is sound, operationally safe and exhibits only minor deterioration. | Category 3 (Recommended): Minor work required to prevent a deterioration of the service provided by the asset. | 25 | 2013-05-24 | 10.9213 | 69.263 | x | 5 | 4. Significant | 10185 | Predictive Maintenance | 91.25
1016726 | Service Drainage | B (Average): Asset is sound, operationally safe and exhibits only minor deterioration. | Category 3 (Recommended): Minor work required to prevent a deterioration of the service provided by the asset. | 25 | 2003-03-22 | 21.0951 | 61.1239 | x | 5 | 4. Significant | 10185 | Predictive Maintenance | 91.25
1016729 | Television and Signal Receiving Equipment | B (Average): Asset is sound, operationally safe and exhibits only minor deterioration. | Category 3 (Recommended): Minor work required to prevent a deterioration of the service provided by the asset. | 15 | 2016-09-29 | 7.5702 | 67.9065 | x | 5 | 3. Moderate | 10185 | Predictive Maintenance | 91.25
1016730 | Ductwork System - General | B (Average): Asset is sound, operationally safe and exhibits only minor deterioration. | Category 3 (Recommended): Minor work required to prevent a deterioration of the service provided by the asset. | 30 | 2016-07-14 | 7.781 | 72.8127 | x | 5 | 3. Moderate | 10185 | Predictive Maintenance | 91.25
1016744 | Manually operated Vertical & Horizontal blinds | B (Average): Asset is sound, operationally safe and exhibits only minor deterioration. | Category 3 (Recommended): Minor work required to prevent a deterioration of the service provided by the asset. | 20 | 2019-03-24 | 5.0897 | 72.9103 | x | 5 | 1. Negligible | 10185 | Predictive Maintenance | 182.5
1016745 | Windows Internal and External | B (Average): Asset is sound, operationally safe and exhibits only minor deterioration. | Category 3 (Recommended): Minor work required to prevent a deterioration of the service provided by the asset. | 39 | 2020-04-28 | 3.9918 | 75.9529 | x | 5 | 3. Moderate | 10185 | Predictive Maintenance | 91.25
1016746 | Windows Internal and External | B (Average): Asset is sound, operationally safe and exhibits only minor deterioration. | Category 3 (Recommended): Minor work required to prevent a deterioration of the service provided by the asset. | 36 | 1999-02-04 | 25.2211 | 63.9883 | x | 5 | 3. Moderate | 10185 | Predictive Maintenance | 91.25
1016747 | Windows Internal and External | B (Average): Asset is sound, operationally safe and exhibits only minor deterioration. | Category 3 (Recommended): Minor work required to prevent a deterioration of the service provided by the asset. | 38 | 2023-10-10 | 0.54209 | 77.7147 | x | 5 | 3. Moderate | 10185 | Predictive Maintenance | 91.25
1016750 | Locks, handles, hinges Etc. | B (Average): Asset is sound, operationally safe and exhibits only minor deterioration. | Category 3 (Recommended): Minor work required to prevent a deterioration of the service provided by the asset. | 40 | 2001-03-10 | 23.1266 | 72.4367 | x | 2 | 3. Moderate | 11972 | Predictive Maintenance | 91.25
1016751 | Flues (All Combustible Fuels) | B (Average): Asset is sound, operationally safe and exhibits only minor deterioration. | Category 3 (Recommended): Minor work required to prevent a deterioration of the service provided by the asset. | 15 | 2015-05-14 | 8.95 | 72.0666 | x | 2 | 4. Significant | 11972 | Predictive Maintenance | 91.25
1016754 | Towel Rails, Mirrors, Toilet Roll Holders, Shelves, Pictures etc. | B (Average): Asset is sound, operationally safe and exhibits only minor deterioration. | Category 3 (Recommended): Minor work required to prevent a deterioration of the service provided by the asset. | 30 | 2024-01-11 | 0.28747 | 83.8084 | x | 2 | 2. Minor | 11972 | Predictive Maintenance | 182.5
1016755 | Outstations | B (Average): Asset is sound, operationally safe and exhibits only minor deterioration. | Category 3 (Recommended): Minor work required to prevent a deterioration of the service provided by the asset. | 10 | 2015-08-24 | 8.6708 | 66.6585 | x | 2 | 4. Significant | 11972 | Predictive Maintenance | 91.25
1016756 | Software Functions | B (Average): Asset is sound, operationally safe and exhibits only minor deterioration. | Category 3 (Recommended): Minor work required to prevent a deterioration of the service provided by the asset. | 5 | 2021-12-31 | 2.3162 | 74.7351 | x | 2 | 4. Significant | 11972 | Predictive Maintenance | 91.25
1016757 | Building Inspections | B (Average): Asset is sound, operationally safe and exhibits only minor deterioration. | Category 3 (Recommended): Minor work required to prevent a deterioration of the service provided by the asset. | 20 | 2010-03-17 | 14.1081 | 69.8919 | x | 2 | 2. Minor | 11972 | Predictive Maintenance | 182.5
1016762 | External Lighting including Illuminated Signs | B (Average): Asset is sound, operationally safe and exhibits only minor deterioration. | Category 3 (Recommended): Minor work required to prevent a deterioration of the service provided by the asset. | 15 | 2018-08-10 | 5.7084 | 76.3888 | x | 2 | 4. Significant | 11972 | Predictive Maintenance | 91.25
1016763 | External Lighting including Illuminated Signs | B (Average): Asset is sound, operationally safe and exhibits only minor deterioration. | Category 3 (Recommended): Minor work required to prevent a deterioration of the service provided by the asset. | 15 | 2010-04-11 | 14.0397 | 65.2804 | x | 2 | 4. Significant | 11972 | Predictive Maintenance | 91.25
1016764 | External Lighting including Illuminated Signs | B (Average): Asset is sound, operationally safe and exhibits only minor deterioration. | Category 3 (Recommended): Minor work required to prevent a deterioration of the service provided by the asset. | 15 | 2011-10-29 | 12.4901 | 67.3466 | x | 2 | 4. Significant | 11972 | Predictive Maintenance | 91.25
1016765 | External Lighting including Illuminated Signs | B (Average): Asset is sound, operationally safe and exhibits only minor deterioration. | Category 3 (Recommended): Minor work required to prevent a deterioration of the service provided by the asset. | 15 | 2013-01-15 | 11.2745 | 68.9674 | x | 2 | 4. Significant | 11972 | Predictive Maintenance | 91.25
1016772 | Fittings, Furnishings and Equipment | B (Average): Asset is sound, operationally safe and exhibits only minor deterioration. | Category 3 (Recommended): Minor work required to prevent a deterioration of the service provided by the asset. | 5 | 2022-09-30 | 1.5688 | 77.7248 | x | 2 | 2. Minor | 11972 | Predictive Maintenance | 182.5
1016773 | Fittings, Furnishings and Equipment | B (Average): Asset is sound, operationally safe and exhibits only minor deterioration. | Category 3 (Recommended): Minor work required to prevent a deterioration of the service provided by the asset. | 5 | 2020-02-03 | 4.2245 | 67.102 | x | 2 | 2. Minor | 11972 | Predictive Maintenance | 182.5
1016774 | Fittings, Furnishings and Equipment | B (Average): Asset is sound, operationally safe and exhibits only minor deterioration. | Category 3 (Recommended): Minor work required to prevent a deterioration of the service provided by the asset. | 5 | 2020-09-26 | 3.5784 | 69.6865 | x | 2 | 2. Minor | 11972 | Predictive Maintenance | 182.5
1016775 | Fittings, Furnishings and Equipment | B (Average): Asset is sound, operationally safe and exhibits only minor deterioration. | Category 3 (Recommended): Minor work required to prevent a deterioration of the service provided by the asset. | 5 | 2021-12-18 | 2.3518 | 74.5927 | x | 2 | 2. Minor | 11972 | Predictive Maintenance | 182.5
1016776 | Floors and Floor Finishes | B (Average): Asset is sound, operationally safe and exhibits only minor deterioration. | Category 3 (Recommended): Minor work required to prevent a deterioration of the service provided by the asset. | 30 | 2001-08-20 | 22.6804 | 68.8798 | x | 2 | 1. Negligible | 11972 | Predictive Maintenance | 182.5
1016777 | Laboratory Fume Cupboard | B (Average): Asset is sound, operationally safe and exhibits only minor deterioration. | Category 3 (Recommended): Minor work required to prevent a deterioration of the service provided by the asset. | 15 | 2016-03-18 | 8.104 | 73.1946 | x | 2 | 4. Significant | 11972 | Predictive Maintenance | 91.25
1016779 | Lighting Fittings including Luminaires General | B (Average): Asset is sound, operationally safe and exhibits only minor deterioration. | Category 3 (Recommended): Minor work required to prevent a deterioration of the service provided by the asset. | 20 | 2019-07-18 | 4.7721 | 79.2279 | x | 2 | 3. Moderate | 11972 | Predictive Maintenance | 91.25
1016780 | Lighting Fittings including Luminaires General | B (Average): Asset is sound, operationally safe and exhibits only minor deterioration. | Category 3 (Recommended): Minor work required to prevent a deterioration of the service provided by the asset. | 20 | 2020-05-29 | 3.9069 | 80.0931 | x | 2 | 3. Moderate | 11972 | Predictive Maintenance | 91.25
1016781 | Lighting Fittings including Luminaires General | B (Average): Asset is sound, operationally safe and exhibits only minor deterioration. | Category 3 (Recommended): Minor work required to prevent a deterioration of the service provided by the asset. | 20 | 2014-11-22 | 9.4237 | 74.5763 | x | 2 | 3. Moderate | 11972 | Predictive Maintenance | 91.25
1016782 | Lighting Fittings including Luminaires General | B (Average): Asset is sound, operationally safe and exhibits only minor deterioration. | Category 3 (Recommended): Minor work required to prevent a deterioration of the service provided by the asset. | 20 | 2017-12-15 | 6.36 | 77.64 | x | 2 | 3. Moderate | 11972 | Predictive Maintenance | 91.25
1016783 | Lighting Fittings including Luminaires General | B (Average): Asset is sound, operationally safe and exhibits only minor deterioration. | Category 3 (Recommended): Minor work required to prevent a deterioration of the service provided by the asset. | 20 | 2004-11-28 | 19.4059 | 64.5941 | x | 2 | 3. Moderate | 11972 | Predictive Maintenance | 91.25
1016784 | Lighting Fittings including Luminaires General | B (Average): Asset is sound, operationally safe and exhibits only minor deterioration. | Category 3 (Recommended): Minor work required to prevent a deterioration of the service provided by the asset. | 20 | 2016-09-01 | 7.6468 | 76.3532 | x | 2 | 3. Moderate | 11972 | Predictive Maintenance | 91.25
1016785 | Lighting Fittings including Luminaires General | B (Average): Asset is sound, operationally safe and exhibits only minor deterioration. | Category 3 (Recommended): Minor work required to prevent a deterioration of the service provided by the asset. | 20 | 2012-10-23 | 11.5044 | 72.4956 | x | 2 | 3. Moderate | 11972 | Predictive Maintenance | 91.25
1016786 | Lighting Fittings including Luminaires General | B (Average): Asset is sound, operationally safe and exhibits only minor deterioration. | Category 3 (Recommended): Minor work required to prevent a deterioration of the service provided by the asset. | 20 | 2005-06-28 | 18.8255 | 65.1745 | x | 2 | 3. Moderate | 11972 | Predictive Maintenance | 91.25
1016787 | Lighting Fittings including Luminaires General | B (Average): Asset is sound, operationally safe and exhibits only minor deterioration. | Category 3 (Recommended): Minor work required to prevent a deterioration of the service provided by the asset. | 20 | 2008-01-06 | 16.3012 | 67.6988 | x | 2 | 3. Moderate | 11972 | Predictive Maintenance | 91.25
1016788 | Lighting Fittings including Luminaires General | B (Average): Asset is sound, operationally safe and exhibits only minor deterioration. | Category 3 (Recommended): Minor work required to prevent a deterioration of the service provided by the asset. | 20 | 2004-03-05 | 20.1396 | 63.8604 | x | 2 | 3. Moderate | 11972 | Predictive Maintenance | 91.25
1016789 | Lighting Fittings including Luminaires General | B (Average): Asset is sound, operationally safe and exhibits only minor deterioration. | Category 3 (Recommended): Minor work required to prevent a deterioration of the service provided by the asset. | 20 | 2014-07-30 | 9.7385 | 74.2615 | x | 2 | 3. Moderate | 11972 | Predictive Maintenance | 91.25
1016790 | Lighting Fittings including Luminaires General | B (Average): Asset is sound, operationally safe and exhibits only minor deterioration. | Category 3 (Recommended): Minor work required to prevent a deterioration of the service provided by the asset. | 20 | 2006-06-22 | 17.8426 | 66.1574 | x | 2 | 3. Moderate | 11972 | Predictive Maintenance | 91.25
1016791 | Lighting Fittings including Luminaires General | B (Average): Asset is sound, operationally safe and exhibits only minor deterioration. | Category 3 (Recommended): Minor work required to prevent a deterioration of the service provided by the asset. | 20 | 2010-04-25 | 14.0014 | 69.9986 | x | 2 | 3. Moderate | 11972 | Predictive Maintenance | 91.25
1016792 | Lighting Fittings including Luminaires General | B (Average): Asset is sound, operationally safe and exhibits only minor deterioration. | Category 3 (Recommended): Minor work required to prevent a deterioration of the service provided by the asset. | 20 | 2022-07-07 | 1.8015 | 82.1985 | x | 2 | 3. Moderate | 11972 | Predictive Maintenance | 91.25
1016793 | Lighting Fittings including Luminaires General | B (Average): Asset is sound, operationally safe and exhibits only minor deterioration. | Category 3 (Recommended): Minor work required to prevent a deterioration of the service provided by the asset. | 20 | 2011-06-20 | 12.8487 | 71.1513 | x | 2 | 3. Moderate | 11972 | Predictive Maintenance | 91.25
1016794 | Lighting Fittings including Luminaires General | B (Average): Asset is sound, operationally safe and exhibits only minor deterioration. | Category 3 (Recommended): Minor work required to prevent a deterioration of the service provided by the asset. | 20 | 2008-08-03 | 15.7262 | 68.2738 | x | 2 | 3. Moderate | 11972 | Predictive Maintenance | 91.25
1016795 | Lighting Fittings including Luminaires General | B (Average): Asset is sound, operationally safe and exhibits only minor deterioration. | Category 3 (Recommended): Minor work required to prevent a deterioration of the service provided by the asset. | 20 | 2016-07-03 | 7.8111 | 76.1889 | x | 2 | 3. Moderate | 11972 | Predictive Maintenance | 91.25
1016796 | Lighting Fittings including Luminaires General | B (Average): Asset is sound, operationally safe and exhibits only minor deterioration. | Category 3 (Recommended): Minor work required to prevent a deterioration of the service provided by the asset. | 20 | 2015-09-12 | 8.6188 | 75.3812 | x | 2 | 3. Moderate | 11972 | Predictive Maintenance | 91.25
1016797 | Lighting Fittings including Luminaires General | B (Average): Asset is sound, operationally safe and exhibits only minor deterioration. | Category 3 (Recommended): Minor work required to prevent a deterioration of the service provided by the asset. | 20 | 2015-12-08 | 8.3806 | 75.6194 | x | 2 | 3. Moderate | 11972 | Predictive Maintenance | 91.25
1016798 | Lighting Fittings including Luminaires General | B (Average): Asset is sound, operationally safe and exhibits only minor deterioration. | Category 3 (Recommended): Minor work required to prevent a deterioration of the service provided by the asset. | 20 | 2013-11-25 | 10.4148 | 73.5852 | x | 2 | 3. Moderate | 11972 | Predictive Maintenance | 91.25
1016799 | Lighting Fittings including Luminaires General | B (Average): Asset is sound, operationally safe and exhibits only minor deterioration. | Category 3 (Recommended): Minor work required to prevent a deterioration of the service provided by the asset. | 20 | 2004-10-14 | 19.5291 | 64.4709 | x | 2 | 3. Moderate | 11972 | Predictive Maintenance | 91.25
1016800 | Lighting Fittings including Luminaires General | B (Average): Asset is sound, operationally safe and exhibits only minor deterioration. | Category 3 (Recommended): Minor work required to prevent a deterioration of the service provided by the asset. | 20 | 2023-07-10 | 0.79398 | 83.206 | x | 2 | 3. Moderate | 11972 | Predictive Maintenance | 91.25
1016801 | Lighting Fittings including Luminaires General | B (Average): Asset is sound, operationally safe and exhibits only minor deterioration. | Category 3 (Recommended): Minor work required to prevent a deterioration of the service provided by the asset. | 20 | 2009-05-26 | 14.9158 | 69.0842 | x | 2 | 3. Moderate | 11972 | Predictive Maintenance | 91.25
1016802 | Lighting Fittings including Luminaires General | B (Average): Asset is sound, operationally safe and exhibits only minor deterioration. | Category 3 (Recommended): Minor work required to prevent a deterioration of the service provided by the asset. | 20 | 2005-08-28 | 18.6585 | 65.3415 | x | 2 | 3. Moderate | 11972 | Predictive Maintenance | 91.25
1016803 | Lighting Fittings including Luminaires General | B (Average): Asset is sound, operationally safe and exhibits only minor deterioration. | Category 3 (Recommended): Minor work required to prevent a deterioration of the service provided by the asset. | 20 | 2021-01-25 | 3.2471 | 80.7529 | x | 2 | 3. Moderate | 11972 | Predictive Maintenance | 91.25
1016804 | Lighting Fittings including Luminaires General | B (Average): Asset is sound, operationally safe and exhibits only minor deterioration. | Category 3 (Recommended): Minor work required to prevent a deterioration of the service provided by the asset. | 20 | 2016-01-07 | 8.2984 | 75.7016 | x | 2 | 3. Moderate | 11972 | Predictive Maintenance | 91.25
1016805 | Lighting Fittings including Luminaires General | B (Average): Asset is sound, operationally safe and exhibits only minor deterioration. | Category 3 (Recommended): Minor work required to prevent a deterioration of the service provided by the asset. | 20 | 2021-08-28 | 2.6585 | 81.3415 | x | 2 | 3. Moderate | 11972 | Predictive Maintenance | 91.25
1016806 | Lighting Fittings including Luminaires General | B (Average): Asset is sound, operationally safe and exhibits only minor deterioration. | Category 3 (Recommended): Minor work required to prevent a deterioration of the service provided by the asset. | 20 | 2010-12-13 | 13.3662 | 70.6338 | x | 2 | 3. Moderate | 11972 | Predictive Maintenance | 91.25
1016807 | Lighting Fittings including Luminaires General | B (Average): Asset is sound, operationally safe and exhibits only minor deterioration. | Category 3 (Recommended): Minor work required to prevent a deterioration of the service provided by the asset. | 20 | 2023-11-22 | 0.42437 | 83.5756 | x | 2 | 3. Moderate | 11972 | Predictive Maintenance | 91.25
1016808 | Lighting Fittings including Luminaires General | B (Average): Asset is sound, operationally safe and exhibits only minor deterioration. | Category 3 (Recommended): Minor work required to prevent a deterioration of the service provided by the asset. | 20 | 2004-06-16 | 19.8576 | 64.1424 | x | 2 | 3. Moderate | 11972 | Predictive Maintenance | 91.25
1016809 | Lighting Fittings including Luminaires General | B (Average): Asset is sound, operationally safe and exhibits only minor deterioration. | Category 3 (Recommended): Minor work required to prevent a deterioration of the service provided by the asset. | 20 | 2011-08-21 | 12.679 | 71.321 | x | 2 | 3. Moderate | 11972 | Predictive Maintenance | 91.25
1016810 | Lighting Fittings including Luminaires General | B (Average): Asset is sound, operationally safe and exhibits only minor deterioration. | Category 3 (Recommended): Minor work required to prevent a deterioration of the service provided by the asset. | 20 | 2005-01-23 | 19.2526 | 64.7474 | x | 2 | 3. Moderate | 11972 | Predictive Maintenance | 91.25
1016811 | Lighting Fittings including Luminaires General | B (Average): Asset is sound, operationally safe and exhibits only minor deterioration. | Category 3 (Recommended): Minor work required to prevent a deterioration of the service provided by the asset. | 20 | 2022-04-30 | 1.9877 | 82.0123 | x | 2 | 3. Moderate | 11972 | Predictive Maintenance | 91.25
1016812 | Lighting Fittings including Luminaires General | B (Average): Asset is sound, operationally safe and exhibits only minor deterioration. | Category 3 (Recommended): Minor work required to prevent a deterioration of the service provided by the asset. | 20 | 2018-12-22 | 5.3415 | 78.6585 | x | 2 | 3. Moderate | 11972 | Predictive Maintenance | 91.25
1016813 | Lighting Fittings including Luminaires General | B (Average): Asset is sound, operationally safe and exhibits only minor deterioration. | Category 3 (Recommended): Minor work required to prevent a deterioration of the service provided by the asset. | 20 | 2017-11-12 | 6.4504 | 77.5496 | x | 2 | 3. Moderate | 11972 | Predictive Maintenance | 91.25
1016814 | Lighting Fittings including Luminaires General | B (Average): Asset is sound, operationally safe and exhibits only minor deterioration. | Category 3 (Recommended): Minor work required to prevent a deterioration of the service provided by the asset. | 20 | 2018-11-09 | 5.4593 | 78.5407 | x | 2 | 3. Moderate | 11972 | Predictive Maintenance | 91.25
1016815 | Lighting Fittings including Luminaires General | B (Average): Asset is sound, operationally safe and exhibits only minor deterioration. | Category 3 (Recommended): Minor work required to prevent a deterioration of the service provided by the asset. | 20 | 2009-11-30 | 14.4011 | 69.5989 | x | 2 | 3. Moderate | 11972 | Predictive Maintenance | 91.25
1016816 | Lighting Fittings including Luminaires General | B (Average): Asset is sound, operationally safe and exhibits only minor deterioration. | Category 3 (Recommended): Minor work required to prevent a deterioration of the service provided by the asset. | 20 | 2014-07-19 | 9.7687 | 74.2313 | x | 2 | 3. Moderate | 11972 | Predictive Maintenance | 91.25
1016817 | Lighting Fittings including Luminaires General | B (Average): Asset is sound, operationally safe and exhibits only minor deterioration. | Category 3 (Recommended): Minor work required to prevent a deterioration of the service provided by the asset. | 20 | 2008-05-23 | 15.9233 | 68.0767 | x | 2 | 3. Moderate | 11972 | Predictive Maintenance | 91.25
1016818 | Lighting Fittings including Luminaires General | B (Average): Asset is sound, operationally safe and exhibits only minor deterioration. | Category 3 (Recommended): Minor work required to prevent a deterioration of the service provided by the asset. | 20 | 2015-05-11 | 8.9582 | 75.0418 | x | 2 | 3. Moderate | 11972 | Predictive Maintenance | 91.25
1016819 | Lighting Fittings including Luminaires General | B (Average): Asset is sound, operationally safe and exhibits only minor deterioration. | Category 3 (Recommended): Minor work required to prevent a deterioration of the service provided by the asset. | 20 | 2012-08-01 | 11.7317 | 72.2683 | x | 2 | 3. Moderate | 11972 | Predictive Maintenance | 91.25
1016820 | Lighting Fittings including Luminaires General | B (Average): Asset is sound, operationally safe and exhibits only minor deterioration. | Category 3 (Recommended): Minor work required to prevent a deterioration of the service provided by the asset. | 20 | 2023-06-20 | 0.84873 | 83.1513 | x | 2 | 3. Moderate | 11972 | Predictive Maintenance | 91.25
1016821 | Lighting Fittings including Luminaires General | B (Average): Asset is sound, operationally safe and exhibits only minor deterioration. | Category 3 (Recommended): Minor work required to prevent a deterioration of the service provided by the asset. | 20 | 2015-03-13 | 9.1198 | 74.8802 | x | 2 | 3. Moderate | 11972 | Predictive Maintenance | 91.25
1016822 | Lighting Fittings including Luminaires General | B (Average): Asset is sound, operationally safe and exhibits only minor deterioration. | Category 3 (Recommended): Minor work required to prevent a deterioration of the service provided by the asset. | 20 | 2015-07-05 | 8.8077 | 75.1923 | x | 2 | 3. Moderate | 11972 | Predictive Maintenance | 91.25
1016823 | Lighting Fittings including Luminaires General | B (Average): Asset is sound, operationally safe and exhibits only minor deterioration. | Category 3 (Recommended): Minor work required to prevent a deterioration of the service provided by the asset. | 20 | 2007-08-03 | 16.7283 | 67.2717 | x | 2 | 3. Moderate | 11972 | Predictive Maintenance | 91.25
1016824 | Lighting Fittings including Luminaires General | B (Average): Asset is sound, operationally safe and exhibits only minor deterioration. | Category 3 (Recommended): Minor work required to prevent a deterioration of the service provided by the asset. | 20 | 2017-07-11 | 6.7899 | 77.2101 | x | 2 | 3. Moderate | 11972 | Predictive Maintenance | 91.25
1016825 | Lighting Fittings including Luminaires General | B (Average): Asset is sound, operationally safe and exhibits only minor deterioration. | Category 3 (Recommended): Minor work required to prevent a deterioration of the service provided by the asset. | 20 | 2005-07-01 | 18.8172 | 65.1828 | x | 2 | 3. Moderate | 11972 | Predictive Maintenance | 91.25
1016826 | Lighting Fittings including Luminaires General | B (Average): Asset is sound, operationally safe and exhibits only minor deterioration. | Category 3 (Recommended): Minor work required to prevent a deterioration of the service provided by the asset. | 20 | 2022-03-31 | 2.0698 | 81.9302 | x | 2 | 3. Moderate | 11972 | Predictive Maintenance | 91.25
1016827 | Lighting Fittings including Luminaires General | B (Average): Asset is sound, operationally safe and exhibits only minor deterioration. | Category 3 (Recommended): Minor work required to prevent a deterioration of the service provided by the asset. | 20 | 2005-04-29 | 18.9897 | 65.0103 | x | 2 | 3. Moderate | 11972 | Predictive Maintenance | 91.25
1016828 | Lighting Fittings including Luminaires General | B (Average): Asset is sound, operationally safe and exhibits only minor deterioration. | Category 3 (Recommended): Minor work required to prevent a deterioration of the service provided by the asset. | 20 | 2010-08-16 | 13.692 | 70.308 | x | 2 | 3. Moderate | 11972 | Predictive Maintenance | 91.25
1016829 | Lighting Fittings including Luminaires General | B (Average): Asset is sound, operationally safe and exhibits only minor deterioration. | Category 3 (Recommended): Minor work required to prevent a deterioration of the service provided by the asset. | 20 | 2004-08-04 | 19.7235 | 64.2765 | x | 2 | 3. Moderate | 11972 | Predictive Maintenance | 91.25
1016830 | Lighting Fittings including Luminaires General | B (Average): Asset is sound, operationally safe and exhibits only minor deterioration. | Category 3 (Recommended): Minor work required to prevent a deterioration of the service provided by the asset. | 20 | 2018-05-08 | 5.9658 | 78.0342 | x | 2 | 3. Moderate | 11972 | Predictive Maintenance | 91.25
1016831 | Lighting Fittings including Luminaires General | B (Average): Asset is sound, operationally safe and exhibits only minor deterioration. | Category 3 (Recommended): Minor work required to prevent a deterioration of the service provided by the asset. | 20 | 2022-02-04 | 2.2204 | 81.7796 | x | 2 | 3. Moderate | 11972 | Predictive Maintenance | 91.25
1016832 | Lighting Fittings including Luminaires General | B (Average): Asset is sound, operationally safe and exhibits only minor deterioration. | Category 3 (Recommended): Minor work required to prevent a deterioration of the service provided by the asset. | 20 | 2018-11-30 | 5.4018 | 78.5982 | x | 2 | 3. Moderate | 11972 | Predictive Maintenance | 91.25
1016833 | Lighting Fittings including Luminaires General | B (Average): Asset is sound, operationally safe and exhibits only minor deterioration. | Category 3 (Recommended): Minor work required to prevent a deterioration of the service provided by the asset. | 20 | 2011-12-26 | 12.3313 | 71.6687 | x | 2 | 3. Moderate | 11972 | Predictive Maintenance | 91.25
1016834 | Lighting Fittings including Luminaires General | B (Average): Asset is sound, operationally safe and exhibits only minor deterioration. | Category 3 (Recommended): Minor work required to prevent a deterioration of the service provided by the asset. | 20 | 2008-04-15 | 16.0274 | 67.9726 | x | 2 | 3. Moderate | 11972 | Predictive Maintenance | 91.25
1016835 | Lighting Fittings including Luminaires General | B (Average): Asset is sound, operationally safe and exhibits only minor deterioration. | Category 3 (Recommended): Minor work required to prevent a deterioration of the service provided by the asset. | 20 | 2012-10-05 | 11.5537 | 72.4463 | x | 2 | 3. Moderate | 11972 | Predictive Maintenance | 91.25
1016836 | Lighting Fittings including Luminaires General | B (Average): Asset is sound, operationally safe and exhibits only minor deterioration. | Category 3 (Recommended): Minor work required to prevent a deterioration of the service provided by the asset. | 20 | 2009-01-07 | 15.2964 | 68.7036 | x | 2 | 3. Moderate | 11972 | Predictive Maintenance | 91.25
1016837 | Lighting Fittings including Luminaires General | B (Average): Asset is sound, operationally safe and exhibits only minor deterioration. | Category 3 (Recommended): Minor work required to prevent a deterioration of the service provided by the asset. | 20 | 2015-02-19 | 9.18 | 74.82 | x | 2 | 3. Moderate | 11972 | Predictive Maintenance | 91.25
1016874 | Internal Walls and Ceilings | B (Average): Asset is sound, operationally safe and exhibits only minor deterioration. | Category 3 (Recommended): Minor work required to prevent a deterioration of the service provided by the asset. | 25 | 2003-10-17 | 20.5229 | 67.5817 | x | 2 | 3. Moderate | 11972 | Predictive Maintenance | 91.25
1016875 | Internal Walls and Ceilings | B (Average): Asset is sound, operationally safe and exhibits only minor deterioration. | Category 3 (Recommended): Minor work required to prevent a deterioration of the service provided by the asset. | 25 | 2010-03-22 | 14.0945 | 72.7244 | x | 2 | 3. Moderate | 11972 | Predictive Maintenance | 91.25
1016876 | Internal Walls and Ceilings | B (Average): Asset is sound, operationally safe and exhibits only minor deterioration. | Category 3 (Recommended): Minor work required to prevent a deterioration of the service provided by the asset. | 25 | 2007-08-23 | 16.6735 | 70.6612 | x | 2 | 3. Moderate | 11972 | Predictive Maintenance | 91.25
1016877 | Internal Walls and Ceilings | B (Average): Asset is sound, operationally safe and exhibits only minor deterioration. | Category 3 (Recommended): Minor work required to prevent a deterioration of the service provided by the asset. | 25 | 2014-07-10 | 9.7933 | 76.1654 | x | 2 | 3. Moderate | 11972 | Predictive Maintenance | 91.25
1016878 | Internal Walls and Ceilings | B (Average): Asset is sound, operationally safe and exhibits only minor deterioration. | Category 3 (Recommended): Minor work required to prevent a deterioration of the service provided by the asset. | 25 | 2020-01-02 | 4.3121 | 80.5503 | x | 2 | 3. Moderate | 11972 | Predictive Maintenance | 91.25
1016879 | Internal Walls and Ceilings | B (Average): Asset is sound, operationally safe and exhibits only minor deterioration. | Category 3 (Recommended): Minor work required to prevent a deterioration of the service provided by the asset. | 25 | 2005-07-22 | 18.7598 | 68.9922 | x | 2 | 3. Moderate | 11972 | Predictive Maintenance | 91.25
1016880 | Internal Walls and Ceilings | B (Average): Asset is sound, operationally safe and exhibits only minor deterioration. | Category 3 (Recommended): Minor work required to prevent a deterioration of the service provided by the asset. | 25 | 2023-02-05 | 1.2183 | 83.0253 | x | 2 | 3. Moderate | 11972 | Predictive Maintenance | 91.25
1016881 | Internal Walls and Ceilings | B (Average): Asset is sound, operationally safe and exhibits only minor deterioration. | Category 3 (Recommended): Minor work required to prevent a deterioration of the service provided by the asset. | 25 | 2003-10-23 | 20.5065 | 67.5948 | x | 2 | 3. Moderate | 11972 | Predictive Maintenance | 91.25
1016889 | Portable Appliance Testing (PAT) - User Checks, Recorded Formal Visual Inspections and Combined Insp | B (Average): Asset is sound, operationally safe and exhibits only minor deterioration. | Category 3 (Recommended): Minor work required to prevent a deterioration of the service provided by the asset. | 20 | 2013-06-12 | 10.8693 | 73.1307 | x | 2 | 2. Minor | 11972 | Predictive Maintenance | 182.5
1016891 | Rainwater Downpipes and Gutters | B (Average): Asset is sound, operationally safe and exhibits only minor deterioration. | Category 3 (Recommended): Minor work required to prevent a deterioration of the service provided by the asset. | 50 | 2014-11-12 | 9.4511 | 80.2196 | x | 2 | 2. Minor | 11972 | Predictive Maintenance | 182.5
1016892 | Rainwater Downpipes and Gutters | B (Average): Asset is sound, operationally safe and exhibits only minor deterioration. | Category 3 (Recommended): Minor work required to prevent a deterioration of the service provided by the asset. | 50 | 2012-10-19 | 11.5154 | 79.3938 | x | 2 | 2. Minor | 11972 | Predictive Maintenance | 182.5
1016893 | Rainwater Downpipes and Gutters | B (Average): Asset is sound, operationally safe and exhibits only minor deterioration. | Category 3 (Recommended): Minor work required to prevent a deterioration of the service provided by the asset. | 50 | 2019-09-10 | 4.6242 | 82.1503 | x | 2 | 2. Minor | 11972 | Predictive Maintenance | 182.5
1016894 | Rainwater Downpipes and Gutters | B (Average): Asset is sound, operationally safe and exhibits only minor deterioration. | Category 3 (Recommended): Minor work required to prevent a deterioration of the service provided by the asset. | 50 | 2004-10-05 | 19.5537 | 76.1785 | x | 2 | 2. Minor | 11972 | Predictive Maintenance | 182.5
1016896 | Service Drainage | B (Average): Asset is sound, operationally safe and exhibits only minor deterioration. | Category 3 (Recommended): Minor work required to prevent a deterioration of the service provided by the asset. | 25 | 2001-03-06 | 23.1376 | 65.4899 | x | 2 | 4. Significant | 11972 | Predictive Maintenance | 91.25
1016897 | Service Drainage | B (Average): Asset is sound, operationally safe and exhibits only minor deterioration. | Category 3 (Recommended): Minor work required to prevent a deterioration of the service provided by the asset. | 25 | 2015-07-12 | 8.7885 | 76.9692 | x | 2 | 4. Significant | 11972 | Predictive Maintenance | 91.25
1016898 | Service Drainage | B (Average): Asset is sound, operationally safe and exhibits only minor deterioration. | Category 3 (Recommended): Minor work required to prevent a deterioration of the service provided by the asset. | 25 | 2020-02-27 | 4.1588 | 80.673 | x | 2 | 4. Significant | 11972 | Predictive Maintenance | 91.25
1016899 | Service Drainage | B (Average): Asset is sound, operationally safe and exhibits only minor deterioration. | Category 3 (Recommended): Minor work required to prevent a deterioration of the service provided by the asset. | 25 | 2000-06-01 | 23.8987 | 64.881 | x | 2 | 4. Significant | 11972 | Predictive Maintenance | 91.25
1016900 | Service Drainage | B (Average): Asset is sound, operationally safe and exhibits only minor deterioration. | Category 3 (Recommended): Minor work required to prevent a deterioration of the service provided by the asset. | 25 | 2012-01-21 | 12.2601 | 74.1919 | x | 2 | 4. Significant | 11972 | Predictive Maintenance | 91.25
1016901 | Service Drainage | B (Average): Asset is sound, operationally safe and exhibits only minor deterioration. | Category 3 (Recommended): Minor work required to prevent a deterioration of the service provided by the asset. | 25 | 2023-03-12 | 1.1225 | 83.102 | x | 2 | 4. Significant | 11972 | Predictive Maintenance | 91.25
1016902 | Service Drainage | B (Average): Asset is sound, operationally safe and exhibits only minor deterioration. | Category 3 (Recommended): Minor work required to prevent a deterioration of the service provided by the asset. | 25 | 2005-09-12 | 18.6174 | 69.1061 | x | 2 | 4. Significant | 11972 | Predictive Maintenance | 91.25
1016903 | Service Drainage | B (Average): Asset is sound, operationally safe and exhibits only minor deterioration. | Category 3 (Recommended): Minor work required to prevent a deterioration of the service provided by the asset. | 25 | 2024-01-09 | 0.29295 | 83.7656 | x | 2 | 4. Significant | 11972 | Predictive Maintenance | 91.25
1016904 | Service Drainage | B (Average): Asset is sound, operationally safe and exhibits only minor deterioration. | Category 3 (Recommended): Minor work required to prevent a deterioration of the service provided by the asset. | 25 | 2009-10-31 | 14.4832 | 72.4134 | x | 2 | 4. Significant | 11972 | Predictive Maintenance | 91.25
1016905 | Service Drainage | B (Average): Asset is sound, operationally safe and exhibits only minor deterioration. | Category 3 (Recommended): Minor work required to prevent a deterioration of the service provided by the asset. | 25 | 2004-02-20 | 20.178 | 67.8576 | x | 2 | 4. Significant | 11972 | Predictive Maintenance | 91.25
1016906 | Service Drainage | B (Average): Asset is sound, operationally safe and exhibits only minor deterioration. | Category 3 (Recommended): Minor work required to prevent a deterioration of the service provided by the asset. | 25 | 2008-02-15 | 16.1916 | 71.0467 | x | 2 | 4. Significant | 11972 | Predictive Maintenance | 91.25
1016907 | Service Drainage | B (Average): Asset is sound, operationally safe and exhibits only minor deterioration. | Category 3 (Recommended): Minor work required to prevent a deterioration of the service provided by the asset. | 25 | 2023-12-26 | 0.33128 | 83.735 | x | 2 | 4. Significant | 11972 | Predictive Maintenance | 91.25
1016908 | Service Drainage | B (Average): Asset is sound, operationally safe and exhibits only minor deterioration. | Category 3 (Recommended): Minor work required to prevent a deterioration of the service provided by the asset. | 25 | 2004-10-07 | 19.5483 | 68.3614 | x | 2 | 4. Significant | 11972 | Predictive Maintenance | 91.25
1016909 | Service Drainage | B (Average): Asset is sound, operationally safe and exhibits only minor deterioration. | Category 3 (Recommended): Minor work required to prevent a deterioration of the service provided by the asset. | 25 | 2000-11-13 | 23.447 | 65.2424 | x | 2 | 4. Significant | 11972 | Predictive Maintenance | 91.25
1016910 | Service Drainage | B (Average): Asset is sound, operationally safe and exhibits only minor deterioration. | Category 3 (Recommended): Minor work required to prevent a deterioration of the service provided by the asset. | 25 | 2019-02-27 | 5.1581 | 79.8735 | x | 2 | 4. Significant | 11972 | Predictive Maintenance | 91.25
1016911 | Service Drainage | B (Average): Asset is sound, operationally safe and exhibits only minor deterioration. | Category 3 (Recommended): Minor work required to prevent a deterioration of the service provided by the asset. | 25 | 2004-03-13 | 20.1177 | 67.9058 | x | 2 | 4. Significant | 11972 | Predictive Maintenance | 91.25
1016912 | Service Drainage | B (Average): Asset is sound, operationally safe and exhibits only minor deterioration. | Category 3 (Recommended): Minor work required to prevent a deterioration of the service provided by the asset. | 25 | 2011-06-10 | 12.8761 | 73.6991 | x | 2 | 4. Significant | 11972 | Predictive Maintenance | 91.25
1016913 | Service Drainage | B (Average): Asset is sound, operationally safe and exhibits only minor deterioration. | Category 3 (Recommended): Minor work required to prevent a deterioration of the service provided by the asset. | 25 | 2016-08-23 | 7.6715 | 77.8628 | x | 2 | 4. Significant | 11972 | Predictive Maintenance | 91.25
1016914 | Service Drainage | B (Average): Asset is sound, operationally safe and exhibits only minor deterioration. | Category 3 (Recommended): Minor work required to prevent a deterioration of the service provided by the asset. | 25 | 1999-08-02 | 24.731 | 64.2152 | x | 2 | 4. Significant | 11972 | Predictive Maintenance | 91.25
1016915 | Service Drainage | B (Average): Asset is sound, operationally safe and exhibits only minor deterioration. | Category 3 (Recommended): Minor work required to prevent a deterioration of the service provided by the asset. | 25 | 2000-05-26 | 23.9151 | 64.8679 | x | 2 | 4. Significant | 11972 | Predictive Maintenance | 91.25
1016916 | Service Drainage | B (Average): Asset is sound, operationally safe and exhibits only minor deterioration. | Category 3 (Recommended): Minor work required to prevent a deterioration of the service provided by the asset. | 25 | 2013-08-21 | 10.6776 | 75.4579 | x | 2 | 4. Significant | 11972 | Predictive Maintenance | 91.25
1016917 | Service Drainage | B (Average): Asset is sound, operationally safe and exhibits only minor deterioration. | Category 3 (Recommended): Minor work required to prevent a deterioration of the service provided by the asset. | 25 | 2016-02-19 | 8.1807 | 77.4554 | x | 2 | 4. Significant | 11972 | Predictive Maintenance | 91.25
1016918 | Service Drainage | B (Average): Asset is sound, operationally safe and exhibits only minor deterioration. | Category 3 (Recommended): Minor work required to prevent a deterioration of the service provided by the asset. | 25 | 2010-03-12 | 14.1218 | 72.7025 | x | 2 | 4. Significant | 11972 | Predictive Maintenance | 91.25
1016919 | Service Drainage | B (Average): Asset is sound, operationally safe and exhibits only minor deterioration. | Category 3 (Recommended): Minor work required to prevent a deterioration of the service provided by the asset. | 25 | 2023-09-09 | 0.62697 | 83.4984 | x | 2 | 4. Significant | 11972 | Predictive Maintenance | 91.25
1016920 | Service Drainage | B (Average): Asset is sound, operationally safe and exhibits only minor deterioration. | Category 3 (Recommended): Minor work required to prevent a deterioration of the service provided by the asset. | 25 | 2016-11-16 | 7.4387 | 78.049 | x | 2 | 4. Significant | 11972 | Predictive Maintenance | 91.25
1016921 | Service Drainage | B (Average): Asset is sound, operationally safe and exhibits only minor deterioration. | Category 3 (Recommended): Minor work required to prevent a deterioration of the service provided by the asset. | 25 | 2017-02-20 | 7.1759 | 78.2593 | x | 2 | 4. Significant | 11972 | Predictive Maintenance | 91.25
1016922 | Service Drainage | B (Average): Asset is sound, operationally safe and exhibits only minor deterioration. | Category 3 (Recommended): Minor work required to prevent a deterioration of the service provided by the asset. | 25 | 2019-12-12 | 4.3696 | 80.5043 | x | 2 | 4. Significant | 11972 | Predictive Maintenance | 91.25
1016923 | Service Drainage | B (Average): Asset is sound, operationally safe and exhibits only minor deterioration. | Category 3 (Recommended): Minor work required to prevent a deterioration of the service provided by the asset. | 25 | 2013-04-30 | 10.987 | 75.2104 | x | 2 | 4. Significant | 11972 | Predictive Maintenance | 91.25
1016924 | Service Drainage | B (Average): Asset is sound, operationally safe and exhibits only minor deterioration. | Category 3 (Recommended): Minor work required to prevent a deterioration of the service provided by the asset. | 25 | 2009-06-19 | 14.8501 | 72.1199 | x | 2 | 4. Significant | 11972 | Predictive Maintenance | 91.25
1016925 | Service Drainage | B (Average): Asset is sound, operationally safe and exhibits only minor deterioration. | Category 3 (Recommended): Minor work required to prevent a deterioration of the service provided by the asset. | 25 | 2002-04-24 | 22.0041 | 66.3967 | x | 2 | 4. Significant | 11972 | Predictive Maintenance | 91.25
1016926 | Service Drainage | B (Average): Asset is sound, operationally safe and exhibits only minor deterioration. | Category 3 (Recommended): Minor work required to prevent a deterioration of the service provided by the asset. | 25 | 2018-08-22 | 5.6756 | 79.4595 | x | 2 | 4. Significant | 11972 | Predictive Maintenance | 91.25
1016927 | Service Drainage | B (Average): Asset is sound, operationally safe and exhibits only minor deterioration. | Category 3 (Recommended): Minor work required to prevent a deterioration of the service provided by the asset. | 25 | 2017-04-16 | 7.0253 | 78.3797 | x | 2 | 4. Significant | 11972 | Predictive Maintenance | 91.25
1016928 | Service Drainage | B (Average): Asset is sound, operationally safe and exhibits only minor deterioration. | Category 3 (Recommended): Minor work required to prevent a deterioration of the service provided by the asset. | 25 | 2016-05-06 | 7.9699 | 77.6241 | x | 2 | 4. Significant | 11972 | Predictive Maintenance | 91.25
1016929 | Service Drainage | B (Average): Asset is sound, operationally safe and exhibits only minor deterioration. | Category 3 (Recommended): Minor work required to prevent a deterioration of the service provided by the asset. | 25 | 2021-07-15 | 2.7789 | 81.7769 | x | 2 | 4. Significant | 11972 | Predictive Maintenance | 91.25
1016930 | Service Drainage | B (Average): Asset is sound, operationally safe and exhibits only minor deterioration. | Category 3 (Recommended): Minor work required to prevent a deterioration of the service provided by the asset. | 25 | 2015-05-05 | 8.9747 | 76.8203 | x | 2 | 4. Significant | 11972 | Predictive Maintenance | 91.25
1016931 | Service Drainage | B (Average): Asset is sound, operationally safe and exhibits only minor deterioration. | Category 3 (Recommended): Minor work required to prevent a deterioration of the service provided by the asset. | 25 | 2017-09-19 | 6.5982 | 78.7214 | x | 2 | 4. Significant | 11972 | Predictive Maintenance | 91.25
1016932 | Service Drainage | B (Average): Asset is sound, operationally safe and exhibits only minor deterioration. | Category 3 (Recommended): Minor work required to prevent a deterioration of the service provided by the asset. | 25 | 2015-05-09 | 8.9637 | 76.829 | x | 2 | 4. Significant | 11972 | Predictive Maintenance | 91.25
1016933 | Service Drainage | B (Average): Asset is sound, operationally safe and exhibits only minor deterioration. | Category 3 (Recommended): Minor work required to prevent a deterioration of the service provided by the asset. | 25 | 2013-09-13 | 10.6146 | 75.5083 | x | 2 | 4. Significant | 11972 | Predictive Maintenance | 91.25
1016934 | Service Drainage | B (Average): Asset is sound, operationally safe and exhibits only minor deterioration. | Category 3 (Recommended): Minor work required to prevent a deterioration of the service provided by the asset. | 25 | 2020-06-08 | 3.8795 | 80.8964 | x | 2 | 4. Significant | 11972 | Predictive Maintenance | 91.25
1016935 | Service Drainage | B (Average): Asset is sound, operationally safe and exhibits only minor deterioration. | Category 3 (Recommended): Minor work required to prevent a deterioration of the service provided by the asset. | 25 | 2008-07-07 | 15.8001 | 71.3599 | x | 2 | 4. Significant | 11972 | Predictive Maintenance | 91.25
1016936 | Service Drainage | B (Average): Asset is sound, operationally safe and exhibits only minor deterioration. | Category 3 (Recommended): Minor work required to prevent a deterioration of the service provided by the asset. | 25 | 2004-03-25 | 20.0849 | 67.9321 | x | 2 | 4. Significant | 11972 | Predictive Maintenance | 91.25
1016937 | Service Drainage | B (Average): Asset is sound, operationally safe and exhibits only minor deterioration. | Category 3 (Recommended): Minor work required to prevent a deterioration of the service provided by the asset. | 25 | 2014-08-27 | 9.6619 | 76.2705 | x | 2 | 4. Significant | 11972 | Predictive Maintenance | 91.25
1016938 | Service Drainage | B (Average): Asset is sound, operationally safe and exhibits only minor deterioration. | Category 3 (Recommended): Minor work required to prevent a deterioration of the service provided by the asset. | 25 | 2019-04-22 | 5.0103 | 79.9918 | x | 2 | 4. Significant | 11972 | Predictive Maintenance | 91.25
1016939 | Service Drainage | B (Average): Asset is sound, operationally safe and exhibits only minor deterioration. | Category 3 (Recommended): Minor work required to prevent a deterioration of the service provided by the asset. | 25 | 2020-03-09 | 4.1287 | 80.6971 | x | 2 | 4. Significant | 11972 | Predictive Maintenance | 91.25
1016940 | Service Drainage | B (Average): Asset is sound, operationally safe and exhibits only minor deterioration. | Category 3 (Recommended): Minor work required to prevent a deterioration of the service provided by the asset. | 25 | 2016-12-03 | 7.3922 | 78.0862 | x | 2 | 4. Significant | 11972 | Predictive Maintenance | 91.25
1016941 | Service Drainage | B (Average): Asset is sound, operationally safe and exhibits only minor deterioration. | Category 3 (Recommended): Minor work required to prevent a deterioration of the service provided by the asset. | 25 | 2011-02-22 | 13.1718 | 73.4626 | x | 2 | 4. Significant | 11972 | Predictive Maintenance | 91.25
1016942 | Service Drainage | B (Average): Asset is sound, operationally safe and exhibits only minor deterioration. | Category 3 (Recommended): Minor work required to prevent a deterioration of the service provided by the asset. | 25 | 2005-09-09 | 18.6256 | 69.0995 | x | 2 | 4. Significant | 11972 | Predictive Maintenance | 91.25
1016943 | Service Drainage | B (Average): Asset is sound, operationally safe and exhibits only minor deterioration. | Category 3 (Recommended): Minor work required to prevent a deterioration of the service provided by the asset. | 25 | 2005-06-20 | 18.8474 | 68.9221 | x | 2 | 4. Significant | 11972 | Predictive Maintenance | 91.25
1016944 | Service Drainage | B (Average): Asset is sound, operationally safe and exhibits only minor deterioration. | Category 3 (Recommended): Minor work required to prevent a deterioration of the service provided by the asset. | 25 | 2021-12-21 | 2.3436 | 82.1251 | x | 2 | 4. Significant | 11972 | Predictive Maintenance | 91.25
1016945 | Service Drainage | B (Average): Asset is sound, operationally safe and exhibits only minor deterioration. | Category 3 (Recommended): Minor work required to prevent a deterioration of the service provided by the asset. | 25 | 2013-09-09 | 10.6256 | 75.4995 | x | 2 | 4. Significant | 11972 | Predictive Maintenance | 91.25
1016946 | Service Drainage | B (Average): Asset is sound, operationally safe and exhibits only minor deterioration. | Category 3 (Recommended): Minor work required to prevent a deterioration of the service provided by the asset. | 25 | 2019-01-07 | 5.2977 | 79.7618 | x | 2 | 4. Significant | 11972 | Predictive Maintenance | 91.25
1016947 | Service Drainage | B (Average): Asset is sound, operationally safe and exhibits only minor deterioration. | Category 3 (Recommended): Minor work required to prevent a deterioration of the service provided by the asset. | 25 | 2018-08-24 | 5.6701 | 79.4639 | x | 2 | 4. Significant | 11972 | Predictive Maintenance | 91.25
1016948 | Service Drainage | B (Average): Asset is sound, operationally safe and exhibits only minor deterioration. | Category 3 (Recommended): Minor work required to prevent a deterioration of the service provided by the asset. | 25 | 2002-05-10 | 21.9603 | 66.4318 | x | 2 | 4. Significant | 11972 | Predictive Maintenance | 91.25
1016949 | Service Drainage | B (Average): Asset is sound, operationally safe and exhibits only minor deterioration. | Category 3 (Recommended): Minor work required to prevent a deterioration of the service provided by the asset. | 25 | 2022-03-13 | 2.1191 | 82.3047 | x | 2 | 4. Significant | 11972 | Predictive Maintenance | 91.25
1016950 | Service Drainage | B (Average): Asset is sound, operationally safe and exhibits only minor deterioration. | Category 3 (Recommended): Minor work required to prevent a deterioration of the service provided by the asset. | 25 | 2013-05-11 | 10.9569 | 75.2345 | x | 2 | 4. Significant | 11972 | Predictive Maintenance | 91.25
1016951 | Service Drainage | B (Average): Asset is sound, operationally safe and exhibits only minor deterioration. | Category 3 (Recommended): Minor work required to prevent a deterioration of the service provided by the asset. | 25 | 2014-10-13 | 9.5332 | 76.3734 | x | 2 | 4. Significant | 11972 | Predictive Maintenance | 91.25
1016952 | Service Drainage | B (Average): Asset is sound, operationally safe and exhibits only minor deterioration. | Category 3 (Recommended): Minor work required to prevent a deterioration of the service provided by the asset. | 25 | 2002-10-22 | 21.5086 | 66.7932 | x | 2 | 4. Significant | 11972 | Predictive Maintenance | 91.25
1016958 | Television and Signal Receiving Equipment | B (Average): Asset is sound, operationally safe and exhibits only minor deterioration. | Category 3 (Recommended): Minor work required to prevent a deterioration of the service provided by the asset. | 15 | 2018-11-27 | 5.41 | 76.7867 | x | 2 | 3. Moderate | 11972 | Predictive Maintenance | 91.25
1016959 | Pipework, filters etc. | B (Average): Asset is sound, operationally safe and exhibits only minor deterioration. | Category 3 (Recommended): Minor work required to prevent a deterioration of the service provided by the asset. | 20 | 2013-12-22 | 10.3409 | 73.6591 | x | 2 | 3. Moderate | 11972 | Predictive Maintenance | 91.25
1016960 | Ductwork System - General | B (Average): Asset is sound, operationally safe and exhibits only minor deterioration. | Category 3 (Recommended): Minor work required to prevent a deterioration of the service provided by the asset. | 30 | 2023-04-08 | 1.0486 | 83.3009 | x | 2 | 3. Moderate | 11972 | Predictive Maintenance | 91.25
1016983 | Manually operated Vertical & Horizontal blinds | B (Average): Asset is sound, operationally safe and exhibits only minor deterioration. | Category 3 (Recommended): Minor work required to prevent a deterioration of the service provided by the asset. | 20 | 2011-10-18 | 12.5202 | 71.4798 | x | 2 | 1. Negligible | 11972 | Predictive Maintenance | 182.5
1016984 | Manually operated Vertical & Horizontal blinds | B (Average): Asset is sound, operationally safe and exhibits only minor deterioration. | Category 3 (Recommended): Minor work required to prevent a deterioration of the service provided by the asset. | 20 | 2007-11-24 | 16.4189 | 67.5811 | x | 2 | 1. Negligible | 11972 | Predictive Maintenance | 182.5
1016985 | Manually operated Vertical & Horizontal blinds | B (Average): Asset is sound, operationally safe and exhibits only minor deterioration. | Category 3 (Recommended): Minor work required to prevent a deterioration of the service provided by the asset. | 20 | 2004-02-27 | 20.1588 | 63.8412 | x | 2 | 1. Negligible | 11972 | Predictive Maintenance | 182.5
1016986 | Manually operated Vertical & Horizontal blinds | B (Average): Asset is sound, operationally safe and exhibits only minor deterioration. | Category 3 (Recommended): Minor work required to prevent a deterioration of the service provided by the asset. | 20 | 2019-05-20 | 4.9336 | 79.0664 | x | 2 | 1. Negligible | 11972 | Predictive Maintenance | 182.5
1016987 | Manually operated Vertical & Horizontal blinds | B (Average): Asset is sound, operationally safe and exhibits only minor deterioration. | Category 3 (Recommended): Minor work required to prevent a deterioration of the service provided by the asset. | 20 | 2021-11-13 | 2.4476 | 81.5524 | x | 2 | 1. Negligible | 11972 | Predictive Maintenance | 182.5
1016988 | Windows Internal and External | B (Average): Asset is sound, operationally safe and exhibits only minor deterioration. | Category 3 (Recommended): Minor work required to prevent a deterioration of the service provided by the asset. | 39 | 2018-10-21 | 5.5113 | 81.1737 | x | 2 | 3. Moderate | 11972 | Predictive Maintenance | 91.25
1016989 | Windows Internal and External | B (Average): Asset is sound, operationally safe and exhibits only minor deterioration. | Category 3 (Recommended): Minor work required to prevent a deterioration of the service provided by the asset. | 36 | 2023-06-29 | 0.82409 | 83.5422 | x | 2 | 3. Moderate | 11972 | Predictive Maintenance | 91.25
1016990 | Windows Internal and External | B (Average): Asset is sound, operationally safe and exhibits only minor deterioration. | Category 3 (Recommended): Minor work required to prevent a deterioration of the service provided by the asset. | 36 | 2004-01-11 | 20.2875 | 72.7292 | x | 2 | 3. Moderate | 11972 | Predictive Maintenance | 91.25
1016991 | Windows Internal and External | B (Average): Asset is sound, operationally safe and exhibits only minor deterioration. | Category 3 (Recommended): Minor work required to prevent a deterioration of the service provided by the asset. | 38 | 2013-01-18 | 11.2663 | 78.0704 | x | 2 | 3. Moderate | 11972 | Predictive Maintenance | 91.25
1016992 | Windows Internal and External | B (Average): Asset is sound, operationally safe and exhibits only minor deterioration. | Category 3 (Recommended): Minor work required to prevent a deterioration of the service provided by the asset. | 40 | 2018-02-01 | 6.2286 | 80.8857 | x | 2 | 3. Moderate | 11972 | Predictive Maintenance | 91.25
1017001 | Road & Amenity Lighting | B (Average): Asset is sound, operationally safe and exhibits only minor deterioration. | Category 3 (Recommended): Minor work required to prevent a deterioration of the service provided by the asset. | 15 | 2020-03-06 | 4.1369 | 76.4841 | x | 3 | 4. Significant | 10079 | Predictive Maintenance | 91.25
1017002 | Sports Pitch Flood Lighting | B (Average): Asset is sound, operationally safe and exhibits only minor deterioration. | Category 3 (Recommended): Minor work required to prevent a deterioration of the service provided by the asset. | 15 | 2010-01-03 | 14.308 | 62.9227 | x | 3 | 4. Significant | 10079 | Predictive Maintenance | 91.25
1017003 | Sports Pitch Flood Lighting | B (Average): Asset is sound, operationally safe and exhibits only minor deterioration. | Category 3 (Recommended): Minor work required to prevent a deterioration of the service provided by the asset. | 15 | 2010-01-28 | 14.2396 | 63.0139 | x | 3 | 4. Significant | 10079 | Predictive Maintenance | 91.25
1017004 | Fences, Railings and Boundary Walls | U (Unverified): Further investigation required. | Category U (Unverified Asset): Further investigation required to identify asset. | 25 | 2013-02-01 | 11.2279 | 59.0177 | x | 3 | 2. Minor | 10079 | Predictive Maintenance | 91.25
1017005 | Fences, Railings and Boundary Walls | U (Unverified): Further investigation required. | Category U (Unverified Asset): Further investigation required to identify asset. | 25 | 2001-10-14 | 22.5298 | 49.9762 | x | 3 | 2. Minor | 10079 | Predictive Maintenance | 91.25
1017006 | Fences, Railings and Boundary Walls | U (Unverified): Further investigation required. | Category U (Unverified Asset): Further investigation required to identify asset. | 25 | 1999-10-12 | 24.5366 | 48.3707 | x | 3 | 2. Minor | 10079 | Predictive Maintenance | 91.25
1017007 | Fences, Railings and Boundary Walls | U (Unverified): Further investigation required. | Category U (Unverified Asset): Further investigation required to identify asset. | 25 | 2016-10-01 | 7.5647 | 61.9483 | x | 3 | 2. Minor | 10079 | Predictive Maintenance | 91.25
1017008 | Fences, Railings and Boundary Walls | U (Unverified): Further investigation required. | Category U (Unverified Asset): Further investigation required to identify asset. | 25 | 2001-10-19 | 22.5161 | 49.9871 | x | 3 | 2. Minor | 10079 | Predictive Maintenance | 91.25
1017009 | Fences, Railings and Boundary Walls | U (Unverified): Further investigation required. | Category U (Unverified Asset): Further investigation required to identify asset. | 25 | 2012-06-19 | 11.8494 | 58.5205 | x | 3 | 2. Minor | 10079 | Predictive Maintenance | 91.25
1017010 | Fences, Railings and Boundary Walls | U (Unverified): Further investigation required. | Category U (Unverified Asset): Further investigation required to identify asset. | 25 | 2009-04-29 | 14.9897 | 56.0082 | x | 3 | 2. Minor | 10079 | Predictive Maintenance | 91.25
1017011 | Fences, Railings and Boundary Walls | U (Unverified): Further investigation required. | Category U (Unverified Asset): Further investigation required to identify asset. | 25 | 2015-11-20 | 8.4298 | 61.2561 | x | 3 | 2. Minor | 10079 | Predictive Maintenance | 91.25
1017012 | Fences, Railings and Boundary Walls | U (Unverified): Further investigation required. | Category U (Unverified Asset): Further investigation required to identify asset. | 25 | 2003-12-06 | 20.386 | 51.6912 | x | 3 | 2. Minor | 10079 | Predictive Maintenance | 91.25
1017013 | Fences, Railings and Boundary Walls | U (Unverified): Further investigation required. | Category U (Unverified Asset): Further investigation required to identify asset. | 25 | 1999-12-27 | 24.3285 | 48.5372 | x | 3 | 2. Minor | 10079 | Predictive Maintenance | 91.25
1017014 | Fences, Railings and Boundary Walls | U (Unverified): Further investigation required. | Category U (Unverified Asset): Further investigation required to identify asset. | 25 | 2023-09-16 | 0.6078 | 67.5138 | x | 3 | 2. Minor | 10079 | Predictive Maintenance | 91.25
1017015 | Grease Traps | B (Average): Asset is sound, operationally safe and exhibits only minor deterioration. | Category 3 (Recommended): Minor work required to prevent a deterioration of the service provided by the asset. | 25 | 2001-01-25 | 23.2471 | 63.4023 | x | 3 | 4. Significant | 10079 | Predictive Maintenance | 91.25
1017022 | Service Drainage | B (Average): Asset is sound, operationally safe and exhibits only minor deterioration. | Category 3 (Recommended): Minor work required to prevent a deterioration of the service provided by the asset. | 25 | 2019-06-28 | 4.8268 | 78.1385 | x | 3 | 4. Significant | 10079 | Predictive Maintenance | 91.25
1017023 | Service Drainage | B (Average): Asset is sound, operationally safe and exhibits only minor deterioration. | Category 3 (Recommended): Minor work required to prevent a deterioration of the service provided by the asset. | 25 | 2000-08-21 | 23.6769 | 63.0585 | x | 3 | 4. Significant | 10079 | Predictive Maintenance | 91.25
1017024 | Service Drainage | B (Average): Asset is sound, operationally safe and exhibits only minor deterioration. | Category 3 (Recommended): Minor work required to prevent a deterioration of the service provided by the asset. | 25 | 2020-11-16 | 3.4387 | 79.249 | x | 3 | 4. Significant | 10079 | Predictive Maintenance | 91.25
1017025 | Below ground installation | B (Average): Asset is sound, operationally safe and exhibits only minor deterioration. | Category 3 (Recommended): Minor work required to prevent a deterioration of the service provided by the asset. | 10 | 2024-01-28 | 0.24093 | 81.5181 | x | 3 | 4. Significant | 10079 | Predictive Maintenance | 91.25
1017026 | Rainwater Drainage | B (Average): Asset is sound, operationally safe and exhibits only minor deterioration. | Category 3 (Recommended): Minor work required to prevent a deterioration of the service provided by the asset. | 20 | 2018-03-24 | 6.089 | 75.911 | x | 3 | 4. Significant | 10079 | Predictive Maintenance | 91.25
1017028 | Locks, handles, hinges Etc. | B (Average): Asset is sound, operationally safe and exhibits only minor deterioration. | Category 3 (Recommended): Minor work required to prevent a deterioration of the service provided by the asset. | 40 | 2018-04-03 | 6.0616 | 78.9692 | x | 3 | 3. Moderate | 10157 | Predictive Maintenance | 91.25
1017029 | Locks, handles, hinges Etc. | B (Average): Asset is sound, operationally safe and exhibits only minor deterioration. | Category 3 (Recommended): Minor work required to prevent a deterioration of the service provided by the asset. | 40 | 2005-04-29 | 18.9897 | 72.5051 | x | 3 | 3. Moderate | 10157 | Predictive Maintenance | 91.25
1017030 | Flues (All Combustible Fuels) | B (Average): Asset is sound, operationally safe and exhibits only minor deterioration. | Category 3 (Recommended): Minor work required to prevent a deterioration of the service provided by the asset. | 50 | 2013-09-08 | 10.6283 | 77.7487 | x | 3 | 4. Significant | 10157 | Predictive Maintenance | 91.25
1017032 | Towel Rails, Mirrors, Toilet Roll Holders, Shelves, Pictures etc. | B (Average): Asset is sound, operationally safe and exhibits only minor deterioration. | Category 3 (Recommended): Minor work required to prevent a deterioration of the service provided by the asset. | 30 | 2020-10-17 | 3.5209 | 79.6527 | x | 3 | 2. Minor | 10157 | Predictive Maintenance | 182.5
1017033 | Towel Rails, Mirrors, Toilet Roll Holders, Shelves, Pictures etc. | B (Average): Asset is sound, operationally safe and exhibits only minor deterioration. | Category 3 (Recommended): Minor work required to prevent a deterioration of the service provided by the asset. | 30 | 2007-09-08 | 16.6297 | 70.9135 | x | 3 | 2. Minor | 10157 | Predictive Maintenance | 182.5
1017035 | Software Functions | B (Average): Asset is sound, operationally safe and exhibits only minor deterioration. | Category 3 (Recommended): Minor work required to prevent a deterioration of the service provided by the asset. | 5 | 2023-04-01 | 1.0678 | 77.729 | x | 3 | 4. Significant | 10157 | Predictive Maintenance | 91.25
1017036 | Building Inspections | B (Average): Asset is sound, operationally safe and exhibits only minor deterioration. | Category 3 (Recommended): Minor work required to prevent a deterioration of the service provided by the asset. | 20 | 2005-11-01 | 18.4805 | 63.5195 | x | 3 | 2. Minor | 10157 | Predictive Maintenance | 182.5
1017037 | Catering Equipment | U (Unverified): Further investigation required. | Category U (Unverified Asset): Further investigation required to identify asset. | 15 | 2017-01-22 | 7.2553 | 58.3263 | x | 3 | 2. Minor | 10157 | Predictive Maintenance | 91.25
1017057 | External Lighting including Illuminated Signs | B (Average): Asset is sound, operationally safe and exhibits only minor deterioration. | Category 3 (Recommended): Minor work required to prevent a deterioration of the service provided by the asset. | 15 | 2014-12-16 | 9.358 | 69.5227 | x | 3 | 4. Significant | 10157 | Predictive Maintenance | 91.25
1017058 | External Lighting including Illuminated Signs | B (Average): Asset is sound, operationally safe and exhibits only minor deterioration. | Category 3 (Recommended): Minor work required to prevent a deterioration of the service provided by the asset. | 15 | 2018-07-01 | 5.8179 | 74.2428 | x | 3 | 4. Significant | 10157 | Predictive Maintenance | 91.25
1017059 | External Lighting including Illuminated Signs | B (Average): Asset is sound, operationally safe and exhibits only minor deterioration. | Category 3 (Recommended): Minor work required to prevent a deterioration of the service provided by the asset. | 15 | 2023-04-28 | 0.99384 | 80.6749 | x | 3 | 4. Significant | 10157 | Predictive Maintenance | 91.25
1017060 | External Lighting including Illuminated Signs | B (Average): Asset is sound, operationally safe and exhibits only minor deterioration. | Category 3 (Recommended): Minor work required to prevent a deterioration of the service provided by the asset. | 15 | 2021-04-05 | 3.0554 | 77.9261 | x | 3 | 4. Significant | 10157 | Predictive Maintenance | 91.25
1017061 | External Lighting including Illuminated Signs | B (Average): Asset is sound, operationally safe and exhibits only minor deterioration. | Category 3 (Recommended): Minor work required to prevent a deterioration of the service provided by the asset. | 15 | 2016-05-21 | 7.9288 | 71.4282 | x | 3 | 4. Significant | 10157 | Predictive Maintenance | 91.25
1017067 | Fittings, Furnishings and Equipment | B (Average): Asset is sound, operationally safe and exhibits only minor deterioration. | Category 3 (Recommended): Minor work required to prevent a deterioration of the service provided by the asset. | 5 | 2022-04-30 | 1.9877 | 74.0493 | x | 3 | 2. Minor | 10157 | Predictive Maintenance | 182.5
1017068 | Fittings, Furnishings and Equipment | B (Average): Asset is sound, operationally safe and exhibits only minor deterioration. | Category 3 (Recommended): Minor work required to prevent a deterioration of the service provided by the asset. | 5 | 2021-11-15 | 2.4422 | 72.2313 | x | 3 | 2. Minor | 10157 | Predictive Maintenance | 182.5
1017069 | Fittings, Furnishings and Equipment | B (Average): Asset is sound, operationally safe and exhibits only minor deterioration. | Category 3 (Recommended): Minor work required to prevent a deterioration of the service provided by the asset. | 5 | 2022-05-04 | 1.9767 | 74.0931 | x | 3 | 2. Minor | 10157 | Predictive Maintenance | 182.5
1017070 | Fittings, Furnishings and Equipment | B (Average): Asset is sound, operationally safe and exhibits only minor deterioration. | Category 3 (Recommended): Minor work required to prevent a deterioration of the service provided by the asset. | 5 | 2020-07-25 | 3.7509 | 66.9966 | x | 3 | 2. Minor | 10157 | Predictive Maintenance | 182.5
1017071 | Fittings, Furnishings and Equipment | B (Average): Asset is sound, operationally safe and exhibits only minor deterioration. | Category 3 (Recommended): Minor work required to prevent a deterioration of the service provided by the asset. | 5 | 2023-02-04 | 1.2211 | 77.1157 | x | 3 | 2. Minor | 10157 | Predictive Maintenance | 182.5
1017072 | Fittings, Furnishings and Equipment | B (Average): Asset is sound, operationally safe and exhibits only minor deterioration. | Category 3 (Recommended): Minor work required to prevent a deterioration of the service provided by the asset. | 5 | 2022-02-09 | 2.2067 | 73.1732 | x | 3 | 2. Minor | 10157 | Predictive Maintenance | 182.5
1017073 | Fittings, Furnishings and Equipment | B (Average): Asset is sound, operationally safe and exhibits only minor deterioration. | Category 3 (Recommended): Minor work required to prevent a deterioration of the service provided by the asset. | 5 | 2022-01-04 | 2.3053 | 72.7789 | x | 3 | 2. Minor | 10157 | Predictive Maintenance | 182.5
1017074 | Fittings, Furnishings and Equipment | B (Average): Asset is sound, operationally safe and exhibits only minor deterioration. | Category 3 (Recommended): Minor work required to prevent a deterioration of the service provided by the asset. | 5 | 2023-09-01 | 0.64887 | 79.4045 | x | 3 | 2. Minor | 10157 | Predictive Maintenance | 182.5
1017075 | Fittings, Furnishings and Equipment | B (Average): Asset is sound, operationally safe and exhibits only minor deterioration. | Category 3 (Recommended): Minor work required to prevent a deterioration of the service provided by the asset. | 5 | 2021-06-09 | 2.8775 | 70.4901 | x | 3 | 2. Minor | 10157 | Predictive Maintenance | 182.5
1017076 | Floors and Floor Finishes | B (Average): Asset is sound, operationally safe and exhibits only minor deterioration. | Category 3 (Recommended): Minor work required to prevent a deterioration of the service provided by the asset. | 30 | 1996-01-09 | 28.293 | 63.138 | x | 3 | 1. Negligible | 10157 | Predictive Maintenance | 182.5
1017077 | Floors and Floor Finishes | B (Average): Asset is sound, operationally safe and exhibits only minor deterioration. | Category 3 (Recommended): Minor work required to prevent a deterioration of the service provided by the asset. | 30 | 2006-12-17 | 17.3552 | 70.4298 | x | 3 | 1. Negligible | 10157 | Predictive Maintenance | 182.5
1017078 | Floors and Floor Finishes | B (Average): Asset is sound, operationally safe and exhibits only minor deterioration. | Category 3 (Recommended): Minor work required to prevent a deterioration of the service provided by the asset. | 30 | 2020-11-21 | 3.4251 | 79.7166 | x | 3 | 1. Negligible | 10157 | Predictive Maintenance | 182.5
1017080 | Lighting Fittings including Luminaires General | B (Average): Asset is sound, operationally safe and exhibits only minor deterioration. | Category 3 (Recommended): Minor work required to prevent a deterioration of the service provided by the asset. | 20 | 2016-11-05 | 7.4689 | 74.5311 | x | 3 | 3. Moderate | 10157 | Predictive Maintenance | 91.25
1017081 | Lighting Fittings including Luminaires General | B (Average): Asset is sound, operationally safe and exhibits only minor deterioration. | Category 3 (Recommended): Minor work required to prevent a deterioration of the service provided by the asset. | 20 | 2007-09-10 | 16.6242 | 65.3758 | x | 3 | 3. Moderate | 10157 | Predictive Maintenance | 91.25
1017082 | Lighting Fittings including Luminaires General | B (Average): Asset is sound, operationally safe and exhibits only minor deterioration. | Category 3 (Recommended): Minor work required to prevent a deterioration of the service provided by the asset. | 20 | 2018-10-19 | 5.5168 | 76.4832 | x | 3 | 3. Moderate | 10157 | Predictive Maintenance | 91.25
1017083 | Lighting Fittings including Luminaires General | B (Average): Asset is sound, operationally safe and exhibits only minor deterioration. | Category 3 (Recommended): Minor work required to prevent a deterioration of the service provided by the asset. | 20 | 2017-01-09 | 7.2909 | 74.7091 | x | 3 | 3. Moderate | 10157 | Predictive Maintenance | 91.25
1017084 | Lighting Fittings including Luminaires General | B (Average): Asset is sound, operationally safe and exhibits only minor deterioration. | Category 3 (Recommended): Minor work required to prevent a deterioration of the service provided by the asset. | 20 | 2014-03-03 | 10.1465 | 71.8535 | x | 3 | 3. Moderate | 10157 | Predictive Maintenance | 91.25
1017085 | Lighting Fittings including Luminaires General | B (Average): Asset is sound, operationally safe and exhibits only minor deterioration. | Category 3 (Recommended): Minor work required to prevent a deterioration of the service provided by the asset. | 20 | 2016-11-03 | 7.4743 | 74.5257 | x | 3 | 3. Moderate | 10157 | Predictive Maintenance | 91.25
1017086 | Lighting Fittings including Luminaires General | B (Average): Asset is sound, operationally safe and exhibits only minor deterioration. | Category 3 (Recommended): Minor work required to prevent a deterioration of the service provided by the asset. | 20 | 2021-05-08 | 2.9651 | 79.0349 | x | 3 | 3. Moderate | 10157 | Predictive Maintenance | 91.25
1017087 | Lighting Fittings including Luminaires General | B (Average): Asset is sound, operationally safe and exhibits only minor deterioration. | Category 3 (Recommended): Minor work required to prevent a deterioration of the service provided by the asset. | 20 | 2010-05-19 | 13.9357 | 68.0643 | x | 3 | 3. Moderate | 10157 | Predictive Maintenance | 91.25
1017088 | Lighting Fittings including Luminaires General | B (Average): Asset is sound, operationally safe and exhibits only minor deterioration. | Category 3 (Recommended): Minor work required to prevent a deterioration of the service provided by the asset. | 20 | 2015-02-19 | 9.18 | 72.82 | x | 3 | 3. Moderate | 10157 | Predictive Maintenance | 91.25
1017089 | Lighting Fittings including Luminaires General | B (Average): Asset is sound, operationally safe and exhibits only minor deterioration. | Category 3 (Recommended): Minor work required to prevent a deterioration of the service provided by the asset. | 20 | 2015-07-28 | 8.7447 | 73.2553 | x | 3 | 3. Moderate | 10157 | Predictive Maintenance | 91.25
1017090 | Lighting Fittings including Luminaires General | B (Average): Asset is sound, operationally safe and exhibits only minor deterioration. | Category 3 (Recommended): Minor work required to prevent a deterioration of the service provided by the asset. | 20 | 2021-12-08 | 2.3792 | 79.6208 | x | 3 | 3. Moderate | 10157 | Predictive Maintenance | 91.25
1017091 | Lighting Fittings including Luminaires General | B (Average): Asset is sound, operationally safe and exhibits only minor deterioration. | Category 3 (Recommended): Minor work required to prevent a deterioration of the service provided by the asset. | 20 | 2014-07-17 | 9.7741 | 72.2259 | x | 3 | 3. Moderate | 10157 | Predictive Maintenance | 91.25
1017092 | Lighting Fittings including Luminaires General | B (Average): Asset is sound, operationally safe and exhibits only minor deterioration. | Category 3 (Recommended): Minor work required to prevent a deterioration of the service provided by the asset. | 20 | 2017-08-30 | 6.653 | 75.347 | x | 3 | 3. Moderate | 10157 | Predictive Maintenance | 91.25
1017143 | Internal Walls and Ceilings | B (Average): Asset is sound, operationally safe and exhibits only minor deterioration. | Category 3 (Recommended): Minor work required to prevent a deterioration of the service provided by the asset. | 25 | 2006-09-05 | 17.6372 | 67.8902 | x | 3 | 3. Moderate | 10157 | Predictive Maintenance | 91.25
1017144 | Internal Walls and Ceilings | B (Average): Asset is sound, operationally safe and exhibits only minor deterioration. | Category 3 (Recommended): Minor work required to prevent a deterioration of the service provided by the asset. | 25 | 2012-08-22 | 11.6742 | 72.6606 | x | 3 | 3. Moderate | 10157 | Predictive Maintenance | 91.25
1017145 | Internal Walls and Ceilings | B (Average): Asset is sound, operationally safe and exhibits only minor deterioration. | Category 3 (Recommended): Minor work required to prevent a deterioration of the service provided by the asset. | 25 | 2018-06-17 | 5.8563 | 77.315 | x | 3 | 3. Moderate | 10157 | Predictive Maintenance | 91.25
1017146 | Internal Walls and Ceilings | B (Average): Asset is sound, operationally safe and exhibits only minor deterioration. | Category 3 (Recommended): Minor work required to prevent a deterioration of the service provided by the asset. | 25 | 2005-12-15 | 18.36 | 67.312 | x | 3 | 3. Moderate | 10157 | Predictive Maintenance | 91.25
1017155 | Portable Appliance Testing (PAT) - User Checks, Recorded Formal Visual Inspections and Combined Insp | B (Average): Asset is sound, operationally safe and exhibits only minor deterioration. | Category 3 (Recommended): Minor work required to prevent a deterioration of the service provided by the asset. | 20 | 2007-09-23 | 16.5886 | 65.4114 | x | 3 | 2. Minor | 10157 | Predictive Maintenance | 182.5
1017157 | Rainwater Downpipes and Gutters | B (Average): Asset is sound, operationally safe and exhibits only minor deterioration. | Category 3 (Recommended): Minor work required to prevent a deterioration of the service provided by the asset. | 50 | 1994-03-01 | 30.152 | 69.9392 | x | 3 | 2. Minor | 10157 | Predictive Maintenance | 182.5
1017160 | Service Drainage | B (Average): Asset is sound, operationally safe and exhibits only minor deterioration. | Category 3 (Recommended): Minor work required to prevent a deterioration of the service provided by the asset. | 25 | 2004-09-05 | 19.6359 | 66.2913 | x | 3 | 4. Significant | 10157 | Predictive Maintenance | 91.25
1017161 | Service Drainage | B (Average): Asset is sound, operationally safe and exhibits only minor deterioration. | Category 3 (Recommended): Minor work required to prevent a deterioration of the service provided by the asset. | 25 | 2019-09-10 | 4.6242 | 78.3006 | x | 3 | 4. Significant | 10157 | Predictive Maintenance | 91.25
1017162 | Service Drainage | B (Average): Asset is sound, operationally safe and exhibits only minor deterioration. | Category 3 (Recommended): Minor work required to prevent a deterioration of the service provided by the asset. | 25 | 2023-04-25 | 1.0021 | 81.1984 | x | 3 | 4. Significant | 10157 | Predictive Maintenance | 91.25
1017163 | Service Drainage | B (Average): Asset is sound, operationally safe and exhibits only minor deterioration. | Category 3 (Recommended): Minor work required to prevent a deterioration of the service provided by the asset. | 25 | 2000-06-21 | 23.8439 | 62.9248 | x | 3 | 4. Significant | 10157 | Predictive Maintenance | 91.25
1017164 | Service Drainage | B (Average): Asset is sound, operationally safe and exhibits only minor deterioration. | Category 3 (Recommended): Minor work required to prevent a deterioration of the service provided by the asset. | 25 | 2015-10-26 | 8.4983 | 75.2014 | x | 3 | 4. Significant | 10157 | Predictive Maintenance | 91.25
1017165 | Service Drainage | B (Average): Asset is sound, operationally safe and exhibits only minor deterioration. | Category 3 (Recommended): Minor work required to prevent a deterioration of the service provided by the asset. | 25 | 2010-06-16 | 13.859 | 70.9128 | x | 3 | 4. Significant | 10157 | Predictive Maintenance | 91.25
1017166 | Service Drainage | B (Average): Asset is sound, operationally safe and exhibits only minor deterioration. | Category 3 (Recommended): Minor work required to prevent a deterioration of the service provided by the asset. | 25 | 2016-02-12 | 8.1999 | 75.4401 | x | 3 | 4. Significant | 10157 | Predictive Maintenance | 91.25
1017167 | Service Drainage | B (Average): Asset is sound, operationally safe and exhibits only minor deterioration. | Category 3 (Recommended): Minor work required to prevent a deterioration of the service provided by the asset. | 25 | 2017-12-24 | 6.3354 | 76.9317 | x | 3 | 4. Significant | 10157 | Predictive Maintenance | 91.25
1017168 | Service Drainage | B (Average): Asset is sound, operationally safe and exhibits only minor deterioration. | Category 3 (Recommended): Minor work required to prevent a deterioration of the service provided by the asset. | 25 | 2006-08-30 | 17.6537 | 67.8771 | x | 3 | 4. Significant | 10157 | Predictive Maintenance | 91.25
1017169 | Service Drainage | B (Average): Asset is sound, operationally safe and exhibits only minor deterioration. | Category 3 (Recommended): Minor work required to prevent a deterioration of the service provided by the asset. | 25 | 2016-10-10 | 7.54 | 75.968 | x | 3 | 4. Significant | 10157 | Predictive Maintenance | 91.25
1017170 | Service Drainage | B (Average): Asset is sound, operationally safe and exhibits only minor deterioration. | Category 3 (Recommended): Minor work required to prevent a deterioration of the service provided by the asset. | 25 | 2011-01-12 | 13.2841 | 71.3728 | x | 3 | 4. Significant | 10157 | Predictive Maintenance | 91.25
1017171 | Service Drainage | B (Average): Asset is sound, operationally safe and exhibits only minor deterioration. | Category 3 (Recommended): Minor work required to prevent a deterioration of the service provided by the asset. | 25 | 2020-12-24 | 3.3347 | 79.3322 | x | 3 | 4. Significant | 10157 | Predictive Maintenance | 91.25
1017172 | Service Drainage | B (Average): Asset is sound, operationally safe and exhibits only minor deterioration. | Category 3 (Recommended): Minor work required to prevent a deterioration of the service provided by the asset. | 25 | 1999-04-03 | 25.0623 | 61.9502 | x | 3 | 4. Significant | 10157 | Predictive Maintenance | 91.25
1017173 | Service Drainage | B (Average): Asset is sound, operationally safe and exhibits only minor deterioration. | Category 3 (Recommended): Minor work required to prevent a deterioration of the service provided by the asset. | 25 | 2020-07-03 | 3.8111 | 78.9511 | x | 3 | 4. Significant | 10157 | Predictive Maintenance | 91.25
1017174 | Service Drainage | B (Average): Asset is sound, operationally safe and exhibits only minor deterioration. | Category 3 (Recommended): Minor work required to prevent a deterioration of the service provided by the asset. | 25 | 2012-02-16 | 12.1889 | 72.2489 | x | 3 | 4. Significant | 10157 | Predictive Maintenance | 91.25
1017175 | Service Drainage | B (Average): Asset is sound, operationally safe and exhibits only minor deterioration. | Category 3 (Recommended): Minor work required to prevent a deterioration of the service provided by the asset. | 25 | 2017-09-13 | 6.6146 | 76.7083 | x | 3 | 4. Significant | 10157 | Predictive Maintenance | 91.25
1017176 | Service Drainage | B (Average): Asset is sound, operationally safe and exhibits only minor deterioration. | Category 3 (Recommended): Minor work required to prevent a deterioration of the service provided by the asset. | 25 | 2002-09-24 | 21.5852 | 64.7318 | x | 3 | 4. Significant | 10157 | Predictive Maintenance | 91.25
1017177 | Service Drainage | B (Average): Asset is sound, operationally safe and exhibits only minor deterioration. | Category 3 (Recommended): Minor work required to prevent a deterioration of the service provided by the asset. | 25 | 2019-06-28 | 4.8268 | 78.1385 | x | 3 | 4. Significant | 10157 | Predictive Maintenance | 91.25
1017178 | Service Drainage | B (Average): Asset is sound, operationally safe and exhibits only minor deterioration. | Category 3 (Recommended): Minor work required to prevent a deterioration of the service provided by the asset. | 25 | 2018-02-18 | 6.1821 | 77.0543 | x | 3 | 4. Significant | 10157 | Predictive Maintenance | 91.25
1017179 | Service Drainage | B (Average): Asset is sound, operationally safe and exhibits only minor deterioration. | Category 3 (Recommended): Minor work required to prevent a deterioration of the service provided by the asset. | 25 | 2016-05-26 | 7.9151 | 75.6679 | x | 3 | 4. Significant | 10157 | Predictive Maintenance | 91.25
1017185 | Television and Signal Receiving Equipment | B (Average): Asset is sound, operationally safe and exhibits only minor deterioration. | Category 3 (Recommended): Minor work required to prevent a deterioration of the service provided by the asset. | 15 | 2019-09-11 | 4.6215 | 75.838 | x | 3 | 3. Moderate | 10157 | Predictive Maintenance | 91.25
1017186 | Ductwork System - General | B (Average): Asset is sound, operationally safe and exhibits only minor deterioration. | Category 3 (Recommended): Minor work required to prevent a deterioration of the service provided by the asset. | 30 | 1998-08-22 | 25.6756 | 64.883 | x | 3 | 3. Moderate | 10157 | Predictive Maintenance | 91.25
1017215 | Manually operated Vertical & Horizontal blinds | B (Average): Asset is sound, operationally safe and exhibits only minor deterioration. | Category 3 (Recommended): Minor work required to prevent a deterioration of the service provided by the asset. | 20 | 2019-02-11 | 5.2019 | 76.7981 | x | 3 | 1. Negligible | 10157 | Predictive Maintenance | 182.5
1017216 | Windows Internal and External | B (Average): Asset is sound, operationally safe and exhibits only minor deterioration. | Category 3 (Recommended): Minor work required to prevent a deterioration of the service provided by the asset. | 40 | 1996-07-09 | 27.7947 | 68.1027 | x | 3 | 3. Moderate | 10157 | Predictive Maintenance | 91.25
1017217 | Windows Internal and External | B (Average): Asset is sound, operationally safe and exhibits only minor deterioration. | Category 3 (Recommended): Minor work required to prevent a deterioration of the service provided by the asset. | 40 | 2008-01-09 | 16.293 | 73.8535 | x | 3 | 3. Moderate | 10157 | Predictive Maintenance | 91.25
1017219 | Locks, handles, hinges Etc. | B (Average): Asset is sound, operationally safe and exhibits only minor deterioration. | Category 3 (Recommended): Minor work required to prevent a deterioration of the service provided by the asset. | 40 | 2005-08-26 | 18.6639 | 68.668 | x | 5 | 3. Moderate | 11645 | Predictive Maintenance | 91.25
1017220 | Flues (All Combustible Fuels) | B (Average): Asset is sound, operationally safe and exhibits only minor deterioration. | Category 3 (Recommended): Minor work required to prevent a deterioration of the service provided by the asset. | 30 | 2005-11-13 | 18.4476 | 65.7016 | x | 5 | 4. Significant | 11645 | Predictive Maintenance | 91.25
1017223 | Towel Rails, Mirrors, Toilet Roll Holders, Shelves, Pictures etc. | B (Average): Asset is sound, operationally safe and exhibits only minor deterioration. | Category 3 (Recommended): Minor work required to prevent a deterioration of the service provided by the asset. | 30 | 2007-05-10 | 16.961 | 66.6927 | x | 5 | 2. Minor | 11645 | Predictive Maintenance | 182.5
1017225 | Software Functions | B (Average): Asset is sound, operationally safe and exhibits only minor deterioration. | Category 3 (Recommended): Minor work required to prevent a deterioration of the service provided by the asset. | 5 | 2020-11-10 | 3.4552 | 64.1793 | x | 5 | 4. Significant | 11645 | Predictive Maintenance | 91.25
1017226 | Building Inspections | B (Average): Asset is sound, operationally safe and exhibits only minor deterioration. | Category 3 (Recommended): Minor work required to prevent a deterioration of the service provided by the asset. | 20 | 2013-08-19 | 10.6831 | 67.3169 | x | 5 | 2. Minor | 11645 | Predictive Maintenance | 182.5
1017227 | Building Inspections | B (Average): Asset is sound, operationally safe and exhibits only minor deterioration. | Category 3 (Recommended): Minor work required to prevent a deterioration of the service provided by the asset. | 20 | 2007-01-16 | 17.2731 | 60.7269 | x | 5 | 2. Minor | 11645 | Predictive Maintenance | 182.5
1017228 | Catering Equipment | U (Unverified): Further investigation required. | Category U (Unverified Asset): Further investigation required to identify asset. | 15 | 2020-03-08 | 4.1314 | 58.4914 | x | 5 | 2. Minor | 11645 | Predictive Maintenance | 91.25
1017245 | External Lighting including Illuminated Signs | B (Average): Asset is sound, operationally safe and exhibits only minor deterioration. | Category 3 (Recommended): Minor work required to prevent a deterioration of the service provided by the asset. | 15 | 2019-12-07 | 4.3833 | 72.1556 | x | 5 | 4. Significant | 11645 | Predictive Maintenance | 91.25
1017246 | External Lighting including Illuminated Signs | B (Average): Asset is sound, operationally safe and exhibits only minor deterioration. | Category 3 (Recommended): Minor work required to prevent a deterioration of the service provided by the asset. | 15 | 2022-07-08 | 1.7988 | 75.6016 | x | 5 | 4. Significant | 11645 | Predictive Maintenance | 91.25
1017252 | Fittings, Furnishings and Equipment | B (Average): Asset is sound, operationally safe and exhibits only minor deterioration. | Category 3 (Recommended): Minor work required to prevent a deterioration of the service provided by the asset. | 5 | 2020-03-10 | 4.1259 | 61.4962 | x | 5 | 2. Minor | 11645 | Predictive Maintenance | 182.5
1017253 | Floors and Floor Finishes | B (Average): Asset is sound, operationally safe and exhibits only minor deterioration. | Category 3 (Recommended): Minor work required to prevent a deterioration of the service provided by the asset. | 30 | 2017-02-18 | 7.1814 | 73.2124 | x | 5 | 1. Negligible | 11645 | Predictive Maintenance | 182.5
1017255 | Lighting Fittings including Luminaires General | B (Average): Asset is sound, operationally safe and exhibits only minor deterioration. | Category 3 (Recommended): Minor work required to prevent a deterioration of the service provided by the asset. | 20 | 2005-01-11 | 19.2854 | 58.7146 | x | 5 | 3. Moderate | 11645 | Predictive Maintenance | 91.25
1017256 | Lighting Fittings including Luminaires General | B (Average): Asset is sound, operationally safe and exhibits only minor deterioration. | Category 3 (Recommended): Minor work required to prevent a deterioration of the service provided by the asset. | 20 | 2016-08-18 | 7.6851 | 70.3149 | x | 5 | 3. Moderate | 11645 | Predictive Maintenance | 91.25
1017257 | Lighting Fittings including Luminaires General | B (Average): Asset is sound, operationally safe and exhibits only minor deterioration. | Category 3 (Recommended): Minor work required to prevent a deterioration of the service provided by the asset. | 20 | 2020-09-29 | 3.5702 | 74.4298 | x | 5 | 3. Moderate | 11645 | Predictive Maintenance | 91.25
1017258 | Lighting Fittings including Luminaires General | B (Average): Asset is sound, operationally safe and exhibits only minor deterioration. | Category 3 (Recommended): Minor work required to prevent a deterioration of the service provided by the asset. | 20 | 2021-04-22 | 3.0089 | 74.9911 | x | 5 | 3. Moderate | 11645 | Predictive Maintenance | 91.25
1017259 | Lighting Fittings including Luminaires General | B (Average): Asset is sound, operationally safe and exhibits only minor deterioration. | Category 3 (Recommended): Minor work required to prevent a deterioration of the service provided by the asset. | 20 | 2016-04-15 | 8.0274 | 69.9726 | x | 5 | 3. Moderate | 11645 | Predictive Maintenance | 91.25
1017260 | Lighting Fittings including Luminaires General | B (Average): Asset is sound, operationally safe and exhibits only minor deterioration. | Category 3 (Recommended): Minor work required to prevent a deterioration of the service provided by the asset. | 20 | 2018-11-11 | 5.4538 | 72.5462 | x | 5 | 3. Moderate | 11645 | Predictive Maintenance | 91.25
1017261 | Lighting Fittings including Luminaires General | B (Average): Asset is sound, operationally safe and exhibits only minor deterioration. | Category 3 (Recommended): Minor work required to prevent a deterioration of the service provided by the asset. | 20 | 2013-05-08 | 10.9651 | 67.0349 | x | 5 | 3. Moderate | 11645 | Predictive Maintenance | 91.25
1017262 | Lighting Fittings including Luminaires General | B (Average): Asset is sound, operationally safe and exhibits only minor deterioration. | Category 3 (Recommended): Minor work required to prevent a deterioration of the service provided by the asset. | 20 | 2008-12-19 | 15.3484 | 62.6516 | x | 5 | 3. Moderate | 11645 | Predictive Maintenance | 91.25
1017263 | Lighting Fittings including Luminaires General | B (Average): Asset is sound, operationally safe and exhibits only minor deterioration. | Category 3 (Recommended): Minor work required to prevent a deterioration of the service provided by the asset. | 20 | 2008-07-16 | 15.7755 | 62.2245 | x | 5 | 3. Moderate | 11645 | Predictive Maintenance | 91.25
1017264 | Lighting Fittings including Luminaires General | B (Average): Asset is sound, operationally safe and exhibits only minor deterioration. | Category 3 (Recommended): Minor work required to prevent a deterioration of the service provided by the asset. | 20 | 2017-07-03 | 6.8118 | 71.1882 | x | 5 | 3. Moderate | 11645 | Predictive Maintenance | 91.25
1017265 | Lighting Fittings including Luminaires General | B (Average): Asset is sound, operationally safe and exhibits only minor deterioration. | Category 3 (Recommended): Minor work required to prevent a deterioration of the service provided by the asset. | 20 | 2006-01-03 | 18.308 | 59.692 | x | 5 | 3. Moderate | 11645 | Predictive Maintenance | 91.25
1017266 | Lighting Fittings including Luminaires General | B (Average): Asset is sound, operationally safe and exhibits only minor deterioration. | Category 3 (Recommended): Minor work required to prevent a deterioration of the service provided by the asset. | 20 | 2006-05-29 | 17.9083 | 60.0917 | x | 5 | 3. Moderate | 11645 | Predictive Maintenance | 91.25
1017267 | Lighting Fittings including Luminaires General | B (Average): Asset is sound, operationally safe and exhibits only minor deterioration. | Category 3 (Recommended): Minor work required to prevent a deterioration of the service provided by the asset. | 20 | 2016-12-16 | 7.3566 | 70.6434 | x | 5 | 3. Moderate | 11645 | Predictive Maintenance | 91.25
1017268 | Lighting Fittings including Luminaires General | B (Average): Asset is sound, operationally safe and exhibits only minor deterioration. | Category 3 (Recommended): Minor work required to prevent a deterioration of the service provided by the asset. | 20 | 2008-03-17 | 16.1068 | 61.8932 | x | 5 | 3. Moderate | 11645 | Predictive Maintenance | 91.25
1017284 | Portable Appliance Testing (PAT) - User Checks, Recorded Formal Visual Inspections and Combined Insp | B (Average): Asset is sound, operationally safe and exhibits only minor deterioration. | Category 3 (Recommended): Minor work required to prevent a deterioration of the service provided by the asset. | 20 | 2018-06-03 | 5.8946 | 72.1054 | x | 5 | 2. Minor | 11645 | Predictive Maintenance | 182.5
1017286 | Rainwater Downpipes and Gutters | B (Average): Asset is sound, operationally safe and exhibits only minor deterioration. | Category 3 (Recommended): Minor work required to prevent a deterioration of the service provided by the asset. | 50 | 2015-08-16 | 8.6927 | 74.5229 | x | 5 | 2. Minor | 11645 | Predictive Maintenance | 182.5
1017288 | Service Drainage | B (Average): Asset is sound, operationally safe and exhibits only minor deterioration. | Category 3 (Recommended): Minor work required to prevent a deterioration of the service provided by the asset. | 25 | 2014-02-06 | 10.2149 | 69.8281 | x | 5 | 4. Significant | 11645 | Predictive Maintenance | 91.25
1017289 | Service Drainage | B (Average): Asset is sound, operationally safe and exhibits only minor deterioration. | Category 3 (Recommended): Minor work required to prevent a deterioration of the service provided by the asset. | 25 | 2018-04-22 | 6.0096 | 73.1923 | x | 5 | 4. Significant | 11645 | Predictive Maintenance | 91.25
1017290 | Service Drainage | B (Average): Asset is sound, operationally safe and exhibits only minor deterioration. | Category 3 (Recommended): Minor work required to prevent a deterioration of the service provided by the asset. | 25 | 2021-08-02 | 2.7296 | 75.8163 | x | 5 | 4. Significant | 11645 | Predictive Maintenance | 91.25
1017291 | Service Drainage | B (Average): Asset is sound, operationally safe and exhibits only minor deterioration. | Category 3 (Recommended): Minor work required to prevent a deterioration of the service provided by the asset. | 25 | 2020-07-10 | 3.7919 | 74.9665 | x | 5 | 4. Significant | 11645 | Predictive Maintenance | 91.25
1017292 | Service Drainage | B (Average): Asset is sound, operationally safe and exhibits only minor deterioration. | Category 3 (Recommended): Minor work required to prevent a deterioration of the service provided by the asset. | 25 | 2009-02-05 | 15.217 | 65.8264 | x | 5 | 4. Significant | 11645 | Predictive Maintenance | 91.25
1017293 | Service Drainage | B (Average): Asset is sound, operationally safe and exhibits only minor deterioration. | Category 3 (Recommended): Minor work required to prevent a deterioration of the service provided by the asset. | 25 | 2020-10-07 | 3.5483 | 75.1614 | x | 5 | 4. Significant | 11645 | Predictive Maintenance | 91.25
1017294 | Service Drainage | B (Average): Asset is sound, operationally safe and exhibits only minor deterioration. | Category 3 (Recommended): Minor work required to prevent a deterioration of the service provided by the asset. | 25 | 2011-06-17 | 12.8569 | 67.7144 | x | 5 | 4. Significant | 11645 | Predictive Maintenance | 91.25
1017295 | Service Drainage | B (Average): Asset is sound, operationally safe and exhibits only minor deterioration. | Category 3 (Recommended): Minor work required to prevent a deterioration of the service provided by the asset. | 25 | 2017-09-25 | 6.5818 | 72.7346 | x | 5 | 4. Significant | 11645 | Predictive Maintenance | 91.25
1017299 | Television and Signal Receiving Equipment | B (Average): Asset is sound, operationally safe and exhibits only minor deterioration. | Category 3 (Recommended): Minor work required to prevent a deterioration of the service provided by the asset. | 15 | 2011-06-25 | 12.835 | 60.8866 | x | 5 | 3. Moderate | 11645 | Predictive Maintenance | 91.25
1017300 | Ductwork System - General | B (Average): Asset is sound, operationally safe and exhibits only minor deterioration. | Category 3 (Recommended): Minor work required to prevent a deterioration of the service provided by the asset. | 30 | 2023-04-17 | 1.024 | 77.3174 | x | 5 | 3. Moderate | 11645 | Predictive Maintenance | 91.25
1017302 | Manually operated Vertical & Horizontal blinds | B (Average): Asset is sound, operationally safe and exhibits only minor deterioration. | Category 3 (Recommended): Minor work required to prevent a deterioration of the service provided by the asset. | 20 | 2010-02-24 | 14.1656 | 63.8344 | x | 5 | 1. Negligible | 11645 | Predictive Maintenance | 182.5
1017303 | Windows Internal and External | B (Average): Asset is sound, operationally safe and exhibits only minor deterioration. | Category 3 (Recommended): Minor work required to prevent a deterioration of the service provided by the asset. | 39 | 1999-11-29 | 24.4052 | 65.4845 | x | 5 | 3. Moderate | 11645 | Predictive Maintenance | 91.25
1017304 | Windows Internal and External | B (Average): Asset is sound, operationally safe and exhibits only minor deterioration. | Category 3 (Recommended): Minor work required to prevent a deterioration of the service provided by the asset. | 39 | 2023-06-22 | 0.84326 | 77.5676 | x | 5 | 3. Moderate | 11645 | Predictive Maintenance | 91.25
1017309 | Locks, handles, hinges Etc. | B (Average): Asset is sound, operationally safe and exhibits only minor deterioration. | Category 3 (Recommended): Minor work required to prevent a deterioration of the service provided by the asset. | 40 | 2001-02-23 | 23.1677 | 74.4162 | x | 1 | 3. Moderate | 11952 | Predictive Maintenance | 91.25
1017310 | Flues (All Combustible Fuels) | B (Average): Asset is sound, operationally safe and exhibits only minor deterioration. | Category 3 (Recommended): Minor work required to prevent a deterioration of the service provided by the asset. | 15 | 2019-07-31 | 4.7365 | 79.6847 | x | 1 | 4. Significant | 11952 | Predictive Maintenance | 91.25
1017311 | Towel Rails, Mirrors, Toilet Roll Holders, Shelves, Pictures etc. | B (Average): Asset is sound, operationally safe and exhibits only minor deterioration. | Category 3 (Recommended): Minor work required to prevent a deterioration of the service provided by the asset. | 30 | 2016-12-04 | 7.3895 | 81.0737 | x | 1 | 2. Minor | 11952 | Predictive Maintenance | 182.5
1017313 | Software Functions | B (Average): Asset is sound, operationally safe and exhibits only minor deterioration. | Category 3 (Recommended): Minor work required to prevent a deterioration of the service provided by the asset. | 5 | 2020-02-15 | 4.1916 | 69.2334 | x | 1 | 4. Significant | 11952 | Predictive Maintenance | 91.25
1017314 | Building Inspections | B (Average): Asset is sound, operationally safe and exhibits only minor deterioration. | Category 3 (Recommended): Minor work required to prevent a deterioration of the service provided by the asset. | 20 | 2006-02-02 | 18.2259 | 67.7741 | x | 1 | 2. Minor | 11952 | Predictive Maintenance | 182.5
1017315 | Building Inspections | B (Average): Asset is sound, operationally safe and exhibits only minor deterioration. | Category 3 (Recommended): Minor work required to prevent a deterioration of the service provided by the asset. | 20 | 2009-11-21 | 14.4257 | 71.5743 | x | 1 | 2. Minor | 11952 | Predictive Maintenance | 182.5
1017316 | Building Inspections | B (Average): Asset is sound, operationally safe and exhibits only minor deterioration. | Category 3 (Recommended): Minor work required to prevent a deterioration of the service provided by the asset. | 20 | 2008-07-30 | 15.7372 | 70.2628 | x | 1 | 2. Minor | 11952 | Predictive Maintenance | 182.5
1017317 | Building Inspections | B (Average): Asset is sound, operationally safe and exhibits only minor deterioration. | Category 3 (Recommended): Minor work required to prevent a deterioration of the service provided by the asset. | 20 | 2020-06-22 | 3.8412 | 82.1588 | x | 1 | 2. Minor | 11952 | Predictive Maintenance | 182.5
1017325 | External Lighting including Illuminated Signs | B (Average): Asset is sound, operationally safe and exhibits only minor deterioration. | Category 3 (Recommended): Minor work required to prevent a deterioration of the service provided by the asset. | 15 | 2011-09-26 | 12.5804 | 69.2261 | x | 1 | 4. Significant | 11952 | Predictive Maintenance | 91.25
1017331 | Fittings, Furnishings and Equipment | B (Average): Asset is sound, operationally safe and exhibits only minor deterioration. | Category 3 (Recommended): Minor work required to prevent a deterioration of the service provided by the asset. | 5 | 2022-12-13 | 1.3662 | 80.5352 | x | 1 | 2. Minor | 11952 | Predictive Maintenance | 182.5
1017332 | Fittings, Furnishings and Equipment | B (Average): Asset is sound, operationally safe and exhibits only minor deterioration. | Category 3 (Recommended): Minor work required to prevent a deterioration of the service provided by the asset. | 5 | 2023-08-06 | 0.72005 | 83.1198 | x | 1 | 2. Minor | 11952 | Predictive Maintenance | 182.5
1017333 | Fittings, Furnishings and Equipment | B (Average): Asset is sound, operationally safe and exhibits only minor deterioration. | Category 3 (Recommended): Minor work required to prevent a deterioration of the service provided by the asset. | 5 | 2023-11-14 | 0.44627 | 84.2149 | x | 1 | 2. Minor | 11952 | Predictive Maintenance | 182.5
1017334 | Fittings, Furnishings and Equipment | B (Average): Asset is sound, operationally safe and exhibits only minor deterioration. | Category 3 (Recommended): Minor work required to prevent a deterioration of the service provided by the asset. | 5 | 2020-07-14 | 3.781 | 70.8761 | x | 1 | 2. Minor | 11952 | Predictive Maintenance | 182.5
1017335 | Fittings, Furnishings and Equipment | B (Average): Asset is sound, operationally safe and exhibits only minor deterioration. | Category 3 (Recommended): Minor work required to prevent a deterioration of the service provided by the asset. | 5 | 2020-04-12 | 4.0356 | 69.8576 | x | 1 | 2. Minor | 11952 | Predictive Maintenance | 182.5
1017336 | Fittings, Furnishings and Equipment | B (Average): Asset is sound, operationally safe and exhibits only minor deterioration. | Category 3 (Recommended): Minor work required to prevent a deterioration of the service provided by the asset. | 5 | 2022-06-01 | 1.9001 | 78.3997 | x | 1 | 2. Minor | 11952 | Predictive Maintenance | 182.5
1017337 | Fittings, Furnishings and Equipment | B (Average): Asset is sound, operationally safe and exhibits only minor deterioration. | Category 3 (Recommended): Minor work required to prevent a deterioration of the service provided by the asset. | 5 | 2021-06-23 | 2.8392 | 74.6434 | x | 1 | 2. Minor | 11952 | Predictive Maintenance | 182.5
1017338 | Fittings, Furnishings and Equipment | B (Average): Asset is sound, operationally safe and exhibits only minor deterioration. | Category 3 (Recommended): Minor work required to prevent a deterioration of the service provided by the asset. | 5 | 2022-09-05 | 1.6372 | 79.4511 | x | 1 | 2. Minor | 11952 | Predictive Maintenance | 182.5
1017339 | Fittings, Furnishings and Equipment | B (Average): Asset is sound, operationally safe and exhibits only minor deterioration. | Category 3 (Recommended): Minor work required to prevent a deterioration of the service provided by the asset. | 5 | 2021-10-27 | 2.4942 | 76.0233 | x | 1 | 2. Minor | 11952 | Predictive Maintenance | 182.5
1017340 | Fittings, Furnishings and Equipment | B (Average): Asset is sound, operationally safe and exhibits only minor deterioration. | Category 3 (Recommended): Minor work required to prevent a deterioration of the service provided by the asset. | 5 | 2022-10-16 | 1.525 | 79.9001 | x | 1 | 2. Minor | 11952 | Predictive Maintenance | 182.5
1017341 | Fittings, Furnishings and Equipment | B (Average): Asset is sound, operationally safe and exhibits only minor deterioration. | Category 3 (Recommended): Minor work required to prevent a deterioration of the service provided by the asset. | 5 | 2021-12-09 | 2.3765 | 76.4942 | x | 1 | 2. Minor | 11952 | Predictive Maintenance | 182.5
1017342 | Fittings, Furnishings and Equipment | B (Average): Asset is sound, operationally safe and exhibits only minor deterioration. | Category 3 (Recommended): Minor work required to prevent a deterioration of the service provided by the asset. | 5 | 2022-10-16 | 1.525 | 79.9001 | x | 1 | 2. Minor | 11952 | Predictive Maintenance | 182.5
1017343 | Floors and Floor Finishes | B (Average): Asset is sound, operationally safe and exhibits only minor deterioration. | Category 3 (Recommended): Minor work required to prevent a deterioration of the service provided by the asset. | 30 | 1997-01-31 | 27.2307 | 67.8462 | x | 1 | 1. Negligible | 11952 | Predictive Maintenance | 182.5
1017344 | Floors and Floor Finishes | B (Average): Asset is sound, operationally safe and exhibits only minor deterioration. | Category 3 (Recommended): Minor work required to prevent a deterioration of the service provided by the asset. | 30 | 2013-08-26 | 10.6639 | 78.8907 | x | 1 | 1. Negligible | 11952 | Predictive Maintenance | 182.5
1017345 | Laboratory Fume Cupboard | B (Average): Asset is sound, operationally safe and exhibits only minor deterioration. | Category 3 (Recommended): Minor work required to prevent a deterioration of the service provided by the asset. | 15 | 2015-09-19 | 8.5996 | 74.5339 | x | 1 | 4. Significant | 11952 | Predictive Maintenance | 91.25
1017347 | Lighting Fittings including Luminaires General | B (Average): Asset is sound, operationally safe and exhibits only minor deterioration. | Category 3 (Recommended): Minor work required to prevent a deterioration of the service provided by the asset. | 20 | 2016-06-18 | 7.8522 | 78.1478 | x | 1 | 3. Moderate | 11952 | Predictive Maintenance | 91.25
1017348 | Lighting Fittings including Luminaires General | B (Average): Asset is sound, operationally safe and exhibits only minor deterioration. | Category 3 (Recommended): Minor work required to prevent a deterioration of the service provided by the asset. | 20 | 2013-08-18 | 10.6858 | 75.3142 | x | 1 | 3. Moderate | 11952 | Predictive Maintenance | 91.25
1017349 | Lighting Fittings including Luminaires General | B (Average): Asset is sound, operationally safe and exhibits only minor deterioration. | Category 3 (Recommended): Minor work required to prevent a deterioration of the service provided by the asset. | 20 | 2010-08-13 | 13.7002 | 72.2998 | x | 1 | 3. Moderate | 11952 | Predictive Maintenance | 91.25
1017350 | Lighting Fittings including Luminaires General | B (Average): Asset is sound, operationally safe and exhibits only minor deterioration. | Category 3 (Recommended): Minor work required to prevent a deterioration of the service provided by the asset. | 20 | 2004-01-11 | 20.2875 | 65.7125 | x | 1 | 3. Moderate | 11952 | Predictive Maintenance | 91.25
1017351 | Lighting Fittings including Luminaires General | B (Average): Asset is sound, operationally safe and exhibits only minor deterioration. | Category 3 (Recommended): Minor work required to prevent a deterioration of the service provided by the asset. | 20 | 2004-02-25 | 20.1643 | 65.8357 | x | 1 | 3. Moderate | 11952 | Predictive Maintenance | 91.25
1017352 | Lighting Fittings including Luminaires General | B (Average): Asset is sound, operationally safe and exhibits only minor deterioration. | Category 3 (Recommended): Minor work required to prevent a deterioration of the service provided by the asset. | 20 | 2018-07-09 | 5.796 | 80.204 | x | 1 | 3. Moderate | 11952 | Predictive Maintenance | 91.25
1017353 | Lighting Fittings including Luminaires General | B (Average): Asset is sound, operationally safe and exhibits only minor deterioration. | Category 3 (Recommended): Minor work required to prevent a deterioration of the service provided by the asset. | 20 | 2023-03-01 | 1.1526 | 84.8474 | x | 1 | 3. Moderate | 11952 | Predictive Maintenance | 91.25
1017354 | Lighting Fittings including Luminaires General | B (Average): Asset is sound, operationally safe and exhibits only minor deterioration. | Category 3 (Recommended): Minor work required to prevent a deterioration of the service provided by the asset. | 20 | 2007-08-15 | 16.6954 | 69.3046 | x | 1 | 3. Moderate | 11952 | Predictive Maintenance | 91.25
1017355 | Lighting Fittings including Luminaires General | B (Average): Asset is sound, operationally safe and exhibits only minor deterioration. | Category 3 (Recommended): Minor work required to prevent a deterioration of the service provided by the asset. | 20 | 2006-02-05 | 18.2177 | 67.7823 | x | 1 | 3. Moderate | 11952 | Predictive Maintenance | 91.25
1017356 | Lighting Fittings including Luminaires General | B (Average): Asset is sound, operationally safe and exhibits only minor deterioration. | Category 3 (Recommended): Minor work required to prevent a deterioration of the service provided by the asset. | 20 | 2013-07-14 | 10.7817 | 75.2183 | x | 1 | 3. Moderate | 11952 | Predictive Maintenance | 91.25
1017357 | Lighting Fittings including Luminaires General | B (Average): Asset is sound, operationally safe and exhibits only minor deterioration. | Category 3 (Recommended): Minor work required to prevent a deterioration of the service provided by the asset. | 20 | 2017-04-26 | 6.9979 | 79.0021 | x | 1 | 3. Moderate | 11952 | Predictive Maintenance | 91.25
1017358 | Lighting Fittings including Luminaires General | B (Average): Asset is sound, operationally safe and exhibits only minor deterioration. | Category 3 (Recommended): Minor work required to prevent a deterioration of the service provided by the asset. | 20 | 2009-12-04 | 14.3901 | 71.6099 | x | 1 | 3. Moderate | 11952 | Predictive Maintenance | 91.25
1017359 | Lighting Fittings including Luminaires General | B (Average): Asset is sound, operationally safe and exhibits only minor deterioration. | Category 3 (Recommended): Minor work required to prevent a deterioration of the service provided by the asset. | 20 | 2017-12-13 | 6.3655 | 79.6345 | x | 1 | 3. Moderate | 11952 | Predictive Maintenance | 91.25
1017360 | Lighting Fittings including Luminaires General | B (Average): Asset is sound, operationally safe and exhibits only minor deterioration. | Category 3 (Recommended): Minor work required to prevent a deterioration of the service provided by the asset. | 20 | 2018-11-23 | 5.4209 | 80.5791 | x | 1 | 3. Moderate | 11952 | Predictive Maintenance | 91.25
1017361 | Lighting Fittings including Luminaires General | B (Average): Asset is sound, operationally safe and exhibits only minor deterioration. | Category 3 (Recommended): Minor work required to prevent a deterioration of the service provided by the asset. | 20 | 2019-12-03 | 4.3943 | 81.6057 | x | 1 | 3. Moderate | 11952 | Predictive Maintenance | 91.25
1017362 | Lighting Fittings including Luminaires General | B (Average): Asset is sound, operationally safe and exhibits only minor deterioration. | Category 3 (Recommended): Minor work required to prevent a deterioration of the service provided by the asset. | 20 | 2012-01-14 | 12.2793 | 73.7207 | x | 1 | 3. Moderate | 11952 | Predictive Maintenance | 91.25
1017363 | Lighting Fittings including Luminaires General | B (Average): Asset is sound, operationally safe and exhibits only minor deterioration. | Category 3 (Recommended): Minor work required to prevent a deterioration of the service provided by the asset. | 20 | 2009-09-08 | 14.6283 | 71.3717 | x | 1 | 3. Moderate | 11952 | Predictive Maintenance | 91.25
1017364 | Lighting Fittings including Luminaires General | B (Average): Asset is sound, operationally safe and exhibits only minor deterioration. | Category 3 (Recommended): Minor work required to prevent a deterioration of the service provided by the asset. | 20 | 2018-02-16 | 6.1875 | 79.8125 | x | 1 | 3. Moderate | 11952 | Predictive Maintenance | 91.25
1017365 | Lighting Fittings including Luminaires General | B (Average): Asset is sound, operationally safe and exhibits only minor deterioration. | Category 3 (Recommended): Minor work required to prevent a deterioration of the service provided by the asset. | 20 | 2009-08-22 | 14.6749 | 71.3251 | x | 1 | 3. Moderate | 11952 | Predictive Maintenance | 91.25
1017366 | Lighting Fittings including Luminaires General | B (Average): Asset is sound, operationally safe and exhibits only minor deterioration. | Category 3 (Recommended): Minor work required to prevent a deterioration of the service provided by the asset. | 20 | 2009-09-16 | 14.6064 | 71.3936 | x | 1 | 3. Moderate | 11952 | Predictive Maintenance | 91.25
1017367 | Lighting Fittings including Luminaires General | B (Average): Asset is sound, operationally safe and exhibits only minor deterioration. | Category 3 (Recommended): Minor work required to prevent a deterioration of the service provided by the asset. | 20 | 2009-08-11 | 14.705 | 71.295 | x | 1 | 3. Moderate | 11952 | Predictive Maintenance | 91.25
1017368 | Lighting Fittings including Luminaires General | B (Average): Asset is sound, operationally safe and exhibits only minor deterioration. | Category 3 (Recommended): Minor work required to prevent a deterioration of the service provided by the asset. | 20 | 2019-02-21 | 5.1745 | 80.8255 | x | 1 | 3. Moderate | 11952 | Predictive Maintenance | 91.25
1017369 | Lighting Fittings including Luminaires General | B (Average): Asset is sound, operationally safe and exhibits only minor deterioration. | Category 3 (Recommended): Minor work required to prevent a deterioration of the service provided by the asset. | 20 | 2008-11-03 | 15.4743 | 70.5257 | x | 1 | 3. Moderate | 11952 | Predictive Maintenance | 91.25
1017370 | Lighting Fittings including Luminaires General | B (Average): Asset is sound, operationally safe and exhibits only minor deterioration. | Category 3 (Recommended): Minor work required to prevent a deterioration of the service provided by the asset. | 20 | 2015-03-13 | 9.1198 | 76.8802 | x | 1 | 3. Moderate | 11952 | Predictive Maintenance | 91.25
1017371 | Lighting Fittings including Luminaires General | B (Average): Asset is sound, operationally safe and exhibits only minor deterioration. | Category 3 (Recommended): Minor work required to prevent a deterioration of the service provided by the asset. | 20 | 2007-04-24 | 17.0048 | 68.9952 | x | 1 | 3. Moderate | 11952 | Predictive Maintenance | 91.25
1017372 | Lighting Fittings including Luminaires General | B (Average): Asset is sound, operationally safe and exhibits only minor deterioration. | Category 3 (Recommended): Minor work required to prevent a deterioration of the service provided by the asset. | 20 | 2011-07-22 | 12.7611 | 73.2389 | x | 1 | 3. Moderate | 11952 | Predictive Maintenance | 91.25
1017373 | Lighting Fittings including Luminaires General | B (Average): Asset is sound, operationally safe and exhibits only minor deterioration. | Category 3 (Recommended): Minor work required to prevent a deterioration of the service provided by the asset. | 20 | 2020-06-09 | 3.8768 | 82.1232 | x | 1 | 3. Moderate | 11952 | Predictive Maintenance | 91.25
1017374 | Lighting Fittings including Luminaires General | B (Average): Asset is sound, operationally safe and exhibits only minor deterioration. | Category 3 (Recommended): Minor work required to prevent a deterioration of the service provided by the asset. | 20 | 2013-09-10 | 10.6229 | 75.3771 | x | 1 | 3. Moderate | 11952 | Predictive Maintenance | 91.25
1017375 | Lighting Fittings including Luminaires General | B (Average): Asset is sound, operationally safe and exhibits only minor deterioration. | Category 3 (Recommended): Minor work required to prevent a deterioration of the service provided by the asset. | 20 | 2018-07-26 | 5.7495 | 80.2505 | x | 1 | 3. Moderate | 11952 | Predictive Maintenance | 91.25
1017376 | Lighting Fittings including Luminaires General | B (Average): Asset is sound, operationally safe and exhibits only minor deterioration. | Category 3 (Recommended): Minor work required to prevent a deterioration of the service provided by the asset. | 20 | 2019-02-21 | 5.1745 | 80.8255 | x | 1 | 3. Moderate | 11952 | Predictive Maintenance | 91.25
1017377 | Lighting Fittings including Luminaires General | B (Average): Asset is sound, operationally safe and exhibits only minor deterioration. | Category 3 (Recommended): Minor work required to prevent a deterioration of the service provided by the asset. | 20 | 2019-09-26 | 4.5804 | 81.4196 | x | 1 | 3. Moderate | 11952 | Predictive Maintenance | 91.25
1017378 | Lighting Fittings including Luminaires General | B (Average): Asset is sound, operationally safe and exhibits only minor deterioration. | Category 3 (Recommended): Minor work required to prevent a deterioration of the service provided by the asset. | 20 | 2012-02-28 | 12.1561 | 73.8439 | x | 1 | 3. Moderate | 11952 | Predictive Maintenance | 91.25
1017379 | Lighting Fittings including Luminaires General | B (Average): Asset is sound, operationally safe and exhibits only minor deterioration. | Category 3 (Recommended): Minor work required to prevent a deterioration of the service provided by the asset. | 20 | 2019-02-19 | 5.18 | 80.82 | x | 1 | 3. Moderate | 11952 | Predictive Maintenance | 91.25
1017380 | Lighting Fittings including Luminaires General | B (Average): Asset is sound, operationally safe and exhibits only minor deterioration. | Category 3 (Recommended): Minor work required to prevent a deterioration of the service provided by the asset. | 20 | 2015-05-27 | 8.9144 | 77.0856 | x | 1 | 3. Moderate | 11952 | Predictive Maintenance | 91.25
1017381 | Lighting Fittings including Luminaires General | B (Average): Asset is sound, operationally safe and exhibits only minor deterioration. | Category 3 (Recommended): Minor work required to prevent a deterioration of the service provided by the asset. | 20 | 2016-04-04 | 8.0575 | 77.9425 | x | 1 | 3. Moderate | 11952 | Predictive Maintenance | 91.25
1017382 | Lighting Fittings including Luminaires General | B (Average): Asset is sound, operationally safe and exhibits only minor deterioration. | Category 3 (Recommended): Minor work required to prevent a deterioration of the service provided by the asset. | 20 | 2020-02-14 | 4.1944 | 81.8056 | x | 1 | 3. Moderate | 11952 | Predictive Maintenance | 91.25
1017383 | Lighting Fittings including Luminaires General | B (Average): Asset is sound, operationally safe and exhibits only minor deterioration. | Category 3 (Recommended): Minor work required to prevent a deterioration of the service provided by the asset. | 20 | 2023-11-15 | 0.44353 | 85.5565 | x | 1 | 3. Moderate | 11952 | Predictive Maintenance | 91.25
1017384 | Lighting Fittings including Luminaires General | B (Average): Asset is sound, operationally safe and exhibits only minor deterioration. | Category 3 (Recommended): Minor work required to prevent a deterioration of the service provided by the asset. | 20 | 2011-12-28 | 12.3258 | 73.6742 | x | 1 | 3. Moderate | 11952 | Predictive Maintenance | 91.25
1017385 | Lighting Fittings including Luminaires General | B (Average): Asset is sound, operationally safe and exhibits only minor deterioration. | Category 3 (Recommended): Minor work required to prevent a deterioration of the service provided by the asset. | 20 | 2016-04-23 | 8.0055 | 77.9945 | x | 1 | 3. Moderate | 11952 | Predictive Maintenance | 91.25
1017399 | Internal Walls and Ceilings | B (Average): Asset is sound, operationally safe and exhibits only minor deterioration. | Category 3 (Recommended): Minor work required to prevent a deterioration of the service provided by the asset. | 25 | 2015-09-06 | 8.6352 | 79.0919 | x | 1 | 3. Moderate | 11952 | Predictive Maintenance | 91.25
1017400 | Internal Walls and Ceilings | B (Average): Asset is sound, operationally safe and exhibits only minor deterioration. | Category 3 (Recommended): Minor work required to prevent a deterioration of the service provided by the asset. | 25 | 2012-11-30 | 11.4004 | 76.8797 | x | 1 | 3. Moderate | 11952 | Predictive Maintenance | 91.25
1017401 | Internal Walls and Ceilings | B (Average): Asset is sound, operationally safe and exhibits only minor deterioration. | Category 3 (Recommended): Minor work required to prevent a deterioration of the service provided by the asset. | 25 | 2007-12-09 | 16.3778 | 72.8977 | x | 1 | 3. Moderate | 11952 | Predictive Maintenance | 91.25
1017402 | Internal Walls and Ceilings | B (Average): Asset is sound, operationally safe and exhibits only minor deterioration. | Category 3 (Recommended): Minor work required to prevent a deterioration of the service provided by the asset. | 25 | 2006-11-02 | 17.4784 | 72.0172 | x | 1 | 3. Moderate | 11952 | Predictive Maintenance | 91.25
1017411 | Portable Appliance Testing (PAT) - User Checks, Recorded Formal Visual Inspections and Combined Insp | B (Average): Asset is sound, operationally safe and exhibits only minor deterioration. | Category 3 (Recommended): Minor work required to prevent a deterioration of the service provided by the asset. | 20 | 2006-10-22 | 17.5086 | 68.4914 | x | 1 | 2. Minor | 11952 | Predictive Maintenance | 182.5
1017413 | Rainwater Downpipes and Gutters | B (Average): Asset is sound, operationally safe and exhibits only minor deterioration. | Category 3 (Recommended): Minor work required to prevent a deterioration of the service provided by the asset. | 50 | 2024-01-01 | 0.31485 | 85.8741 | x | 1 | 2. Minor | 11952 | Predictive Maintenance | 182.5
1017415 | Service Drainage | B (Average): Asset is sound, operationally safe and exhibits only minor deterioration. | Category 3 (Recommended): Minor work required to prevent a deterioration of the service provided by the asset. | 25 | 2019-01-18 | 5.2676 | 81.7859 | x | 1 | 4. Significant | 11952 | Predictive Maintenance | 91.25
1017416 | Service Drainage | B (Average): Asset is sound, operationally safe and exhibits only minor deterioration. | Category 3 (Recommended): Minor work required to prevent a deterioration of the service provided by the asset. | 25 | 2014-05-12 | 9.9548 | 78.0361 | x | 1 | 4. Significant | 11952 | Predictive Maintenance | 91.25
1017417 | Service Drainage | B (Average): Asset is sound, operationally safe and exhibits only minor deterioration. | Category 3 (Recommended): Minor work required to prevent a deterioration of the service provided by the asset. | 25 | 2007-03-29 | 17.076 | 72.3392 | x | 1 | 4. Significant | 11952 | Predictive Maintenance | 91.25
1017418 | Service Drainage | B (Average): Asset is sound, operationally safe and exhibits only minor deterioration. | Category 3 (Recommended): Minor work required to prevent a deterioration of the service provided by the asset. | 25 | 2013-10-02 | 10.5626 | 77.5499 | x | 1 | 4. Significant | 11952 | Predictive Maintenance | 91.25
1017419 | Service Drainage | B (Average): Asset is sound, operationally safe and exhibits only minor deterioration. | Category 3 (Recommended): Minor work required to prevent a deterioration of the service provided by the asset. | 25 | 2019-02-24 | 5.1663 | 81.8669 | x | 1 | 4. Significant | 11952 | Predictive Maintenance | 91.25
1017420 | Service Drainage | B (Average): Asset is sound, operationally safe and exhibits only minor deterioration. | Category 3 (Recommended): Minor work required to prevent a deterioration of the service provided by the asset. | 25 | 2022-04-04 | 2.0589 | 84.3529 | x | 1 | 4. Significant | 11952 | Predictive Maintenance | 91.25
1017421 | Service Drainage | B (Average): Asset is sound, operationally safe and exhibits only minor deterioration. | Category 3 (Recommended): Minor work required to prevent a deterioration of the service provided by the asset. | 25 | 2006-08-19 | 17.6838 | 71.853 | x | 1 | 4. Significant | 11952 | Predictive Maintenance | 91.25
1017422 | Service Drainage | B (Average): Asset is sound, operationally safe and exhibits only minor deterioration. | Category 3 (Recommended): Minor work required to prevent a deterioration of the service provided by the asset. | 25 | 2008-03-08 | 16.1314 | 73.0949 | x | 1 | 4. Significant | 11952 | Predictive Maintenance | 91.25
1017423 | Service Drainage | B (Average): Asset is sound, operationally safe and exhibits only minor deterioration. | Category 3 (Recommended): Minor work required to prevent a deterioration of the service provided by the asset. | 25 | 2017-07-27 | 6.7461 | 80.6031 | x | 1 | 4. Significant | 11952 | Predictive Maintenance | 91.25
1017424 | Service Drainage | B (Average): Asset is sound, operationally safe and exhibits only minor deterioration. | Category 3 (Recommended): Minor work required to prevent a deterioration of the service provided by the asset. | 25 | 2020-04-14 | 4.0301 | 82.7759 | x | 1 | 4. Significant | 11952 | Predictive Maintenance | 91.25
1017425 | Service Drainage | B (Average): Asset is sound, operationally safe and exhibits only minor deterioration. | Category 3 (Recommended): Minor work required to prevent a deterioration of the service provided by the asset. | 25 | 1999-10-02 | 24.564 | 66.3488 | x | 1 | 4. Significant | 11952 | Predictive Maintenance | 91.25
1017426 | Service Drainage | B (Average): Asset is sound, operationally safe and exhibits only minor deterioration. | Category 3 (Recommended): Minor work required to prevent a deterioration of the service provided by the asset. | 25 | 2015-06-08 | 8.8816 | 78.8947 | x | 1 | 4. Significant | 11952 | Predictive Maintenance | 91.25
1017429 | Television and Signal Receiving Equipment | B (Average): Asset is sound, operationally safe and exhibits only minor deterioration. | Category 3 (Recommended): Minor work required to prevent a deterioration of the service provided by the asset. | 15 | 2018-02-06 | 6.2149 | 77.7134 | x | 1 | 3. Moderate | 11952 | Predictive Maintenance | 91.25
1017430 | Ductwork System - General | B (Average): Asset is sound, operationally safe and exhibits only minor deterioration. | Category 3 (Recommended): Minor work required to prevent a deterioration of the service provided by the asset. | 30 | 1999-01-19 | 25.2649 | 69.1567 | x | 1 | 3. Moderate | 11952 | Predictive Maintenance | 91.25
1017447 | Manually operated Vertical & Horizontal blinds | B (Average): Asset is sound, operationally safe and exhibits only minor deterioration. | Category 3 (Recommended): Minor work required to prevent a deterioration of the service provided by the asset. | 20 | 2014-09-29 | 9.5715 | 76.4285 | x | 1 | 1. Negligible | 11952 | Predictive Maintenance | 182.5
1017448 | Windows Internal and External | B (Average): Asset is sound, operationally safe and exhibits only minor deterioration. | Category 3 (Recommended): Minor work required to prevent a deterioration of the service provided by the asset. | 39 | 1994-01-28 | 30.2396 | 70.4925 | x | 1 | 3. Moderate | 11952 | Predictive Maintenance | 91.25
1017449 | Windows Internal and External | B (Average): Asset is sound, operationally safe and exhibits only minor deterioration. | Category 3 (Recommended): Minor work required to prevent a deterioration of the service provided by the asset. | 37 | 1995-08-16 | 28.6927 | 70.4904 | x | 1 | 3. Moderate | 11952 | Predictive Maintenance | 91.25
1017450 | Windows Internal and External | B (Average): Asset is sound, operationally safe and exhibits only minor deterioration. | Category 3 (Recommended): Minor work required to prevent a deterioration of the service provided by the asset. | 38 | 2006-03-05 | 18.141 | 76.4521 | x | 1 | 3. Moderate | 11952 | Predictive Maintenance | 91.25
1017451 | Windows Internal and External | B (Average): Asset is sound, operationally safe and exhibits only minor deterioration. | Category 3 (Recommended): Minor work required to prevent a deterioration of the service provided by the asset. | 39 | 2006-04-26 | 17.9986 | 76.7699 | x | 1 | 3. Moderate | 11952 | Predictive Maintenance | 91.25
1017452 | Locks, handles, hinges Etc. | B (Average): Asset is sound, operationally safe and exhibits only minor deterioration. | Category 3 (Recommended): Minor work required to prevent a deterioration of the service provided by the asset. | 40 | 2015-10-19 | 8.5175 | 75.7413 | x | 4 | 3. Moderate | 12350 | Predictive Maintenance | 91.25
1017453 | Towel Rails, Mirrors, Toilet Roll Holders, Shelves, Pictures etc. | B (Average): Asset is sound, operationally safe and exhibits only minor deterioration. | Category 3 (Recommended): Minor work required to prevent a deterioration of the service provided by the asset. | 30 | 2020-11-24 | 3.4168 | 77.7221 | x | 4 | 2. Minor | 12350 | Predictive Maintenance | 182.5
1017454 | Building Inspections | B (Average): Asset is sound, operationally safe and exhibits only minor deterioration. | Category 3 (Recommended): Minor work required to prevent a deterioration of the service provided by the asset. | 20 | 2017-07-09 | 6.7953 | 73.2047 | x | 4 | 2. Minor | 12350 | Predictive Maintenance | 182.5
1017455 | Catering Equipment | U (Unverified): Further investigation required. | Category U (Unverified Asset): Further investigation required to identify asset. | 15 | 2021-04-11 | 3.039 | 61.948 | x | 4 | 2. Minor | 12350 | Predictive Maintenance | 91.25
1017459 | Fittings, Furnishings and Equipment | B (Average): Asset is sound, operationally safe and exhibits only minor deterioration. | Category 3 (Recommended): Minor work required to prevent a deterioration of the service provided by the asset. | 5 | 2020-01-04 | 4.3066 | 62.7734 | x | 4 | 2. Minor | 12350 | Predictive Maintenance | 182.5
1017460 | Floors and Floor Finishes | B (Average): Asset is sound, operationally safe and exhibits only minor deterioration. | Category 3 (Recommended): Minor work required to prevent a deterioration of the service provided by the asset. | 30 | 2014-12-23 | 9.3388 | 73.7741 | x | 4 | 1. Negligible | 12350 | Predictive Maintenance | 182.5
1017461 | Internal Walls and Ceilings | B (Average): Asset is sound, operationally safe and exhibits only minor deterioration. | Category 3 (Recommended): Minor work required to prevent a deterioration of the service provided by the asset. | 25 | 2019-01-20 | 5.2621 | 75.7903 | x | 4 | 3. Moderate | 12350 | Predictive Maintenance | 91.25
1017466 | Rainwater Downpipes and Gutters | B (Average): Asset is sound, operationally safe and exhibits only minor deterioration. | Category 3 (Recommended): Minor work required to prevent a deterioration of the service provided by the asset. | 50 | 1999-08-31 | 24.6516 | 70.1394 | x | 4 | 2. Minor | 12350 | Predictive Maintenance | 182.5
1017468 | Manually operated Vertical & Horizontal blinds | B (Average): Asset is sound, operationally safe and exhibits only minor deterioration. | Category 3 (Recommended): Minor work required to prevent a deterioration of the service provided by the asset. | 20 | 2004-12-19 | 19.3484 | 60.6516 | x | 4 | 1. Negligible | 12350 | Predictive Maintenance | 182.5
1017469 | Windows Internal and External | B (Average): Asset is sound, operationally safe and exhibits only minor deterioration. | Category 3 (Recommended): Minor work required to prevent a deterioration of the service provided by the asset. | 38 | 2023-09-07 | 0.63244 | 79.6671 | x | 4 | 3. Moderate | 12350 | Predictive Maintenance | 91.25
1017470 | Windows Internal and External | B (Average): Asset is sound, operationally safe and exhibits only minor deterioration. | Category 3 (Recommended): Minor work required to prevent a deterioration of the service provided by the asset. | 36 | 2023-10-31 | 0.4846 | 79.7308 | x | 4 | 3. Moderate | 12350 | Predictive Maintenance | 91.25
1017472 | Flues (All Combustible Fuels) | B (Average): Asset is sound, operationally safe and exhibits only minor deterioration. | Category 3 (Recommended): Minor work required to prevent a deterioration of the service provided by the asset. | 15 | 2014-08-14 | 9.6975 | 67.07 | x | 4 | 4. Significant | 12350 | Predictive Maintenance | 91.25
1017474 | Software Functions | B (Average): Asset is sound, operationally safe and exhibits only minor deterioration. | Category 3 (Recommended): Minor work required to prevent a deterioration of the service provided by the asset. | 5 | 2022-11-19 | 1.4319 | 74.2724 | x | 4 | 4. Significant | 12350 | Predictive Maintenance | 91.25
1017475 | Software Functions | B (Average): Asset is sound, operationally safe and exhibits only minor deterioration. | Category 3 (Recommended): Minor work required to prevent a deterioration of the service provided by the asset. | 5 | 2020-10-18 | 3.5181 | 65.9274 | x | 4 | 4. Significant | 12350 | Predictive Maintenance | 91.25
1017476 | Software Functions | B (Average): Asset is sound, operationally safe and exhibits only minor deterioration. | Category 3 (Recommended): Minor work required to prevent a deterioration of the service provided by the asset. | 5 | 2020-12-09 | 3.3758 | 66.4969 | x | 4 | 4. Significant | 12350 | Predictive Maintenance | 91.25
1017477 | Software Functions | B (Average): Asset is sound, operationally safe and exhibits only minor deterioration. | Category 3 (Recommended): Minor work required to prevent a deterioration of the service provided by the asset. | 5 | 2020-08-01 | 3.7317 | 65.0732 | x | 4 | 4. Significant | 12350 | Predictive Maintenance | 91.25
1017478 | Software Functions | B (Average): Asset is sound, operationally safe and exhibits only minor deterioration. | Category 3 (Recommended): Minor work required to prevent a deterioration of the service provided by the asset. | 5 | 2021-12-29 | 2.3217 | 70.7132 | x | 4 | 4. Significant | 12350 | Predictive Maintenance | 91.25
1017490 | External Lighting including Illuminated Signs | B (Average): Asset is sound, operationally safe and exhibits only minor deterioration. | Category 3 (Recommended): Minor work required to prevent a deterioration of the service provided by the asset. | 15 | 2010-07-05 | 13.807 | 61.5907 | x | 4 | 4. Significant | 12350 | Predictive Maintenance | 91.25
1017491 | External Lighting including Illuminated Signs | B (Average): Asset is sound, operationally safe and exhibits only minor deterioration. | Category 3 (Recommended): Minor work required to prevent a deterioration of the service provided by the asset. | 15 | 2014-08-23 | 9.6728 | 67.1029 | x | 4 | 4. Significant | 12350 | Predictive Maintenance | 91.25
1017492 | External Lighting including Illuminated Signs | B (Average): Asset is sound, operationally safe and exhibits only minor deterioration. | Category 3 (Recommended): Minor work required to prevent a deterioration of the service provided by the asset. | 15 | 2018-06-10 | 5.8754 | 72.1661 | x | 4 | 4. Significant | 12350 | Predictive Maintenance | 91.25
1017493 | Laboratory Fume Cupboard | B (Average): Asset is sound, operationally safe and exhibits only minor deterioration. | Category 3 (Recommended): Minor work required to prevent a deterioration of the service provided by the asset. | 15 | 2022-07-26 | 1.7495 | 77.6674 | x | 4 | 4. Significant | 12350 | Predictive Maintenance | 91.25
1017495 | Lighting Fittings including Luminaires General | B (Average): Asset is sound, operationally safe and exhibits only minor deterioration. | Category 3 (Recommended): Minor work required to prevent a deterioration of the service provided by the asset. | 20 | 2010-03-02 | 14.1492 | 65.8508 | x | 4 | 3. Moderate | 12350 | Predictive Maintenance | 91.25
1017497 | Pipework Systems - General | A (Good): Asset is as new and can be expected to perform adequately to its full normal life if maintained appropriately. | Category 3 (Recommended): Minor work required to prevent a deterioration of the service provided by the asset. | 20 | 2007-07-16 | 16.7775 | 70.2225 | x | 4 | 4. Significant | 12350 | Predictive Maintenance | 91.25
1017500 | Portable Appliance Testing (PAT) - User Checks, Recorded Formal Visual Inspections and Combined Insp | B (Average): Asset is sound, operationally safe and exhibits only minor deterioration. | Category 3 (Recommended): Minor work required to prevent a deterioration of the service provided by the asset. | 20 | 2013-12-31 | 10.3162 | 69.6838 | x | 4 | 2. Minor | 12350 | Predictive Maintenance | 182.5
1017502 | Rising Fire Mains and Hydrants | D (Very Poor): Asset runs a serious risk of imminent breakdown or poses a health and safety risk. | Category 4 (Normal): No work required beyond normal maintenance. | 20 | 2009-08-29 | 14.6557 | 51.3443 | x | 4 | 5. Severe | 12350 | Predictive Maintenance | 162.5
1017503 | Service Drainage | B (Average): Asset is sound, operationally safe and exhibits only minor deterioration. | Category 3 (Recommended): Minor work required to prevent a deterioration of the service provided by the asset. | 25 | 2021-02-05 | 3.217 | 77.4264 | x | 4 | 4. Significant | 12350 | Predictive Maintenance | 91.25
1017504 | Service Drainage | B (Average): Asset is sound, operationally safe and exhibits only minor deterioration. | Category 3 (Recommended): Minor work required to prevent a deterioration of the service provided by the asset. | 25 | 2009-05-18 | 14.9377 | 68.0498 | x | 4 | 4. Significant | 12350 | Predictive Maintenance | 91.25
1017505 | Service Drainage | B (Average): Asset is sound, operationally safe and exhibits only minor deterioration. | Category 3 (Recommended): Minor work required to prevent a deterioration of the service provided by the asset. | 25 | 2005-11-24 | 18.4175 | 65.266 | x | 4 | 4. Significant | 12350 | Predictive Maintenance | 91.25
1017508 | Television and Signal Receiving Equipment | B (Average): Asset is sound, operationally safe and exhibits only minor deterioration. | Category 3 (Recommended): Minor work required to prevent a deterioration of the service provided by the asset. | 15 | 2022-12-29 | 1.3224 | 78.2368 | x | 4 | 3. Moderate | 12350 | Predictive Maintenance | 91.25
1017509 | Ductwork System - General | B (Average): Asset is sound, operationally safe and exhibits only minor deterioration. | Category 3 (Recommended): Minor work required to prevent a deterioration of the service provided by the asset. | 30 | 2022-01-13 | 2.2806 | 78.4796 | x | 4 | 3. Moderate | 12350 | Predictive Maintenance | 91.25
1017519 | Locks, handles, hinges Etc. | B (Average): Asset is sound, operationally safe and exhibits only minor deterioration. | Category 3 (Recommended): Minor work required to prevent a deterioration of the service provided by the asset. | 40 | 2011-01-20 | 13.2621 | 75.3689 | x | 3 | 3. Moderate | 10022 | Predictive Maintenance | 91.25
1017520 | Flues (All Combustible Fuels) | B (Average): Asset is sound, operationally safe and exhibits only minor deterioration. | Category 3 (Recommended): Minor work required to prevent a deterioration of the service provided by the asset. | 50 | 2011-03-23 | 13.0924 | 76.763 | x | 3 | 4. Significant | 10022 | Predictive Maintenance | 91.25
1017523 | Towel Rails, Mirrors, Toilet Roll Holders, Shelves, Pictures etc. | B (Average): Asset is sound, operationally safe and exhibits only minor deterioration. | Category 3 (Recommended): Minor work required to prevent a deterioration of the service provided by the asset. | 30 | 2005-01-24 | 19.2498 | 69.1668 | x | 3 | 2. Minor | 10022 | Predictive Maintenance | 182.5
1017524 | Towel Rails, Mirrors, Toilet Roll Holders, Shelves, Pictures etc. | B (Average): Asset is sound, operationally safe and exhibits only minor deterioration. | Category 3 (Recommended): Minor work required to prevent a deterioration of the service provided by the asset. | 30 | 2005-09-27 | 18.5763 | 69.6158 | x | 3 | 2. Minor | 10022 | Predictive Maintenance | 182.5
1017525 | Towel Rails, Mirrors, Toilet Roll Holders, Shelves, Pictures etc. | B (Average): Asset is sound, operationally safe and exhibits only minor deterioration. | Category 3 (Recommended): Minor work required to prevent a deterioration of the service provided by the asset. | 30 | 2016-07-27 | 7.7454 | 76.8364 | x | 3 | 2. Minor | 10022 | Predictive Maintenance | 182.5
1017526 | Towel Rails, Mirrors, Toilet Roll Holders, Shelves, Pictures etc. | B (Average): Asset is sound, operationally safe and exhibits only minor deterioration. | Category 3 (Recommended): Minor work required to prevent a deterioration of the service provided by the asset. | 30 | 1997-12-03 | 26.3929 | 64.4047 | x | 3 | 2. Minor | 10022 | Predictive Maintenance | 182.5
1017527 | Towel Rails, Mirrors, Toilet Roll Holders, Shelves, Pictures etc. | B (Average): Asset is sound, operationally safe and exhibits only minor deterioration. | Category 3 (Recommended): Minor work required to prevent a deterioration of the service provided by the asset. | 30 | 2016-01-16 | 8.2738 | 76.4841 | x | 3 | 2. Minor | 10022 | Predictive Maintenance | 182.5
1017528 | Towel Rails, Mirrors, Toilet Roll Holders, Shelves, Pictures etc. | B (Average): Asset is sound, operationally safe and exhibits only minor deterioration. | Category 3 (Recommended): Minor work required to prevent a deterioration of the service provided by the asset. | 30 | 2022-07-13 | 1.7851 | 80.8099 | x | 3 | 2. Minor | 10022 | Predictive Maintenance | 182.5
1017529 | Towel Rails, Mirrors, Toilet Roll Holders, Shelves, Pictures etc. | B (Average): Asset is sound, operationally safe and exhibits only minor deterioration. | Category 3 (Recommended): Minor work required to prevent a deterioration of the service provided by the asset. | 30 | 2010-03-28 | 14.078 | 72.6146 | x | 3 | 2. Minor | 10022 | Predictive Maintenance | 182.5
1017531 | Software Functions | B (Average): Asset is sound, operationally safe and exhibits only minor deterioration. | Category 3 (Recommended): Minor work required to prevent a deterioration of the service provided by the asset. | 5 | 2021-06-30 | 2.82 | 70.7201 | x | 3 | 4. Significant | 10022 | Predictive Maintenance | 91.25
1017532 | Building Inspections | B (Average): Asset is sound, operationally safe and exhibits only minor deterioration. | Category 3 (Recommended): Minor work required to prevent a deterioration of the service provided by the asset. | 20 | 2011-12-31 | 12.3176 | 69.6824 | x | 3 | 2. Minor | 10022 | Predictive Maintenance | 182.5
1017533 | Catering Equipment | A (Good): Asset is as new and can be expected to perform adequately to its full normal life if maintained appropriately. | Category 3 (Recommended): Minor work required to prevent a deterioration of the service provided by the asset. | 15 | 2022-09-15 | 1.6099 | 86.8535 | x | 3 | 2. Minor | 10022 | Predictive Maintenance | 182.5
1017561 | External Lighting including Illuminated Signs | B (Average): Asset is sound, operationally safe and exhibits only minor deterioration. | Category 3 (Recommended): Minor work required to prevent a deterioration of the service provided by the asset. | 15 | 2021-03-22 | 3.0938 | 77.875 | x | 3 | 4. Significant | 10022 | Predictive Maintenance | 91.25
1017564 | Fittings, Furnishings and Equipment | B (Average): Asset is sound, operationally safe and exhibits only minor deterioration. | Category 3 (Recommended): Minor work required to prevent a deterioration of the service provided by the asset. | 5 | 2021-09-25 | 2.5818 | 71.6728 | x | 3 | 2. Minor | 10022 | Predictive Maintenance | 182.5
1017565 | Floors and Floor Finishes | B (Average): Asset is sound, operationally safe and exhibits only minor deterioration. | Category 3 (Recommended): Minor work required to prevent a deterioration of the service provided by the asset. | 30 | 2023-05-10 | 0.96099 | 81.3593 | x | 3 | 1. Negligible | 10022 | Predictive Maintenance | 182.5
1017566 | Floors and Floor Finishes | B (Average): Asset is sound, operationally safe and exhibits only minor deterioration. | Category 3 (Recommended): Minor work required to prevent a deterioration of the service provided by the asset. | 30 | 2001-10-30 | 22.486 | 67.0094 | x | 3 | 1. Negligible | 10022 | Predictive Maintenance | 182.5
1017567 | Floors and Floor Finishes | B (Average): Asset is sound, operationally safe and exhibits only minor deterioration. | Category 3 (Recommended): Minor work required to prevent a deterioration of the service provided by the asset. | 30 | 2003-12-26 | 20.3313 | 68.4458 | x | 3 | 1. Negligible | 10022 | Predictive Maintenance | 182.5
1017568 | Floors and Floor Finishes | B (Average): Asset is sound, operationally safe and exhibits only minor deterioration. | Category 3 (Recommended): Minor work required to prevent a deterioration of the service provided by the asset. | 30 | 2014-05-21 | 9.9302 | 75.3799 | x | 3 | 1. Negligible | 10022 | Predictive Maintenance | 182.5
1017569 | Laboratory Fume Cupboard | B (Average): Asset is sound, operationally safe and exhibits only minor deterioration. | Category 3 (Recommended): Minor work required to prevent a deterioration of the service provided by the asset. | 15 | 2024-01-19 | 0.26557 | 81.6459 | x | 3 | 4. Significant | 10022 | Predictive Maintenance | 91.25
1017571 | Lighting Fittings including Luminaires General | B (Average): Asset is sound, operationally safe and exhibits only minor deterioration. | Category 3 (Recommended): Minor work required to prevent a deterioration of the service provided by the asset. | 20 | 2022-11-27 | 1.41 | 80.59 | x | 3 | 3. Moderate | 10022 | Predictive Maintenance | 91.25
1017572 | Lighting Fittings including Luminaires General | B (Average): Asset is sound, operationally safe and exhibits only minor deterioration. | Category 3 (Recommended): Minor work required to prevent a deterioration of the service provided by the asset. | 20 | 2005-07-17 | 18.7734 | 63.2266 | x | 3 | 3. Moderate | 10022 | Predictive Maintenance | 91.25
1017573 | Lighting Fittings including Luminaires General | B (Average): Asset is sound, operationally safe and exhibits only minor deterioration. | Category 3 (Recommended): Minor work required to prevent a deterioration of the service provided by the asset. | 20 | 2015-10-13 | 8.5339 | 73.4661 | x | 3 | 3. Moderate | 10022 | Predictive Maintenance | 91.25
1017574 | Lighting Fittings including Luminaires General | B (Average): Asset is sound, operationally safe and exhibits only minor deterioration. | Category 3 (Recommended): Minor work required to prevent a deterioration of the service provided by the asset. | 20 | 2022-11-05 | 1.4702 | 80.5298 | x | 3 | 3. Moderate | 10022 | Predictive Maintenance | 91.25
1017575 | Lighting Fittings including Luminaires General | B (Average): Asset is sound, operationally safe and exhibits only minor deterioration. | Category 3 (Recommended): Minor work required to prevent a deterioration of the service provided by the asset. | 20 | 2017-09-27 | 6.5763 | 75.4237 | x | 3 | 3. Moderate | 10022 | Predictive Maintenance | 91.25
1017576 | Lighting Fittings including Luminaires General | B (Average): Asset is sound, operationally safe and exhibits only minor deterioration. | Category 3 (Recommended): Minor work required to prevent a deterioration of the service provided by the asset. | 20 | 2004-02-09 | 20.2081 | 61.7919 | x | 3 | 3. Moderate | 10022 | Predictive Maintenance | 91.25
1017577 | Lighting Fittings including Luminaires General | B (Average): Asset is sound, operationally safe and exhibits only minor deterioration. | Category 3 (Recommended): Minor work required to prevent a deterioration of the service provided by the asset. | 20 | 2015-12-31 | 8.3176 | 73.6824 | x | 3 | 3. Moderate | 10022 | Predictive Maintenance | 91.25
1017578 | Lighting Fittings including Luminaires General | B (Average): Asset is sound, operationally safe and exhibits only minor deterioration. | Category 3 (Recommended): Minor work required to prevent a deterioration of the service provided by the asset. | 20 | 2010-12-21 | 13.3443 | 68.6557 | x | 3 | 3. Moderate | 10022 | Predictive Maintenance | 91.25
1017579 | Lighting Fittings including Luminaires General | B (Average): Asset is sound, operationally safe and exhibits only minor deterioration. | Category 3 (Recommended): Minor work required to prevent a deterioration of the service provided by the asset. | 20 | 2021-01-31 | 3.2307 | 78.7693 | x | 3 | 3. Moderate | 10022 | Predictive Maintenance | 91.25
1017580 | Lighting Fittings including Luminaires General | B (Average): Asset is sound, operationally safe and exhibits only minor deterioration. | Category 3 (Recommended): Minor work required to prevent a deterioration of the service provided by the asset. | 20 | 2009-12-25 | 14.3326 | 67.6674 | x | 3 | 3. Moderate | 10022 | Predictive Maintenance | 91.25
1017581 | Lighting Fittings including Luminaires General | B (Average): Asset is sound, operationally safe and exhibits only minor deterioration. | Category 3 (Recommended): Minor work required to prevent a deterioration of the service provided by the asset. | 20 | 2009-05-27 | 14.9131 | 67.0869 | x | 3 | 3. Moderate | 10022 | Predictive Maintenance | 91.25
1017582 | Lighting Fittings including Luminaires General | B (Average): Asset is sound, operationally safe and exhibits only minor deterioration. | Category 3 (Recommended): Minor work required to prevent a deterioration of the service provided by the asset. | 20 | 2010-06-25 | 13.8344 | 68.1656 | x | 3 | 3. Moderate | 10022 | Predictive Maintenance | 91.25
1017596 | Internal Walls and Ceilings | B (Average): Asset is sound, operationally safe and exhibits only minor deterioration. | Category 3 (Recommended): Minor work required to prevent a deterioration of the service provided by the asset. | 25 | 2002-08-08 | 21.7139 | 64.6289 | x | 3 | 3. Moderate | 10022 | Predictive Maintenance | 91.25
1017597 | Internal Walls and Ceilings | B (Average): Asset is sound, operationally safe and exhibits only minor deterioration. | Category 3 (Recommended): Minor work required to prevent a deterioration of the service provided by the asset. | 25 | 2008-07-30 | 15.7372 | 69.4103 | x | 3 | 3. Moderate | 10022 | Predictive Maintenance | 91.25
1017600 | Electrical Installation - Generally | B (Average): Asset is sound, operationally safe and exhibits only minor deterioration. | Category 3 (Recommended): Minor work required to prevent a deterioration of the service provided by the asset. | 35 | 2009-02-21 | 15.1732 | 73.3296 | x | 3 | 4. Significant | 10022 | Predictive Maintenance | 91.25
1017601 | Electrical Installation - Generally | B (Average): Asset is sound, operationally safe and exhibits only minor deterioration. | Category 3 (Recommended): Minor work required to prevent a deterioration of the service provided by the asset. | 35 | 1997-09-03 | 26.642 | 66.776 | x | 3 | 4. Significant | 10022 | Predictive Maintenance | 91.25
1017602 | Portable Appliance Testing (PAT) - User Checks, Recorded Formal Visual Inspections and Combined Insp | B (Average): Asset is sound, operationally safe and exhibits only minor deterioration. | Category 3 (Recommended): Minor work required to prevent a deterioration of the service provided by the asset. | 20 | 2017-10-29 | 6.4887 | 75.5113 | x | 3 | 2. Minor | 10022 | Predictive Maintenance | 182.5
1017604 | Rainwater Downpipes and Gutters | B (Average): Asset is sound, operationally safe and exhibits only minor deterioration. | Category 3 (Recommended): Minor work required to prevent a deterioration of the service provided by the asset. | 50 | 2011-12-31 | 12.3176 | 77.073 | x | 3 | 2. Minor | 10022 | Predictive Maintenance | 182.5
1017607 | Service Drainage | B (Average): Asset is sound, operationally safe and exhibits only minor deterioration. | Category 3 (Recommended): Minor work required to prevent a deterioration of the service provided by the asset. | 25 | 2019-03-08 | 5.1335 | 77.8932 | x | 3 | 4. Significant | 10022 | Predictive Maintenance | 91.25
1017608 | Service Drainage | B (Average): Asset is sound, operationally safe and exhibits only minor deterioration. | Category 3 (Recommended): Minor work required to prevent a deterioration of the service provided by the asset. | 25 | 2003-11-19 | 20.4326 | 65.6539 | x | 3 | 4. Significant | 10022 | Predictive Maintenance | 91.25
1017609 | Service Drainage | B (Average): Asset is sound, operationally safe and exhibits only minor deterioration. | Category 3 (Recommended): Minor work required to prevent a deterioration of the service provided by the asset. | 25 | 2012-10-05 | 11.5537 | 72.757 | x | 3 | 4. Significant | 10022 | Predictive Maintenance | 91.25
1017610 | Service Drainage | B (Average): Asset is sound, operationally safe and exhibits only minor deterioration. | Category 3 (Recommended): Minor work required to prevent a deterioration of the service provided by the asset. | 25 | 2013-02-10 | 11.2033 | 73.0374 | x | 3 | 4. Significant | 10022 | Predictive Maintenance | 91.25
1017611 | Service Drainage | B (Average): Asset is sound, operationally safe and exhibits only minor deterioration. | Category 3 (Recommended): Minor work required to prevent a deterioration of the service provided by the asset. | 25 | 2010-09-19 | 13.5989 | 71.1209 | x | 3 | 4. Significant | 10022 | Predictive Maintenance | 91.25
1017612 | Service Drainage | B (Average): Asset is sound, operationally safe and exhibits only minor deterioration. | Category 3 (Recommended): Minor work required to prevent a deterioration of the service provided by the asset. | 25 | 2013-02-20 | 11.1759 | 73.0593 | x | 3 | 4. Significant | 10022 | Predictive Maintenance | 91.25
1017613 | Service Drainage | B (Average): Asset is sound, operationally safe and exhibits only minor deterioration. | Category 3 (Recommended): Minor work required to prevent a deterioration of the service provided by the asset. | 25 | 2004-06-24 | 19.8357 | 66.1314 | x | 3 | 4. Significant | 10022 | Predictive Maintenance | 91.25
1017614 | Service Drainage | B (Average): Asset is sound, operationally safe and exhibits only minor deterioration. | Category 3 (Recommended): Minor work required to prevent a deterioration of the service provided by the asset. | 25 | 2017-10-25 | 6.4997 | 76.8003 | x | 3 | 4. Significant | 10022 | Predictive Maintenance | 91.25
1017615 | Service Drainage | B (Average): Asset is sound, operationally safe and exhibits only minor deterioration. | Category 3 (Recommended): Minor work required to prevent a deterioration of the service provided by the asset. | 25 | 2016-08-06 | 7.718 | 75.8256 | x | 3 | 4. Significant | 10022 | Predictive Maintenance | 91.25
1017616 | Service Drainage | B (Average): Asset is sound, operationally safe and exhibits only minor deterioration. | Category 3 (Recommended): Minor work required to prevent a deterioration of the service provided by the asset. | 25 | 2012-02-02 | 12.2272 | 72.2182 | x | 3 | 4. Significant | 10022 | Predictive Maintenance | 91.25
1017617 | Service Drainage | B (Average): Asset is sound, operationally safe and exhibits only minor deterioration. | Category 3 (Recommended): Minor work required to prevent a deterioration of the service provided by the asset. | 25 | 1999-08-24 | 24.6708 | 62.2634 | x | 3 | 4. Significant | 10022 | Predictive Maintenance | 91.25
1017618 | Service Drainage | B (Average): Asset is sound, operationally safe and exhibits only minor deterioration. | Category 3 (Recommended): Minor work required to prevent a deterioration of the service provided by the asset. | 25 | 2009-06-08 | 14.8802 | 70.0958 | x | 3 | 4. Significant | 10022 | Predictive Maintenance | 91.25
1017619 | Service Drainage | B (Average): Asset is sound, operationally safe and exhibits only minor deterioration. | Category 3 (Recommended): Minor work required to prevent a deterioration of the service provided by the asset. | 25 | 2012-07-20 | 11.7645 | 72.5884 | x | 3 | 4. Significant | 10022 | Predictive Maintenance | 91.25
1017620 | Service Drainage | B (Average): Asset is sound, operationally safe and exhibits only minor deterioration. | Category 3 (Recommended): Minor work required to prevent a deterioration of the service provided by the asset. | 25 | 2009-09-18 | 14.601 | 70.3192 | x | 3 | 4. Significant | 10022 | Predictive Maintenance | 91.25
1017621 | Service Drainage | B (Average): Asset is sound, operationally safe and exhibits only minor deterioration. | Category 3 (Recommended): Minor work required to prevent a deterioration of the service provided by the asset. | 25 | 2008-05-04 | 15.9754 | 69.2197 | x | 3 | 4. Significant | 10022 | Predictive Maintenance | 91.25
1017622 | Service Drainage | B (Average): Asset is sound, operationally safe and exhibits only minor deterioration. | Category 3 (Recommended): Minor work required to prevent a deterioration of the service provided by the asset. | 25 | 2012-03-30 | 12.0712 | 72.3431 | x | 3 | 4. Significant | 10022 | Predictive Maintenance | 91.25
1017625 | Television and Signal Receiving Equipment | B (Average): Asset is sound, operationally safe and exhibits only minor deterioration. | Category 3 (Recommended): Minor work required to prevent a deterioration of the service provided by the asset. | 15 | 2014-10-17 | 9.5222 | 69.3037 | x | 3 | 3. Moderate | 10022 | Predictive Maintenance | 91.25
1017626 | Underfloor Heating Including Vehicle Access Ramps | B (Average): Asset is sound, operationally safe and exhibits only minor deterioration. | Category 3 (Recommended): Minor work required to prevent a deterioration of the service provided by the asset. | 20 | 2020-04-01 | 4.0657 | 77.9343 | x | 3 | 4. Significant | 10022 | Predictive Maintenance | 91.25
1017627 | Ductwork System - General | B (Average): Asset is sound, operationally safe and exhibits only minor deterioration. | Category 3 (Recommended): Minor work required to prevent a deterioration of the service provided by the asset. | 30 | 2003-10-02 | 20.564 | 68.2907 | x | 3 | 3. Moderate | 10022 | Predictive Maintenance | 91.25
1017636 | Manually operated Vertical & Horizontal blinds | B (Average): Asset is sound, operationally safe and exhibits only minor deterioration. | Category 3 (Recommended): Minor work required to prevent a deterioration of the service provided by the asset. | 20 | 2007-06-18 | 16.8542 | 65.1458 | x | 3 | 1. Negligible | 10022 | Predictive Maintenance | 182.5
1017637 | Windows Internal and External | B (Average): Asset is sound, operationally safe and exhibits only minor deterioration. | Category 3 (Recommended): Minor work required to prevent a deterioration of the service provided by the asset. | 40 | 2006-04-21 | 18.0123 | 72.9938 | x | 3 | 3. Moderate | 10022 | Predictive Maintenance | 91.25
1017638 | Windows Internal and External | B (Average): Asset is sound, operationally safe and exhibits only minor deterioration. | Category 3 (Recommended): Minor work required to prevent a deterioration of the service provided by the asset. | 37 | 1999-02-03 | 25.2238 | 68.3655 | x | 3 | 3. Moderate | 10022 | Predictive Maintenance | 91.25
1017640 | Locks, handles, hinges Etc. | B (Average): Asset is sound, operationally safe and exhibits only minor deterioration. | Category 3 (Recommended): Minor work required to prevent a deterioration of the service provided by the asset. | 40 | 2002-07-22 | 21.7604 | 71.1198 | x | 3 | 3. Moderate | 10022 | Predictive Maintenance | 91.25
1017641 | Locks, handles, hinges Etc. | B (Average): Asset is sound, operationally safe and exhibits only minor deterioration. | Category 3 (Recommended): Minor work required to prevent a deterioration of the service provided by the asset. | 40 | 2021-01-22 | 3.2553 | 80.3723 | x | 3 | 3. Moderate | 10022 | Predictive Maintenance | 91.25
1017642 | Flues (All Combustible Fuels) | B (Average): Asset is sound, operationally safe and exhibits only minor deterioration. | Category 3 (Recommended): Minor work required to prevent a deterioration of the service provided by the asset. | 40 | 2016-07-22 | 7.7591 | 78.1205 | x | 3 | 4. Significant | 10022 | Predictive Maintenance | 91.25
1017645 | Towel Rails, Mirrors, Toilet Roll Holders, Shelves, Pictures etc. | B (Average): Asset is sound, operationally safe and exhibits only minor deterioration. | Category 3 (Recommended): Minor work required to prevent a deterioration of the service provided by the asset. | 30 | 2023-10-03 | 0.56126 | 81.6258 | x | 3 | 2. Minor | 10022 | Predictive Maintenance | 182.5
1017646 | Towel Rails, Mirrors, Toilet Roll Holders, Shelves, Pictures etc. | B (Average): Asset is sound, operationally safe and exhibits only minor deterioration. | Category 3 (Recommended): Minor work required to prevent a deterioration of the service provided by the asset. | 30 | 2001-02-14 | 23.1923 | 66.5384 | x | 3 | 2. Minor | 10022 | Predictive Maintenance | 182.5
1017647 | Towel Rails, Mirrors, Toilet Roll Holders, Shelves, Pictures etc. | B (Average): Asset is sound, operationally safe and exhibits only minor deterioration. | Category 3 (Recommended): Minor work required to prevent a deterioration of the service provided by the asset. | 30 | 2022-01-23 | 2.2533 | 80.4978 | x | 3 | 2. Minor | 10022 | Predictive Maintenance | 182.5
1017648 | Towel Rails, Mirrors, Toilet Roll Holders, Shelves, Pictures etc. | B (Average): Asset is sound, operationally safe and exhibits only minor deterioration. | Category 3 (Recommended): Minor work required to prevent a deterioration of the service provided by the asset. | 30 | 2006-11-18 | 17.4346 | 70.3769 | x | 3 | 2. Minor | 10022 | Predictive Maintenance | 182.5
1017649 | Towel Rails, Mirrors, Toilet Roll Holders, Shelves, Pictures etc. | B (Average): Asset is sound, operationally safe and exhibits only minor deterioration. | Category 3 (Recommended): Minor work required to prevent a deterioration of the service provided by the asset. | 30 | 2023-11-29 | 0.4052 | 81.7299 | x | 3 | 2. Minor | 10022 | Predictive Maintenance | 182.5
1017651 | Software Functions | B (Average): Asset is sound, operationally safe and exhibits only minor deterioration. | Category 3 (Recommended): Minor work required to prevent a deterioration of the service provided by the asset. | 5 | 2021-06-03 | 2.8939 | 70.4244 | x | 3 | 4. Significant | 10022 | Predictive Maintenance | 91.25
1017652 | Building Inspections | B (Average): Asset is sound, operationally safe and exhibits only minor deterioration. | Category 3 (Recommended): Minor work required to prevent a deterioration of the service provided by the asset. | 20 | 2015-09-21 | 8.5941 | 73.4059 | x | 3 | 2. Minor | 10022 | Predictive Maintenance | 182.5
1017658 | External Lighting including Illuminated Signs | B (Average): Asset is sound, operationally safe and exhibits only minor deterioration. | Category 3 (Recommended): Minor work required to prevent a deterioration of the service provided by the asset. | 15 | 2010-06-19 | 13.8508 | 63.5323 | x | 3 | 4. Significant | 10022 | Predictive Maintenance | 91.25
1017661 | Fittings, Furnishings and Equipment | B (Average): Asset is sound, operationally safe and exhibits only minor deterioration. | Category 3 (Recommended): Minor work required to prevent a deterioration of the service provided by the asset. | 5 | 2022-09-16 | 1.6071 | 75.5715 | x | 3 | 2. Minor | 10022 | Predictive Maintenance | 182.5
1017662 | Fittings, Furnishings and Equipment | B (Average): Asset is sound, operationally safe and exhibits only minor deterioration. | Category 3 (Recommended): Minor work required to prevent a deterioration of the service provided by the asset. | 5 | 2022-10-24 | 1.5031 | 75.9877 | x | 3 | 2. Minor | 10022 | Predictive Maintenance | 182.5
1017663 | Fittings, Furnishings and Equipment | B (Average): Asset is sound, operationally safe and exhibits only minor deterioration. | Category 3 (Recommended): Minor work required to prevent a deterioration of the service provided by the asset. | 5 | 2023-01-23 | 1.2539 | 76.9843 | x | 3 | 2. Minor | 10022 | Predictive Maintenance | 182.5
1017664 | Fittings, Furnishings and Equipment | B (Average): Asset is sound, operationally safe and exhibits only minor deterioration. | Category 3 (Recommended): Minor work required to prevent a deterioration of the service provided by the asset. | 5 | 2023-04-22 | 1.0103 | 77.9589 | x | 3 | 2. Minor | 10022 | Predictive Maintenance | 182.5
1017665 | Fittings, Furnishings and Equipment | B (Average): Asset is sound, operationally safe and exhibits only minor deterioration. | Category 3 (Recommended): Minor work required to prevent a deterioration of the service provided by the asset. | 5 | 2020-03-17 | 4.1068 | 65.5729 | x | 3 | 2. Minor | 10022 | Predictive Maintenance | 182.5
1017666 | Fittings, Furnishings and Equipment | B (Average): Asset is sound, operationally safe and exhibits only minor deterioration. | Category 3 (Recommended): Minor work required to prevent a deterioration of the service provided by the asset. | 5 | 2024-01-05 | 0.3039 | 80.7844 | x | 3 | 2. Minor | 10022 | Predictive Maintenance | 182.5
1017667 | Floors and Floor Finishes | B (Average): Asset is sound, operationally safe and exhibits only minor deterioration. | Category 3 (Recommended): Minor work required to prevent a deterioration of the service provided by the asset. | 30 | 2000-10-19 | 23.5154 | 66.3231 | x | 3 | 1. Negligible | 10022 | Predictive Maintenance | 182.5
1017668 | Floors and Floor Finishes | B (Average): Asset is sound, operationally safe and exhibits only minor deterioration. | Category 3 (Recommended): Minor work required to prevent a deterioration of the service provided by the asset. | 30 | 2017-01-26 | 7.2444 | 77.1704 | x | 3 | 1. Negligible | 10022 | Predictive Maintenance | 182.5
1017669 | Floors and Floor Finishes | B (Average): Asset is sound, operationally safe and exhibits only minor deterioration. | Category 3 (Recommended): Minor work required to prevent a deterioration of the service provided by the asset. | 30 | 1995-12-12 | 28.3696 | 63.0869 | x | 3 | 1. Negligible | 10022 | Predictive Maintenance | 182.5
1017670 | Floors and Floor Finishes | B (Average): Asset is sound, operationally safe and exhibits only minor deterioration. | Category 3 (Recommended): Minor work required to prevent a deterioration of the service provided by the asset. | 30 | 2020-02-20 | 4.178 | 79.2147 | x | 3 | 1. Negligible | 10022 | Predictive Maintenance | 182.5
1017671 | Floors and Floor Finishes | B (Average): Asset is sound, operationally safe and exhibits only minor deterioration. | Category 3 (Recommended): Minor work required to prevent a deterioration of the service provided by the asset. | 30 | 1995-12-18 | 28.3532 | 63.0979 | x | 3 | 1. Negligible | 10022 | Predictive Maintenance | 182.5
1017672 | Floors and Floor Finishes | B (Average): Asset is sound, operationally safe and exhibits only minor deterioration. | Category 3 (Recommended): Minor work required to prevent a deterioration of the service provided by the asset. | 30 | 2000-10-11 | 23.5373 | 66.3085 | x | 3 | 1. Negligible | 10022 | Predictive Maintenance | 182.5
1017673 | Floors and Floor Finishes | B (Average): Asset is sound, operationally safe and exhibits only minor deterioration. | Category 3 (Recommended): Minor work required to prevent a deterioration of the service provided by the asset. | 30 | 2008-09-29 | 15.5702 | 71.6199 | x | 3 | 1. Negligible | 10022 | Predictive Maintenance | 182.5
1017674 | Laboratory Fume Cupboard | B (Average): Asset is sound, operationally safe and exhibits only minor deterioration. | Category 3 (Recommended): Minor work required to prevent a deterioration of the service provided by the asset. | 15 | 2023-05-17 | 0.94182 | 80.7442 | x | 3 | 4. Significant | 10022 | Predictive Maintenance | 91.25
1017677 | Lighting Fittings including Luminaires General | B (Average): Asset is sound, operationally safe and exhibits only minor deterioration. | Category 3 (Recommended): Minor work required to prevent a deterioration of the service provided by the asset. | 20 | 2020-04-12 | 4.0356 | 77.9644 | x | 3 | 3. Moderate | 10022 | Predictive Maintenance | 91.25
1017678 | Lighting Fittings including Luminaires General | B (Average): Asset is sound, operationally safe and exhibits only minor deterioration. | Category 3 (Recommended): Minor work required to prevent a deterioration of the service provided by the asset. | 20 | 2009-09-07 | 14.6311 | 67.3689 | x | 3 | 3. Moderate | 10022 | Predictive Maintenance | 91.25
1017679 | Lighting Fittings including Luminaires General | B (Average): Asset is sound, operationally safe and exhibits only minor deterioration. | Category 3 (Recommended): Minor work required to prevent a deterioration of the service provided by the asset. | 20 | 2019-01-01 | 5.3142 | 76.6858 | x | 3 | 3. Moderate | 10022 | Predictive Maintenance | 91.25
1017680 | Lighting Fittings including Luminaires General | B (Average): Asset is sound, operationally safe and exhibits only minor deterioration. | Category 3 (Recommended): Minor work required to prevent a deterioration of the service provided by the asset. | 20 | 2017-08-14 | 6.6968 | 75.3032 | x | 3 | 3. Moderate | 10022 | Predictive Maintenance | 91.25
1017681 | Lighting Fittings including Luminaires General | B (Average): Asset is sound, operationally safe and exhibits only minor deterioration. | Category 3 (Recommended): Minor work required to prevent a deterioration of the service provided by the asset. | 20 | 2006-09-08 | 17.629 | 64.371 | x | 3 | 3. Moderate | 10022 | Predictive Maintenance | 91.25
1017682 | Lighting Fittings including Luminaires General | B (Average): Asset is sound, operationally safe and exhibits only minor deterioration. | Category 3 (Recommended): Minor work required to prevent a deterioration of the service provided by the asset. | 20 | 2013-08-19 | 10.6831 | 71.3169 | x | 3 | 3. Moderate | 10022 | Predictive Maintenance | 91.25
1017696 | Internal Walls and Ceilings | B (Average): Asset is sound, operationally safe and exhibits only minor deterioration. | Category 3 (Recommended): Minor work required to prevent a deterioration of the service provided by the asset. | 25 | 2012-11-30 | 11.4004 | 72.8797 | x | 3 | 3. Moderate | 10022 | Predictive Maintenance | 91.25
1017697 | Internal Walls and Ceilings | B (Average): Asset is sound, operationally safe and exhibits only minor deterioration. | Category 3 (Recommended): Minor work required to prevent a deterioration of the service provided by the asset. | 25 | 2011-05-25 | 12.9199 | 71.6641 | x | 3 | 3. Moderate | 10022 | Predictive Maintenance | 91.25
1017698 | Internal Walls and Ceilings | B (Average): Asset is sound, operationally safe and exhibits only minor deterioration. | Category 3 (Recommended): Minor work required to prevent a deterioration of the service provided by the asset. | 25 | 2016-05-18 | 7.937 | 75.6504 | x | 3 | 3. Moderate | 10022 | Predictive Maintenance | 91.25
1017699 | Internal Walls and Ceilings | B (Average): Asset is sound, operationally safe and exhibits only minor deterioration. | Category 3 (Recommended): Minor work required to prevent a deterioration of the service provided by the asset. | 25 | 2017-10-25 | 6.4997 | 76.8003 | x | 3 | 3. Moderate | 10022 | Predictive Maintenance | 91.25
1017703 | Electrical Installation - Generally | B (Average): Asset is sound, operationally safe and exhibits only minor deterioration. | Category 3 (Recommended): Minor work required to prevent a deterioration of the service provided by the asset. | 35 | 2022-03-23 | 2.0917 | 80.8047 | x | 3 | 4. Significant | 10022 | Predictive Maintenance | 91.25
1017704 | Electrical Installation - Generally | B (Average): Asset is sound, operationally safe and exhibits only minor deterioration. | Category 3 (Recommended): Minor work required to prevent a deterioration of the service provided by the asset. | 35 | 2006-05-25 | 17.9192 | 71.7604 | x | 3 | 4. Significant | 10022 | Predictive Maintenance | 91.25
1017705 | Portable Appliance Testing (PAT) - User Checks, Recorded Formal Visual Inspections and Combined Insp | B (Average): Asset is sound, operationally safe and exhibits only minor deterioration. | Category 3 (Recommended): Minor work required to prevent a deterioration of the service provided by the asset. | 20 | 2023-06-03 | 0.89528 | 81.1047 | x | 3 | 2. Minor | 10022 | Predictive Maintenance | 182.5
1017707 | Communications - Public Address Systems | B (Average): Asset is sound, operationally safe and exhibits only minor deterioration. | Category 3 (Recommended): Minor work required to prevent a deterioration of the service provided by the asset. | 20 | 2021-06-12 | 2.8693 | 79.1307 | x | 3 | 4. Significant | 10022 | Predictive Maintenance | 91.25
1017708 | Rainwater Downpipes and Gutters | B (Average): Asset is sound, operationally safe and exhibits only minor deterioration. | Category 3 (Recommended): Minor work required to prevent a deterioration of the service provided by the asset. | 50 | 2004-10-11 | 19.5373 | 74.1851 | x | 3 | 2. Minor | 10022 | Predictive Maintenance | 182.5
1017711 | Service Drainage | B (Average): Asset is sound, operationally safe and exhibits only minor deterioration. | Category 3 (Recommended): Minor work required to prevent a deterioration of the service provided by the asset. | 25 | 2015-12-11 | 8.3723 | 75.3021 | x | 3 | 4. Significant | 10022 | Predictive Maintenance | 91.25
1017712 | Service Drainage | B (Average): Asset is sound, operationally safe and exhibits only minor deterioration. | Category 3 (Recommended): Minor work required to prevent a deterioration of the service provided by the asset. | 25 | 2000-03-18 | 24.104 | 62.7168 | x | 3 | 4. Significant | 10022 | Predictive Maintenance | 91.25
1017713 | Service Drainage | B (Average): Asset is sound, operationally safe and exhibits only minor deterioration. | Category 3 (Recommended): Minor work required to prevent a deterioration of the service provided by the asset. | 25 | 2005-04-08 | 19.0472 | 66.7622 | x | 3 | 4. Significant | 10022 | Predictive Maintenance | 91.25
1017714 | Service Drainage | B (Average): Asset is sound, operationally safe and exhibits only minor deterioration. | Category 3 (Recommended): Minor work required to prevent a deterioration of the service provided by the asset. | 25 | 2008-07-12 | 15.7864 | 69.3708 | x | 3 | 4. Significant | 10022 | Predictive Maintenance | 91.25
1017715 | Service Drainage | B (Average): Asset is sound, operationally safe and exhibits only minor deterioration. | Category 3 (Recommended): Minor work required to prevent a deterioration of the service provided by the asset. | 25 | 2020-04-28 | 3.9918 | 78.8066 | x | 3 | 4. Significant | 10022 | Predictive Maintenance | 91.25
1017716 | Service Drainage | B (Average): Asset is sound, operationally safe and exhibits only minor deterioration. | Category 3 (Recommended): Minor work required to prevent a deterioration of the service provided by the asset. | 25 | 2007-08-31 | 16.6516 | 68.6787 | x | 3 | 4. Significant | 10022 | Predictive Maintenance | 91.25
1017717 | Service Drainage | B (Average): Asset is sound, operationally safe and exhibits only minor deterioration. | Category 3 (Recommended): Minor work required to prevent a deterioration of the service provided by the asset. | 25 | 2013-06-03 | 10.8939 | 73.2849 | x | 3 | 4. Significant | 10022 | Predictive Maintenance | 91.25
1017718 | Service Drainage | B (Average): Asset is sound, operationally safe and exhibits only minor deterioration. | Category 3 (Recommended): Minor work required to prevent a deterioration of the service provided by the asset. | 25 | 2006-05-27 | 17.9138 | 67.669 | x | 3 | 4. Significant | 10022 | Predictive Maintenance | 91.25
1017719 | Service Drainage | B (Average): Asset is sound, operationally safe and exhibits only minor deterioration. | Category 3 (Recommended): Minor work required to prevent a deterioration of the service provided by the asset. | 25 | 2013-07-01 | 10.8172 | 73.3462 | x | 3 | 4. Significant | 10022 | Predictive Maintenance | 91.25
1017720 | Service Drainage | B (Average): Asset is sound, operationally safe and exhibits only minor deterioration. | Category 3 (Recommended): Minor work required to prevent a deterioration of the service provided by the asset. | 25 | 2013-11-02 | 10.4778 | 73.6178 | x | 3 | 4. Significant | 10022 | Predictive Maintenance | 91.25
1017721 | Service Drainage | B (Average): Asset is sound, operationally safe and exhibits only minor deterioration. | Category 3 (Recommended): Minor work required to prevent a deterioration of the service provided by the asset. | 25 | 2005-08-28 | 18.6585 | 67.0732 | x | 3 | 4. Significant | 10022 | Predictive Maintenance | 91.25
1017722 | Service Drainage | B (Average): Asset is sound, operationally safe and exhibits only minor deterioration. | Category 3 (Recommended): Minor work required to prevent a deterioration of the service provided by the asset. | 25 | 2007-04-30 | 16.9884 | 68.4093 | x | 3 | 4. Significant | 10022 | Predictive Maintenance | 91.25
1017723 | Service Drainage | B (Average): Asset is sound, operationally safe and exhibits only minor deterioration. | Category 3 (Recommended): Minor work required to prevent a deterioration of the service provided by the asset. | 25 | 1999-06-01 | 24.9008 | 62.0794 | x | 3 | 4. Significant | 10022 | Predictive Maintenance | 91.25
1017724 | Service Drainage | B (Average): Asset is sound, operationally safe and exhibits only minor deterioration. | Category 3 (Recommended): Minor work required to prevent a deterioration of the service provided by the asset. | 25 | 2019-04-06 | 5.0541 | 77.9567 | x | 3 | 4. Significant | 10022 | Predictive Maintenance | 91.25
1017725 | Service Drainage | B (Average): Asset is sound, operationally safe and exhibits only minor deterioration. | Category 3 (Recommended): Minor work required to prevent a deterioration of the service provided by the asset. | 25 | 2021-12-15 | 2.36 | 80.112 | x | 3 | 4. Significant | 10022 | Predictive Maintenance | 91.25
1017726 | Service Drainage | B (Average): Asset is sound, operationally safe and exhibits only minor deterioration. | Category 3 (Recommended): Minor work required to prevent a deterioration of the service provided by the asset. | 25 | 2010-03-09 | 14.13 | 70.696 | x | 3 | 4. Significant | 10022 | Predictive Maintenance | 91.25
1017727 | Service Drainage | B (Average): Asset is sound, operationally safe and exhibits only minor deterioration. | Category 3 (Recommended): Minor work required to prevent a deterioration of the service provided by the asset. | 25 | 2014-03-27 | 10.0808 | 73.9354 | x | 3 | 4. Significant | 10022 | Predictive Maintenance | 91.25
1017728 | Service Drainage | B (Average): Asset is sound, operationally safe and exhibits only minor deterioration. | Category 3 (Recommended): Minor work required to prevent a deterioration of the service provided by the asset. | 25 | 2000-07-08 | 23.7974 | 62.9621 | x | 3 | 4. Significant | 10022 | Predictive Maintenance | 91.25
1017729 | Service Drainage | B (Average): Asset is sound, operationally safe and exhibits only minor deterioration. | Category 3 (Recommended): Minor work required to prevent a deterioration of the service provided by the asset. | 25 | 2021-06-18 | 2.8528 | 79.7177 | x | 3 | 4. Significant | 10022 | Predictive Maintenance | 91.25
1017730 | Service Drainage | B (Average): Asset is sound, operationally safe and exhibits only minor deterioration. | Category 3 (Recommended): Minor work required to prevent a deterioration of the service provided by the asset. | 25 | 2002-01-18 | 22.2669 | 64.1864 | x | 3 | 4. Significant | 10022 | Predictive Maintenance | 91.25
1017731 | Service Drainage | B (Average): Asset is sound, operationally safe and exhibits only minor deterioration. | Category 3 (Recommended): Minor work required to prevent a deterioration of the service provided by the asset. | 25 | 2014-10-31 | 9.4839 | 74.4129 | x | 3 | 4. Significant | 10022 | Predictive Maintenance | 91.25
1017734 | Television and Signal Receiving Equipment | B (Average): Asset is sound, operationally safe and exhibits only minor deterioration. | Category 3 (Recommended): Minor work required to prevent a deterioration of the service provided by the asset. | 15 | 2015-09-26 | 8.5804 | 70.5594 | x | 3 | 3. Moderate | 10022 | Predictive Maintenance | 91.25
1017735 | Underfloor Heating Including Vehicle Access Ramps | B (Average): Asset is sound, operationally safe and exhibits only minor deterioration. | Category 3 (Recommended): Minor work required to prevent a deterioration of the service provided by the asset. | 20 | 2010-11-20 | 13.4292 | 68.5708 | x | 3 | 4. Significant | 10022 | Predictive Maintenance | 91.25
1017736 | Ductwork System - General | B (Average): Asset is sound, operationally safe and exhibits only minor deterioration. | Category 3 (Recommended): Minor work required to prevent a deterioration of the service provided by the asset. | 30 | 2011-03-10 | 13.128 | 73.248 | x | 3 | 3. Moderate | 10022 | Predictive Maintenance | 91.25
1017779 | Manually operated Vertical & Horizontal blinds | B (Average): Asset is sound, operationally safe and exhibits only minor deterioration. | Category 3 (Recommended): Minor work required to prevent a deterioration of the service provided by the asset. | 20 | 2024-01-11 | 0.28747 | 81.7125 | x | 3 | 1. Negligible | 10022 | Predictive Maintenance | 182.5
1017780 | Windows Internal and External | B (Average): Asset is sound, operationally safe and exhibits only minor deterioration. | Category 3 (Recommended): Minor work required to prevent a deterioration of the service provided by the asset. | 38 | 1994-04-03 | 30.0616 | 66.1781 | x | 3 | 3. Moderate | 10022 | Predictive Maintenance | 91.25
1017781 | Windows Internal and External | B (Average): Asset is sound, operationally safe and exhibits only minor deterioration. | Category 3 (Recommended): Minor work required to prevent a deterioration of the service provided by the asset. | 40 | 2000-08-30 | 23.6523 | 70.1739 | x | 3 | 3. Moderate | 10022 | Predictive Maintenance | 91.25
1017782 | Locks, handles, hinges Etc. | B (Average): Asset is sound, operationally safe and exhibits only minor deterioration. | Category 3 (Recommended): Minor work required to prevent a deterioration of the service provided by the asset. | 40 | 1999-05-02 | 24.9829 | 73.5086 | x | 1 | 3. Moderate | 12351 | Predictive Maintenance | 91.25
1017783 | Locks, handles, hinges Etc. | B (Average): Asset is sound, operationally safe and exhibits only minor deterioration. | Category 3 (Recommended): Minor work required to prevent a deterioration of the service provided by the asset. | 40 | 2011-09-17 | 12.6051 | 79.6975 | x | 1 | 3. Moderate | 12351 | Predictive Maintenance | 91.25
1017784 | Locks, handles, hinges Etc. | B (Average): Asset is sound, operationally safe and exhibits only minor deterioration. | Category 3 (Recommended): Minor work required to prevent a deterioration of the service provided by the asset. | 40 | 2001-07-23 | 22.757 | 74.6215 | x | 1 | 3. Moderate | 12351 | Predictive Maintenance | 91.25
1017785 | Locks, handles, hinges Etc. | B (Average): Asset is sound, operationally safe and exhibits only minor deterioration. | Category 3 (Recommended): Minor work required to prevent a deterioration of the service provided by the asset. | 40 | 2005-10-01 | 18.5654 | 76.7173 | x | 1 | 3. Moderate | 12351 | Predictive Maintenance | 91.25
1017786 | Locks, handles, hinges Etc. | B (Average): Asset is sound, operationally safe and exhibits only minor deterioration. | Category 3 (Recommended): Minor work required to prevent a deterioration of the service provided by the asset. | 40 | 2013-12-29 | 10.3217 | 80.8392 | x | 1 | 3. Moderate | 12351 | Predictive Maintenance | 91.25
1017787 | Locks, handles, hinges Etc. | B (Average): Asset is sound, operationally safe and exhibits only minor deterioration. | Category 3 (Recommended): Minor work required to prevent a deterioration of the service provided by the asset. | 40 | 2012-06-10 | 11.8741 | 80.063 | x | 1 | 3. Moderate | 12351 | Predictive Maintenance | 91.25
1017790 | Towel Rails, Mirrors, Toilet Roll Holders, Shelves, Pictures etc. | B (Average): Asset is sound, operationally safe and exhibits only minor deterioration. | Category 3 (Recommended): Minor work required to prevent a deterioration of the service provided by the asset. | 30 | 2015-01-28 | 9.2402 | 79.8398 | x | 1 | 2. Minor | 12351 | Predictive Maintenance | 182.5
1017791 | Towel Rails, Mirrors, Toilet Roll Holders, Shelves, Pictures etc. | B (Average): Asset is sound, operationally safe and exhibits only minor deterioration. | Category 3 (Recommended): Minor work required to prevent a deterioration of the service provided by the asset. | 30 | 2007-09-06 | 16.6352 | 74.9099 | x | 1 | 2. Minor | 12351 | Predictive Maintenance | 182.5
1017792 | Towel Rails, Mirrors, Toilet Roll Holders, Shelves, Pictures etc. | B (Average): Asset is sound, operationally safe and exhibits only minor deterioration. | Category 3 (Recommended): Minor work required to prevent a deterioration of the service provided by the asset. | 30 | 1996-03-17 | 28.1068 | 67.2621 | x | 1 | 2. Minor | 12351 | Predictive Maintenance | 182.5
1017793 | Towel Rails, Mirrors, Toilet Roll Holders, Shelves, Pictures etc. | B (Average): Asset is sound, operationally safe and exhibits only minor deterioration. | Category 3 (Recommended): Minor work required to prevent a deterioration of the service provided by the asset. | 30 | 2024-01-06 | 0.30116 | 85.7992 | x | 1 | 2. Minor | 12351 | Predictive Maintenance | 182.5
1017794 | Towel Rails, Mirrors, Toilet Roll Holders, Shelves, Pictures etc. | B (Average): Asset is sound, operationally safe and exhibits only minor deterioration. | Category 3 (Recommended): Minor work required to prevent a deterioration of the service provided by the asset. | 30 | 2006-08-27 | 17.6619 | 74.2254 | x | 1 | 2. Minor | 12351 | Predictive Maintenance | 182.5
1017795 | Towel Rails, Mirrors, Toilet Roll Holders, Shelves, Pictures etc. | B (Average): Asset is sound, operationally safe and exhibits only minor deterioration. | Category 3 (Recommended): Minor work required to prevent a deterioration of the service provided by the asset. | 30 | 2023-08-04 | 0.72553 | 85.5163 | x | 1 | 2. Minor | 12351 | Predictive Maintenance | 182.5
1017796 | Towel Rails, Mirrors, Toilet Roll Holders, Shelves, Pictures etc. | B (Average): Asset is sound, operationally safe and exhibits only minor deterioration. | Category 3 (Recommended): Minor work required to prevent a deterioration of the service provided by the asset. | 30 | 1997-01-26 | 27.2444 | 67.8371 | x | 1 | 2. Minor | 12351 | Predictive Maintenance | 182.5
1017797 | Towel Rails, Mirrors, Toilet Roll Holders, Shelves, Pictures etc. | B (Average): Asset is sound, operationally safe and exhibits only minor deterioration. | Category 3 (Recommended): Minor work required to prevent a deterioration of the service provided by the asset. | 30 | 2003-10-27 | 20.4956 | 72.3363 | x | 1 | 2. Minor | 12351 | Predictive Maintenance | 182.5
1017798 | Towel Rails, Mirrors, Toilet Roll Holders, Shelves, Pictures etc. | B (Average): Asset is sound, operationally safe and exhibits only minor deterioration. | Category 3 (Recommended): Minor work required to prevent a deterioration of the service provided by the asset. | 30 | 1999-07-02 | 24.8159 | 69.4561 | x | 1 | 2. Minor | 12351 | Predictive Maintenance | 182.5
1017799 | Towel Rails, Mirrors, Toilet Roll Holders, Shelves, Pictures etc. | B (Average): Asset is sound, operationally safe and exhibits only minor deterioration. | Category 3 (Recommended): Minor work required to prevent a deterioration of the service provided by the asset. | 30 | 2012-04-01 | 12.0657 | 77.9562 | x | 1 | 2. Minor | 12351 | Predictive Maintenance | 182.5
1017800 | Towel Rails, Mirrors, Toilet Roll Holders, Shelves, Pictures etc. | B (Average): Asset is sound, operationally safe and exhibits only minor deterioration. | Category 3 (Recommended): Minor work required to prevent a deterioration of the service provided by the asset. | 30 | 2011-09-28 | 12.5749 | 77.6167 | x | 1 | 2. Minor | 12351 | Predictive Maintenance | 182.5
1017801 | Towel Rails, Mirrors, Toilet Roll Holders, Shelves, Pictures etc. | B (Average): Asset is sound, operationally safe and exhibits only minor deterioration. | Category 3 (Recommended): Minor work required to prevent a deterioration of the service provided by the asset. | 30 | 2004-05-02 | 19.9808 | 72.6794 | x | 1 | 2. Minor | 12351 | Predictive Maintenance | 182.5
1017802 | Towel Rails, Mirrors, Toilet Roll Holders, Shelves, Pictures etc. | B (Average): Asset is sound, operationally safe and exhibits only minor deterioration. | Category 3 (Recommended): Minor work required to prevent a deterioration of the service provided by the asset. | 30 | 2009-01-22 | 15.2553 | 75.8298 | x | 1 | 2. Minor | 12351 | Predictive Maintenance | 182.5
1017803 | Towel Rails, Mirrors, Toilet Roll Holders, Shelves, Pictures etc. | B (Average): Asset is sound, operationally safe and exhibits only minor deterioration. | Category 3 (Recommended): Minor work required to prevent a deterioration of the service provided by the asset. | 30 | 1998-12-28 | 25.3251 | 69.1166 | x | 1 | 2. Minor | 12351 | Predictive Maintenance | 182.5
1017804 | Towel Rails, Mirrors, Toilet Roll Holders, Shelves, Pictures etc. | B (Average): Asset is sound, operationally safe and exhibits only minor deterioration. | Category 3 (Recommended): Minor work required to prevent a deterioration of the service provided by the asset. | 30 | 2000-11-03 | 23.4743 | 70.3504 | x | 1 | 2. Minor | 12351 | Predictive Maintenance | 182.5
1017805 | Towel Rails, Mirrors, Toilet Roll Holders, Shelves, Pictures etc. | B (Average): Asset is sound, operationally safe and exhibits only minor deterioration. | Category 3 (Recommended): Minor work required to prevent a deterioration of the service provided by the asset. | 30 | 1997-05-08 | 26.9651 | 68.0233 | x | 1 | 2. Minor | 12351 | Predictive Maintenance | 182.5
1017807 | Software Functions | B (Average): Asset is sound, operationally safe and exhibits only minor deterioration. | Category 3 (Recommended): Minor work required to prevent a deterioration of the service provided by the asset. | 5 | 2023-10-07 | 0.55031 | 83.7988 | x | 1 | 4. Significant | 12351 | Predictive Maintenance | 91.25
1017808 | Building Inspections | B (Average): Asset is sound, operationally safe and exhibits only minor deterioration. | Category 3 (Recommended): Minor work required to prevent a deterioration of the service provided by the asset. | 20 | 2008-05-13 | 15.9507 | 70.0493 | x | 1 | 2. Minor | 12351 | Predictive Maintenance | 182.5
1017813 | External Lighting including Illuminated Signs | B (Average): Asset is sound, operationally safe and exhibits only minor deterioration. | Category 3 (Recommended): Minor work required to prevent a deterioration of the service provided by the asset. | 15 | 2016-03-07 | 8.1342 | 75.1545 | x | 1 | 4. Significant | 12351 | Predictive Maintenance | 91.25
1017814 | External Lighting including Illuminated Signs | B (Average): Asset is sound, operationally safe and exhibits only minor deterioration. | Category 3 (Recommended): Minor work required to prevent a deterioration of the service provided by the asset. | 15 | 2010-06-28 | 13.8261 | 67.5651 | x | 1 | 4. Significant | 12351 | Predictive Maintenance | 91.25
1017824 | Fittings, Furnishings and Equipment | B (Average): Asset is sound, operationally safe and exhibits only minor deterioration. | Category 3 (Recommended): Minor work required to prevent a deterioration of the service provided by the asset. | 5 | 2023-01-15 | 1.2758 | 80.8966 | x | 1 | 2. Minor | 12351 | Predictive Maintenance | 182.5
1017825 | Fittings, Furnishings and Equipment | B (Average): Asset is sound, operationally safe and exhibits only minor deterioration. | Category 3 (Recommended): Minor work required to prevent a deterioration of the service provided by the asset. | 5 | 2021-11-05 | 2.4695 | 76.1218 | x | 1 | 2. Minor | 12351 | Predictive Maintenance | 182.5
1017826 | Fittings, Furnishings and Equipment | B (Average): Asset is sound, operationally safe and exhibits only minor deterioration. | Category 3 (Recommended): Minor work required to prevent a deterioration of the service provided by the asset. | 5 | 2022-09-01 | 1.6482 | 79.4073 | x | 1 | 2. Minor | 12351 | Predictive Maintenance | 182.5
1017827 | Fittings, Furnishings and Equipment | B (Average): Asset is sound, operationally safe and exhibits only minor deterioration. | Category 3 (Recommended): Minor work required to prevent a deterioration of the service provided by the asset. | 5 | 2023-05-31 | 0.90349 | 82.386 | x | 1 | 2. Minor | 12351 | Predictive Maintenance | 182.5
1017828 | Fittings, Furnishings and Equipment | B (Average): Asset is sound, operationally safe and exhibits only minor deterioration. | Category 3 (Recommended): Minor work required to prevent a deterioration of the service provided by the asset. | 5 | 2022-06-21 | 1.8453 | 78.6188 | x | 1 | 2. Minor | 12351 | Predictive Maintenance | 182.5
1017829 | Fittings, Furnishings and Equipment | B (Average): Asset is sound, operationally safe and exhibits only minor deterioration. | Category 3 (Recommended): Minor work required to prevent a deterioration of the service provided by the asset. | 5 | 2020-09-30 | 3.5674 | 71.7303 | x | 1 | 2. Minor | 12351 | Predictive Maintenance | 182.5
1017830 | Fittings, Furnishings and Equipment | B (Average): Asset is sound, operationally safe and exhibits only minor deterioration. | Category 3 (Recommended): Minor work required to prevent a deterioration of the service provided by the asset. | 5 | 2020-07-31 | 3.7344 | 71.0623 | x | 1 | 2. Minor | 12351 | Predictive Maintenance | 182.5
1017831 | Fittings, Furnishings and Equipment | B (Average): Asset is sound, operationally safe and exhibits only minor deterioration. | Category 3 (Recommended): Minor work required to prevent a deterioration of the service provided by the asset. | 5 | 2023-11-12 | 0.45175 | 84.193 | x | 1 | 2. Minor | 12351 | Predictive Maintenance | 182.5
1017832 | Fittings, Furnishings and Equipment | B (Average): Asset is sound, operationally safe and exhibits only minor deterioration. | Category 3 (Recommended): Minor work required to prevent a deterioration of the service provided by the asset. | 5 | 2022-10-09 | 1.5441 | 79.8234 | x | 1 | 2. Minor | 12351 | Predictive Maintenance | 182.5
1017833 | Fittings, Furnishings and Equipment | B (Average): Asset is sound, operationally safe and exhibits only minor deterioration. | Category 3 (Recommended): Minor work required to prevent a deterioration of the service provided by the asset. | 5 | 2021-04-23 | 3.0062 | 73.9754 | x | 1 | 2. Minor | 12351 | Predictive Maintenance | 182.5
1017834 | Fittings, Furnishings and Equipment | B (Average): Asset is sound, operationally safe and exhibits only minor deterioration. | Category 3 (Recommended): Minor work required to prevent a deterioration of the service provided by the asset. | 5 | 2023-05-21 | 0.93087 | 82.2765 | x | 1 | 2. Minor | 12351 | Predictive Maintenance | 182.5
1017835 | Fittings, Furnishings and Equipment | B (Average): Asset is sound, operationally safe and exhibits only minor deterioration. | Category 3 (Recommended): Minor work required to prevent a deterioration of the service provided by the asset. | 5 | 2022-12-02 | 1.3963 | 80.4148 | x | 1 | 2. Minor | 12351 | Predictive Maintenance | 182.5
1017836 | Fittings, Furnishings and Equipment | B (Average): Asset is sound, operationally safe and exhibits only minor deterioration. | Category 3 (Recommended): Minor work required to prevent a deterioration of the service provided by the asset. | 5 | 2022-08-05 | 1.7221 | 79.1116 | x | 1 | 2. Minor | 12351 | Predictive Maintenance | 182.5
1017837 | Fittings, Furnishings and Equipment | B (Average): Asset is sound, operationally safe and exhibits only minor deterioration. | Category 3 (Recommended): Minor work required to prevent a deterioration of the service provided by the asset. | 5 | 2021-05-06 | 2.9706 | 74.1177 | x | 1 | 2. Minor | 12351 | Predictive Maintenance | 182.5
1017838 | Fittings, Furnishings and Equipment | B (Average): Asset is sound, operationally safe and exhibits only minor deterioration. | Category 3 (Recommended): Minor work required to prevent a deterioration of the service provided by the asset. | 5 | 2020-11-06 | 3.4661 | 72.1355 | x | 1 | 2. Minor | 12351 | Predictive Maintenance | 182.5
1017839 | Fittings, Furnishings and Equipment | B (Average): Asset is sound, operationally safe and exhibits only minor deterioration. | Category 3 (Recommended): Minor work required to prevent a deterioration of the service provided by the asset. | 5 | 2023-01-26 | 1.2457 | 81.0171 | x | 1 | 2. Minor | 12351 | Predictive Maintenance | 182.5
1017840 | Fittings, Furnishings and Equipment | B (Average): Asset is sound, operationally safe and exhibits only minor deterioration. | Category 3 (Recommended): Minor work required to prevent a deterioration of the service provided by the asset. | 5 | 2022-02-19 | 2.1793 | 77.2827 | x | 1 | 2. Minor | 12351 | Predictive Maintenance | 182.5
1017841 | Fittings, Furnishings and Equipment | B (Average): Asset is sound, operationally safe and exhibits only minor deterioration. | Category 3 (Recommended): Minor work required to prevent a deterioration of the service provided by the asset. | 5 | 2023-11-25 | 0.41615 | 84.3354 | x | 1 | 2. Minor | 12351 | Predictive Maintenance | 182.5
1017842 | Fittings, Furnishings and Equipment | B (Average): Asset is sound, operationally safe and exhibits only minor deterioration. | Category 3 (Recommended): Minor work required to prevent a deterioration of the service provided by the asset. | 5 | 2020-07-18 | 3.77 | 70.9199 | x | 1 | 2. Minor | 12351 | Predictive Maintenance | 182.5
1017843 | Floors and Floor Finishes | B (Average): Asset is sound, operationally safe and exhibits only minor deterioration. | Category 3 (Recommended): Minor work required to prevent a deterioration of the service provided by the asset. | 30 | 2010-03-14 | 14.1164 | 76.5891 | x | 1 | 1. Negligible | 12351 | Predictive Maintenance | 182.5
1017844 | Floors and Floor Finishes | B (Average): Asset is sound, operationally safe and exhibits only minor deterioration. | Category 3 (Recommended): Minor work required to prevent a deterioration of the service provided by the asset. | 30 | 2012-01-09 | 12.293 | 77.8047 | x | 1 | 1. Negligible | 12351 | Predictive Maintenance | 182.5
1017845 | Floors and Floor Finishes | B (Average): Asset is sound, operationally safe and exhibits only minor deterioration. | Category 3 (Recommended): Minor work required to prevent a deterioration of the service provided by the asset. | 30 | 2013-05-24 | 10.9213 | 78.7191 | x | 1 | 1. Negligible | 12351 | Predictive Maintenance | 182.5
1017846 | Floors and Floor Finishes | B (Average): Asset is sound, operationally safe and exhibits only minor deterioration. | Category 3 (Recommended): Minor work required to prevent a deterioration of the service provided by the asset. | 30 | 2011-08-17 | 12.6899 | 77.54 | x | 1 | 1. Negligible | 12351 | Predictive Maintenance | 182.5
1017847 | Floors and Floor Finishes | B (Average): Asset is sound, operationally safe and exhibits only minor deterioration. | Category 3 (Recommended): Minor work required to prevent a deterioration of the service provided by the asset. | 30 | 2005-01-03 | 19.3073 | 73.1285 | x | 1 | 1. Negligible | 12351 | Predictive Maintenance | 182.5
1017848 | Floors and Floor Finishes | B (Average): Asset is sound, operationally safe and exhibits only minor deterioration. | Category 3 (Recommended): Minor work required to prevent a deterioration of the service provided by the asset. | 30 | 1997-10-23 | 26.5051 | 68.3299 | x | 1 | 1. Negligible | 12351 | Predictive Maintenance | 182.5
1017849 | Lighting Fittings including Luminaires General | B (Average): Asset is sound, operationally safe and exhibits only minor deterioration. | Category 3 (Recommended): Minor work required to prevent a deterioration of the service provided by the asset. | 20 | 2016-08-06 | 7.718 | 78.282 | x | 1 | 3. Moderate | 12351 | Predictive Maintenance | 91.25
1017850 | Lighting Fittings including Luminaires General | B (Average): Asset is sound, operationally safe and exhibits only minor deterioration. | Category 3 (Recommended): Minor work required to prevent a deterioration of the service provided by the asset. | 20 | 2006-04-15 | 18.0287 | 67.9713 | x | 1 | 3. Moderate | 12351 | Predictive Maintenance | 91.25
1017851 | Lighting Fittings including Luminaires General | B (Average): Asset is sound, operationally safe and exhibits only minor deterioration. | Category 3 (Recommended): Minor work required to prevent a deterioration of the service provided by the asset. | 20 | 2006-03-29 | 18.0753 | 67.9247 | x | 1 | 3. Moderate | 12351 | Predictive Maintenance | 91.25
1017852 | Lighting Fittings including Luminaires General | B (Average): Asset is sound, operationally safe and exhibits only minor deterioration. | Category 3 (Recommended): Minor work required to prevent a deterioration of the service provided by the asset. | 20 | 2007-12-05 | 16.3888 | 69.6112 | x | 1 | 3. Moderate | 12351 | Predictive Maintenance | 91.25
1017853 | Lighting Fittings including Luminaires General | B (Average): Asset is sound, operationally safe and exhibits only minor deterioration. | Category 3 (Recommended): Minor work required to prevent a deterioration of the service provided by the asset. | 20 | 2020-02-06 | 4.2163 | 81.7837 | x | 1 | 3. Moderate | 12351 | Predictive Maintenance | 91.25
1017854 | Lighting Fittings including Luminaires General | B (Average): Asset is sound, operationally safe and exhibits only minor deterioration. | Category 3 (Recommended): Minor work required to prevent a deterioration of the service provided by the asset. | 20 | 2006-04-08 | 18.0479 | 67.9521 | x | 1 | 3. Moderate | 12351 | Predictive Maintenance | 91.25
1017855 | Lighting Fittings including Luminaires General | B (Average): Asset is sound, operationally safe and exhibits only minor deterioration. | Category 3 (Recommended): Minor work required to prevent a deterioration of the service provided by the asset. | 20 | 2009-12-12 | 14.3682 | 71.6318 | x | 1 | 3. Moderate | 12351 | Predictive Maintenance | 91.25
1017856 | Lighting Fittings including Luminaires General | B (Average): Asset is sound, operationally safe and exhibits only minor deterioration. | Category 3 (Recommended): Minor work required to prevent a deterioration of the service provided by the asset. | 20 | 2007-06-06 | 16.8871 | 69.1129 | x | 1 | 3. Moderate | 12351 | Predictive Maintenance | 91.25
1017857 | Lighting Fittings including Luminaires General | B (Average): Asset is sound, operationally safe and exhibits only minor deterioration. | Category 3 (Recommended): Minor work required to prevent a deterioration of the service provided by the asset. | 20 | 2006-05-20 | 17.9329 | 68.0671 | x | 1 | 3. Moderate | 12351 | Predictive Maintenance | 91.25
1017858 | Lighting Fittings including Luminaires General | B (Average): Asset is sound, operationally safe and exhibits only minor deterioration. | Category 3 (Recommended): Minor work required to prevent a deterioration of the service provided by the asset. | 20 | 2007-06-22 | 16.8433 | 69.1567 | x | 1 | 3. Moderate | 12351 | Predictive Maintenance | 91.25
1017859 | Lighting Fittings including Luminaires General | B (Average): Asset is sound, operationally safe and exhibits only minor deterioration. | Category 3 (Recommended): Minor work required to prevent a deterioration of the service provided by the asset. | 20 | 2004-01-19 | 20.2656 | 65.7344 | x | 1 | 3. Moderate | 12351 | Predictive Maintenance | 91.25
1017860 | Lighting Fittings including Luminaires General | B (Average): Asset is sound, operationally safe and exhibits only minor deterioration. | Category 3 (Recommended): Minor work required to prevent a deterioration of the service provided by the asset. | 20 | 2019-04-20 | 5.0157 | 80.9843 | x | 1 | 3. Moderate | 12351 | Predictive Maintenance | 91.25
1017861 | Lighting Fittings including Luminaires General | B (Average): Asset is sound, operationally safe and exhibits only minor deterioration. | Category 3 (Recommended): Minor work required to prevent a deterioration of the service provided by the asset. | 20 | 2005-05-17 | 18.9405 | 67.0595 | x | 1 | 3. Moderate | 12351 | Predictive Maintenance | 91.25
1017862 | Lighting Fittings including Luminaires General | B (Average): Asset is sound, operationally safe and exhibits only minor deterioration. | Category 3 (Recommended): Minor work required to prevent a deterioration of the service provided by the asset. | 20 | 2023-05-22 | 0.92813 | 85.0719 | x | 1 | 3. Moderate | 12351 | Predictive Maintenance | 91.25
1017863 | Lighting Fittings including Luminaires General | B (Average): Asset is sound, operationally safe and exhibits only minor deterioration. | Category 3 (Recommended): Minor work required to prevent a deterioration of the service provided by the asset. | 20 | 2004-10-16 | 19.5236 | 66.4764 | x | 1 | 3. Moderate | 12351 | Predictive Maintenance | 91.25
1017864 | Lighting Fittings including Luminaires General | B (Average): Asset is sound, operationally safe and exhibits only minor deterioration. | Category 3 (Recommended): Minor work required to prevent a deterioration of the service provided by the asset. | 20 | 2017-07-08 | 6.7981 | 79.2019 | x | 1 | 3. Moderate | 12351 | Predictive Maintenance | 91.25
1017865 | Lighting Fittings including Luminaires General | B (Average): Asset is sound, operationally safe and exhibits only minor deterioration. | Category 3 (Recommended): Minor work required to prevent a deterioration of the service provided by the asset. | 20 | 2015-10-21 | 8.512 | 77.488 | x | 1 | 3. Moderate | 12351 | Predictive Maintenance | 91.25
1017866 | Lighting Fittings including Luminaires General | B (Average): Asset is sound, operationally safe and exhibits only minor deterioration. | Category 3 (Recommended): Minor work required to prevent a deterioration of the service provided by the asset. | 20 | 2015-04-15 | 9.0294 | 76.9706 | x | 1 | 3. Moderate | 12351 | Predictive Maintenance | 91.25
1017867 | Lighting Fittings including Luminaires General | B (Average): Asset is sound, operationally safe and exhibits only minor deterioration. | Category 3 (Recommended): Minor work required to prevent a deterioration of the service provided by the asset. | 20 | 2015-03-03 | 9.1472 | 76.8528 | x | 1 | 3. Moderate | 12351 | Predictive Maintenance | 91.25
1017868 | Lighting Fittings including Luminaires General | B (Average): Asset is sound, operationally safe and exhibits only minor deterioration. | Category 3 (Recommended): Minor work required to prevent a deterioration of the service provided by the asset. | 20 | 2018-12-24 | 5.3361 | 80.6639 | x | 1 | 3. Moderate | 12351 | Predictive Maintenance | 91.25
1017869 | Lighting Fittings including Luminaires General | B (Average): Asset is sound, operationally safe and exhibits only minor deterioration. | Category 3 (Recommended): Minor work required to prevent a deterioration of the service provided by the asset. | 20 | 2013-10-13 | 10.5325 | 75.4675 | x | 1 | 3. Moderate | 12351 | Predictive Maintenance | 91.25
1017870 | Lighting Fittings including Luminaires General | B (Average): Asset is sound, operationally safe and exhibits only minor deterioration. | Category 3 (Recommended): Minor work required to prevent a deterioration of the service provided by the asset. | 20 | 2004-10-06 | 19.551 | 66.449 | x | 1 | 3. Moderate | 12351 | Predictive Maintenance | 91.25
1017871 | Lighting Fittings including Luminaires General | B (Average): Asset is sound, operationally safe and exhibits only minor deterioration. | Category 3 (Recommended): Minor work required to prevent a deterioration of the service provided by the asset. | 20 | 2020-09-25 | 3.5811 | 82.4189 | x | 1 | 3. Moderate | 12351 | Predictive Maintenance | 91.25
1017872 | Lighting Fittings including Luminaires General | B (Average): Asset is sound, operationally safe and exhibits only minor deterioration. | Category 3 (Recommended): Minor work required to prevent a deterioration of the service provided by the asset. | 20 | 2020-12-14 | 3.3621 | 82.6379 | x | 1 | 3. Moderate | 12351 | Predictive Maintenance | 91.25
1017873 | Lighting Fittings including Luminaires General | B (Average): Asset is sound, operationally safe and exhibits only minor deterioration. | Category 3 (Recommended): Minor work required to prevent a deterioration of the service provided by the asset. | 20 | 2020-04-02 | 4.063 | 81.937 | x | 1 | 3. Moderate | 12351 | Predictive Maintenance | 91.25
1017874 | Lighting Fittings including Luminaires General | B (Average): Asset is sound, operationally safe and exhibits only minor deterioration. | Category 3 (Recommended): Minor work required to prevent a deterioration of the service provided by the asset. | 20 | 2014-04-16 | 10.026 | 75.974 | x | 1 | 3. Moderate | 12351 | Predictive Maintenance | 91.25
1017875 | Lighting Fittings including Luminaires General | B (Average): Asset is sound, operationally safe and exhibits only minor deterioration. | Category 3 (Recommended): Minor work required to prevent a deterioration of the service provided by the asset. | 20 | 2017-02-09 | 7.206 | 78.794 | x | 1 | 3. Moderate | 12351 | Predictive Maintenance | 91.25
1017876 | Lighting Fittings including Luminaires General | B (Average): Asset is sound, operationally safe and exhibits only minor deterioration. | Category 3 (Recommended): Minor work required to prevent a deterioration of the service provided by the asset. | 20 | 2010-05-21 | 13.9302 | 72.0698 | x | 1 | 3. Moderate | 12351 | Predictive Maintenance | 91.25
1017877 | Lighting Fittings including Luminaires General | B (Average): Asset is sound, operationally safe and exhibits only minor deterioration. | Category 3 (Recommended): Minor work required to prevent a deterioration of the service provided by the asset. | 20 | 2018-02-07 | 6.2122 | 79.7878 | x | 1 | 3. Moderate | 12351 | Predictive Maintenance | 91.25
1017878 | Lighting Fittings including Luminaires General | B (Average): Asset is sound, operationally safe and exhibits only minor deterioration. | Category 3 (Recommended): Minor work required to prevent a deterioration of the service provided by the asset. | 20 | 2022-02-12 | 2.1985 | 83.8015 | x | 1 | 3. Moderate | 12351 | Predictive Maintenance | 91.25
1017879 | Lighting Fittings including Luminaires General | B (Average): Asset is sound, operationally safe and exhibits only minor deterioration. | Category 3 (Recommended): Minor work required to prevent a deterioration of the service provided by the asset. | 20 | 2018-01-08 | 6.2943 | 79.7057 | x | 1 | 3. Moderate | 12351 | Predictive Maintenance | 91.25
1017880 | Lighting Fittings including Luminaires General | B (Average): Asset is sound, operationally safe and exhibits only minor deterioration. | Category 3 (Recommended): Minor work required to prevent a deterioration of the service provided by the asset. | 20 | 2019-01-28 | 5.2402 | 80.7598 | x | 1 | 3. Moderate | 12351 | Predictive Maintenance | 91.25
1017881 | Lighting Fittings including Luminaires General | B (Average): Asset is sound, operationally safe and exhibits only minor deterioration. | Category 3 (Recommended): Minor work required to prevent a deterioration of the service provided by the asset. | 20 | 2022-02-26 | 2.1602 | 83.8398 | x | 1 | 3. Moderate | 12351 | Predictive Maintenance | 91.25
1017882 | Lighting Fittings including Luminaires General | B (Average): Asset is sound, operationally safe and exhibits only minor deterioration. | Category 3 (Recommended): Minor work required to prevent a deterioration of the service provided by the asset. | 20 | 2013-04-02 | 11.0637 | 74.9363 | x | 1 | 3. Moderate | 12351 | Predictive Maintenance | 91.25
1017883 | Lighting Fittings including Luminaires General | B (Average): Asset is sound, operationally safe and exhibits only minor deterioration. | Category 3 (Recommended): Minor work required to prevent a deterioration of the service provided by the asset. | 20 | 2013-02-22 | 11.1704 | 74.8296 | x | 1 | 3. Moderate | 12351 | Predictive Maintenance | 91.25
1017884 | Lighting Fittings including Luminaires General | B (Average): Asset is sound, operationally safe and exhibits only minor deterioration. | Category 3 (Recommended): Minor work required to prevent a deterioration of the service provided by the asset. | 20 | 2012-08-01 | 11.7317 | 74.2683 | x | 1 | 3. Moderate | 12351 | Predictive Maintenance | 91.25
1017885 | Lighting Fittings including Luminaires General | B (Average): Asset is sound, operationally safe and exhibits only minor deterioration. | Category 3 (Recommended): Minor work required to prevent a deterioration of the service provided by the asset. | 20 | 2005-12-11 | 18.371 | 67.629 | x | 1 | 3. Moderate | 12351 | Predictive Maintenance | 91.25
1017886 | Lighting Fittings including Luminaires General | B (Average): Asset is sound, operationally safe and exhibits only minor deterioration. | Category 3 (Recommended): Minor work required to prevent a deterioration of the service provided by the asset. | 20 | 2015-12-17 | 8.3559 | 77.6441 | x | 1 | 3. Moderate | 12351 | Predictive Maintenance | 91.25
1017887 | Lighting Fittings including Luminaires General | B (Average): Asset is sound, operationally safe and exhibits only minor deterioration. | Category 3 (Recommended): Minor work required to prevent a deterioration of the service provided by the asset. | 20 | 2005-01-23 | 19.2526 | 66.7474 | x | 1 | 3. Moderate | 12351 | Predictive Maintenance | 91.25
1017888 | Lighting Fittings including Luminaires General | B (Average): Asset is sound, operationally safe and exhibits only minor deterioration. | Category 3 (Recommended): Minor work required to prevent a deterioration of the service provided by the asset. | 20 | 2022-10-30 | 1.4867 | 84.5133 | x | 1 | 3. Moderate | 12351 | Predictive Maintenance | 91.25
1017889 | Lighting Fittings including Luminaires General | B (Average): Asset is sound, operationally safe and exhibits only minor deterioration. | Category 3 (Recommended): Minor work required to prevent a deterioration of the service provided by the asset. | 20 | 2010-11-15 | 13.4428 | 72.5572 | x | 1 | 3. Moderate | 12351 | Predictive Maintenance | 91.25
1017890 | Lighting Fittings including Luminaires General | B (Average): Asset is sound, operationally safe and exhibits only minor deterioration. | Category 3 (Recommended): Minor work required to prevent a deterioration of the service provided by the asset. | 20 | 2014-12-12 | 9.3689 | 76.6311 | x | 1 | 3. Moderate | 12351 | Predictive Maintenance | 91.25
1017891 | Lighting Fittings including Luminaires General | B (Average): Asset is sound, operationally safe and exhibits only minor deterioration. | Category 3 (Recommended): Minor work required to prevent a deterioration of the service provided by the asset. | 20 | 2019-01-17 | 5.2704 | 80.7296 | x | 1 | 3. Moderate | 12351 | Predictive Maintenance | 91.25
1017892 | Lighting Fittings including Luminaires General | B (Average): Asset is sound, operationally safe and exhibits only minor deterioration. | Category 3 (Recommended): Minor work required to prevent a deterioration of the service provided by the asset. | 20 | 2016-07-23 | 7.7563 | 78.2437 | x | 1 | 3. Moderate | 12351 | Predictive Maintenance | 91.25
1017893 | Lighting Fittings including Luminaires General | B (Average): Asset is sound, operationally safe and exhibits only minor deterioration. | Category 3 (Recommended): Minor work required to prevent a deterioration of the service provided by the asset. | 20 | 2015-01-29 | 9.2375 | 76.7625 | x | 1 | 3. Moderate | 12351 | Predictive Maintenance | 91.25
1017894 | Lighting Fittings including Luminaires General | B (Average): Asset is sound, operationally safe and exhibits only minor deterioration. | Category 3 (Recommended): Minor work required to prevent a deterioration of the service provided by the asset. | 20 | 2007-01-06 | 17.3005 | 68.6995 | x | 1 | 3. Moderate | 12351 | Predictive Maintenance | 91.25
1017895 | Lighting Fittings including Luminaires General | B (Average): Asset is sound, operationally safe and exhibits only minor deterioration. | Category 3 (Recommended): Minor work required to prevent a deterioration of the service provided by the asset. | 20 | 2006-12-29 | 17.3224 | 68.6776 | x | 1 | 3. Moderate | 12351 | Predictive Maintenance | 91.25
1017896 | Lighting Fittings including Luminaires General | B (Average): Asset is sound, operationally safe and exhibits only minor deterioration. | Category 3 (Recommended): Minor work required to prevent a deterioration of the service provided by the asset. | 20 | 2013-07-17 | 10.7734 | 75.2266 | x | 1 | 3. Moderate | 12351 | Predictive Maintenance | 91.25
1017897 | Lighting Fittings including Luminaires General | B (Average): Asset is sound, operationally safe and exhibits only minor deterioration. | Category 3 (Recommended): Minor work required to prevent a deterioration of the service provided by the asset. | 20 | 2013-04-01 | 11.0664 | 74.9336 | x | 1 | 3. Moderate | 12351 | Predictive Maintenance | 91.25
1017898 | Lighting Fittings including Luminaires General | B (Average): Asset is sound, operationally safe and exhibits only minor deterioration. | Category 3 (Recommended): Minor work required to prevent a deterioration of the service provided by the asset. | 20 | 2011-07-12 | 12.7885 | 73.2115 | x | 1 | 3. Moderate | 12351 | Predictive Maintenance | 91.25
1017899 | Lighting Fittings including Luminaires General | B (Average): Asset is sound, operationally safe and exhibits only minor deterioration. | Category 3 (Recommended): Minor work required to prevent a deterioration of the service provided by the asset. | 20 | 2023-07-10 | 0.79398 | 85.206 | x | 1 | 3. Moderate | 12351 | Predictive Maintenance | 91.25
1017900 | Lighting Fittings including Luminaires General | B (Average): Asset is sound, operationally safe and exhibits only minor deterioration. | Category 3 (Recommended): Minor work required to prevent a deterioration of the service provided by the asset. | 20 | 2010-05-18 | 13.9384 | 72.0616 | x | 1 | 3. Moderate | 12351 | Predictive Maintenance | 91.25
1017901 | Lighting Fittings including Luminaires General | B (Average): Asset is sound, operationally safe and exhibits only minor deterioration. | Category 3 (Recommended): Minor work required to prevent a deterioration of the service provided by the asset. | 20 | 2017-10-03 | 6.5599 | 79.4401 | x | 1 | 3. Moderate | 12351 | Predictive Maintenance | 91.25
1017902 | Lighting Fittings including Luminaires General | B (Average): Asset is sound, operationally safe and exhibits only minor deterioration. | Category 3 (Recommended): Minor work required to prevent a deterioration of the service provided by the asset. | 20 | 2013-04-25 | 11.0007 | 74.9993 | x | 1 | 3. Moderate | 12351 | Predictive Maintenance | 91.25
1017903 | Lighting Fittings including Luminaires General | B (Average): Asset is sound, operationally safe and exhibits only minor deterioration. | Category 3 (Recommended): Minor work required to prevent a deterioration of the service provided by the asset. | 20 | 2009-06-17 | 14.8556 | 71.1444 | x | 1 | 3. Moderate | 12351 | Predictive Maintenance | 91.25
1017904 | Lighting Fittings including Luminaires General | B (Average): Asset is sound, operationally safe and exhibits only minor deterioration. | Category 3 (Recommended): Minor work required to prevent a deterioration of the service provided by the asset. | 20 | 2008-07-12 | 15.7864 | 70.2136 | x | 1 | 3. Moderate | 12351 | Predictive Maintenance | 91.25
1017905 | Lighting Fittings including Luminaires General | B (Average): Asset is sound, operationally safe and exhibits only minor deterioration. | Category 3 (Recommended): Minor work required to prevent a deterioration of the service provided by the asset. | 20 | 2007-04-05 | 17.0568 | 68.9432 | x | 1 | 3. Moderate | 12351 | Predictive Maintenance | 91.25
1017906 | Lighting Fittings including Luminaires General | B (Average): Asset is sound, operationally safe and exhibits only minor deterioration. | Category 3 (Recommended): Minor work required to prevent a deterioration of the service provided by the asset. | 20 | 2022-10-23 | 1.5058 | 84.4942 | x | 1 | 3. Moderate | 12351 | Predictive Maintenance | 91.25
1017907 | Lighting Fittings including Luminaires General | B (Average): Asset is sound, operationally safe and exhibits only minor deterioration. | Category 3 (Recommended): Minor work required to prevent a deterioration of the service provided by the asset. | 20 | 2006-08-23 | 17.6728 | 68.3272 | x | 1 | 3. Moderate | 12351 | Predictive Maintenance | 91.25
1017908 | Lighting Fittings including Luminaires General | B (Average): Asset is sound, operationally safe and exhibits only minor deterioration. | Category 3 (Recommended): Minor work required to prevent a deterioration of the service provided by the asset. | 20 | 2004-10-12 | 19.5346 | 66.4654 | x | 1 | 3. Moderate | 12351 | Predictive Maintenance | 91.25
1017909 | Lighting Fittings including Luminaires General | B (Average): Asset is sound, operationally safe and exhibits only minor deterioration. | Category 3 (Recommended): Minor work required to prevent a deterioration of the service provided by the asset. | 20 | 2023-01-14 | 1.2786 | 84.7214 | x | 1 | 3. Moderate | 12351 | Predictive Maintenance | 91.25
1017910 | Lighting Fittings including Luminaires General | B (Average): Asset is sound, operationally safe and exhibits only minor deterioration. | Category 3 (Recommended): Minor work required to prevent a deterioration of the service provided by the asset. | 20 | 2009-01-24 | 15.2498 | 70.7502 | x | 1 | 3. Moderate | 12351 | Predictive Maintenance | 91.25
1017911 | Lighting Fittings including Luminaires General | B (Average): Asset is sound, operationally safe and exhibits only minor deterioration. | Category 3 (Recommended): Minor work required to prevent a deterioration of the service provided by the asset. | 20 | 2012-10-25 | 11.499 | 74.501 | x | 1 | 3. Moderate | 12351 | Predictive Maintenance | 91.25
1017912 | Lighting Fittings including Luminaires General | B (Average): Asset is sound, operationally safe and exhibits only minor deterioration. | Category 3 (Recommended): Minor work required to prevent a deterioration of the service provided by the asset. | 20 | 2008-07-06 | 15.8029 | 70.1971 | x | 1 | 3. Moderate | 12351 | Predictive Maintenance | 91.25
1017913 | Lighting Fittings including Luminaires General | B (Average): Asset is sound, operationally safe and exhibits only minor deterioration. | Category 3 (Recommended): Minor work required to prevent a deterioration of the service provided by the asset. | 20 | 2014-11-27 | 9.41 | 76.59 | x | 1 | 3. Moderate | 12351 | Predictive Maintenance | 91.25
1017914 | Lighting Fittings including Luminaires General | B (Average): Asset is sound, operationally safe and exhibits only minor deterioration. | Category 3 (Recommended): Minor work required to prevent a deterioration of the service provided by the asset. | 20 | 2014-03-17 | 10.1081 | 75.8919 | x | 1 | 3. Moderate | 12351 | Predictive Maintenance | 91.25
1017915 | Lighting Fittings including Luminaires General | B (Average): Asset is sound, operationally safe and exhibits only minor deterioration. | Category 3 (Recommended): Minor work required to prevent a deterioration of the service provided by the asset. | 20 | 2015-07-30 | 8.7392 | 77.2608 | x | 1 | 3. Moderate | 12351 | Predictive Maintenance | 91.25
1017916 | Lighting Fittings including Luminaires General | B (Average): Asset is sound, operationally safe and exhibits only minor deterioration. | Category 3 (Recommended): Minor work required to prevent a deterioration of the service provided by the asset. | 20 | 2023-11-12 | 0.45175 | 85.5483 | x | 1 | 3. Moderate | 12351 | Predictive Maintenance | 91.25
1017917 | Lighting Fittings including Luminaires General | B (Average): Asset is sound, operationally safe and exhibits only minor deterioration. | Category 3 (Recommended): Minor work required to prevent a deterioration of the service provided by the asset. | 20 | 2020-01-23 | 4.2546 | 81.7454 | x | 1 | 3. Moderate | 12351 | Predictive Maintenance | 91.25
1017918 | Lighting Fittings including Luminaires General | B (Average): Asset is sound, operationally safe and exhibits only minor deterioration. | Category 3 (Recommended): Minor work required to prevent a deterioration of the service provided by the asset. | 20 | 2004-11-13 | 19.447 | 66.553 | x | 1 | 3. Moderate | 12351 | Predictive Maintenance | 91.25
1017919 | Lighting Fittings including Luminaires General | B (Average): Asset is sound, operationally safe and exhibits only minor deterioration. | Category 3 (Recommended): Minor work required to prevent a deterioration of the service provided by the asset. | 20 | 2005-11-22 | 18.423 | 67.577 | x | 1 | 3. Moderate | 12351 | Predictive Maintenance | 91.25
1017920 | Lighting Fittings including Luminaires General | B (Average): Asset is sound, operationally safe and exhibits only minor deterioration. | Category 3 (Recommended): Minor work required to prevent a deterioration of the service provided by the asset. | 20 | 2005-08-02 | 18.7296 | 67.2704 | x | 1 | 3. Moderate | 12351 | Predictive Maintenance | 91.25
1017921 | Lighting Fittings including Luminaires General | B (Average): Asset is sound, operationally safe and exhibits only minor deterioration. | Category 3 (Recommended): Minor work required to prevent a deterioration of the service provided by the asset. | 20 | 2019-04-22 | 5.0103 | 80.9897 | x | 1 | 3. Moderate | 12351 | Predictive Maintenance | 91.25
1017922 | Lighting Fittings including Luminaires General | B (Average): Asset is sound, operationally safe and exhibits only minor deterioration. | Category 3 (Recommended): Minor work required to prevent a deterioration of the service provided by the asset. | 20 | 2012-12-06 | 11.384 | 74.616 | x | 1 | 3. Moderate | 12351 | Predictive Maintenance | 91.25
1017923 | Lighting Fittings including Luminaires General | B (Average): Asset is sound, operationally safe and exhibits only minor deterioration. | Category 3 (Recommended): Minor work required to prevent a deterioration of the service provided by the asset. | 20 | 2020-05-25 | 3.9179 | 82.0821 | x | 1 | 3. Moderate | 12351 | Predictive Maintenance | 91.25
1017924 | Lighting Fittings including Luminaires General | B (Average): Asset is sound, operationally safe and exhibits only minor deterioration. | Category 3 (Recommended): Minor work required to prevent a deterioration of the service provided by the asset. | 20 | 2008-10-25 | 15.499 | 70.501 | x | 1 | 3. Moderate | 12351 | Predictive Maintenance | 91.25
1017925 | Lighting Fittings including Luminaires General | B (Average): Asset is sound, operationally safe and exhibits only minor deterioration. | Category 3 (Recommended): Minor work required to prevent a deterioration of the service provided by the asset. | 20 | 2018-03-23 | 6.0917 | 79.9083 | x | 1 | 3. Moderate | 12351 | Predictive Maintenance | 91.25
1017926 | Lighting Fittings including Luminaires General | B (Average): Asset is sound, operationally safe and exhibits only minor deterioration. | Category 3 (Recommended): Minor work required to prevent a deterioration of the service provided by the asset. | 20 | 2010-11-15 | 13.4428 | 72.5572 | x | 1 | 3. Moderate | 12351 | Predictive Maintenance | 91.25
1017927 | Lighting Fittings including Luminaires General | B (Average): Asset is sound, operationally safe and exhibits only minor deterioration. | Category 3 (Recommended): Minor work required to prevent a deterioration of the service provided by the asset. | 20 | 2023-10-29 | 0.49008 | 85.5099 | x | 1 | 3. Moderate | 12351 | Predictive Maintenance | 91.25
1017928 | Lighting Fittings including Luminaires General | B (Average): Asset is sound, operationally safe and exhibits only minor deterioration. | Category 3 (Recommended): Minor work required to prevent a deterioration of the service provided by the asset. | 20 | 2007-01-31 | 17.232 | 68.768 | x | 1 | 3. Moderate | 12351 | Predictive Maintenance | 91.25
1017929 | Lighting Fittings including Luminaires General | B (Average): Asset is sound, operationally safe and exhibits only minor deterioration. | Category 3 (Recommended): Minor work required to prevent a deterioration of the service provided by the asset. | 20 | 2005-02-04 | 19.2197 | 66.7803 | x | 1 | 3. Moderate | 12351 | Predictive Maintenance | 91.25
1017930 | Lighting Fittings including Luminaires General | B (Average): Asset is sound, operationally safe and exhibits only minor deterioration. | Category 3 (Recommended): Minor work required to prevent a deterioration of the service provided by the asset. | 20 | 2011-02-24 | 13.1663 | 72.8337 | x | 1 | 3. Moderate | 12351 | Predictive Maintenance | 91.25
1017931 | Lighting Fittings including Luminaires General | B (Average): Asset is sound, operationally safe and exhibits only minor deterioration. | Category 3 (Recommended): Minor work required to prevent a deterioration of the service provided by the asset. | 20 | 2018-06-13 | 5.8672 | 80.1328 | x | 1 | 3. Moderate | 12351 | Predictive Maintenance | 91.25
1017932 | Lighting Fittings including Luminaires General | B (Average): Asset is sound, operationally safe and exhibits only minor deterioration. | Category 3 (Recommended): Minor work required to prevent a deterioration of the service provided by the asset. | 20 | 2012-03-24 | 12.0876 | 73.9124 | x | 1 | 3. Moderate | 12351 | Predictive Maintenance | 91.25
1017933 | Lighting Fittings including Luminaires General | B (Average): Asset is sound, operationally safe and exhibits only minor deterioration. | Category 3 (Recommended): Minor work required to prevent a deterioration of the service provided by the asset. | 20 | 2012-06-30 | 11.8193 | 74.1807 | x | 1 | 3. Moderate | 12351 | Predictive Maintenance | 91.25
1017934 | Lighting Fittings including Luminaires General | B (Average): Asset is sound, operationally safe and exhibits only minor deterioration. | Category 3 (Recommended): Minor work required to prevent a deterioration of the service provided by the asset. | 20 | 2012-02-01 | 12.23 | 73.77 | x | 1 | 3. Moderate | 12351 | Predictive Maintenance | 91.25
1017935 | Lighting Fittings including Luminaires General | B (Average): Asset is sound, operationally safe and exhibits only minor deterioration. | Category 3 (Recommended): Minor work required to prevent a deterioration of the service provided by the asset. | 20 | 2022-10-31 | 1.4839 | 84.5161 | x | 1 | 3. Moderate | 12351 | Predictive Maintenance | 91.25
1017936 | Lighting Fittings including Luminaires General | B (Average): Asset is sound, operationally safe and exhibits only minor deterioration. | Category 3 (Recommended): Minor work required to prevent a deterioration of the service provided by the asset. | 20 | 2013-03-12 | 11.1211 | 74.8789 | x | 1 | 3. Moderate | 12351 | Predictive Maintenance | 91.25
1017937 | Lighting Fittings including Luminaires General | B (Average): Asset is sound, operationally safe and exhibits only minor deterioration. | Category 3 (Recommended): Minor work required to prevent a deterioration of the service provided by the asset. | 20 | 2012-08-20 | 11.6797 | 74.3203 | x | 1 | 3. Moderate | 12351 | Predictive Maintenance | 91.25
1017938 | Lighting Fittings including Luminaires General | B (Average): Asset is sound, operationally safe and exhibits only minor deterioration. | Category 3 (Recommended): Minor work required to prevent a deterioration of the service provided by the asset. | 20 | 2021-08-26 | 2.6639 | 83.3361 | x | 1 | 3. Moderate | 12351 | Predictive Maintenance | 91.25
1017939 | Lighting Fittings including Luminaires General | B (Average): Asset is sound, operationally safe and exhibits only minor deterioration. | Category 3 (Recommended): Minor work required to prevent a deterioration of the service provided by the asset. | 20 | 2016-11-16 | 7.4387 | 78.5613 | x | 1 | 3. Moderate | 12351 | Predictive Maintenance | 91.25
1017940 | Lighting Fittings including Luminaires General | B (Average): Asset is sound, operationally safe and exhibits only minor deterioration. | Category 3 (Recommended): Minor work required to prevent a deterioration of the service provided by the asset. | 20 | 2022-11-17 | 1.4374 | 84.5626 | x | 1 | 3. Moderate | 12351 | Predictive Maintenance | 91.25
1017941 | Lighting Fittings including Luminaires General | B (Average): Asset is sound, operationally safe and exhibits only minor deterioration. | Category 3 (Recommended): Minor work required to prevent a deterioration of the service provided by the asset. | 20 | 2019-10-20 | 4.5147 | 81.4853 | x | 1 | 3. Moderate | 12351 | Predictive Maintenance | 91.25
1017942 | Lighting Fittings including Luminaires General | B (Average): Asset is sound, operationally safe and exhibits only minor deterioration. | Category 3 (Recommended): Minor work required to prevent a deterioration of the service provided by the asset. | 20 | 2019-07-22 | 4.7611 | 81.2389 | x | 1 | 3. Moderate | 12351 | Predictive Maintenance | 91.25
1017943 | Lighting Fittings including Luminaires General | B (Average): Asset is sound, operationally safe and exhibits only minor deterioration. | Category 3 (Recommended): Minor work required to prevent a deterioration of the service provided by the asset. | 20 | 2016-05-02 | 7.9808 | 78.0192 | x | 1 | 3. Moderate | 12351 | Predictive Maintenance | 91.25
1017944 | Lighting Fittings including Luminaires General | B (Average): Asset is sound, operationally safe and exhibits only minor deterioration. | Category 3 (Recommended): Minor work required to prevent a deterioration of the service provided by the asset. | 20 | 2008-01-08 | 16.2957 | 69.7043 | x | 1 | 3. Moderate | 12351 | Predictive Maintenance | 91.25
1017945 | Lighting Fittings including Luminaires General | B (Average): Asset is sound, operationally safe and exhibits only minor deterioration. | Category 3 (Recommended): Minor work required to prevent a deterioration of the service provided by the asset. | 20 | 2008-12-27 | 15.3265 | 70.6735 | x | 1 | 3. Moderate | 12351 | Predictive Maintenance | 91.25
1017946 | Lighting Fittings including Luminaires General | B (Average): Asset is sound, operationally safe and exhibits only minor deterioration. | Category 3 (Recommended): Minor work required to prevent a deterioration of the service provided by the asset. | 20 | 2015-01-25 | 9.2485 | 76.7515 | x | 1 | 3. Moderate | 12351 | Predictive Maintenance | 91.25
1017947 | Lighting Fittings including Luminaires General | B (Average): Asset is sound, operationally safe and exhibits only minor deterioration. | Category 3 (Recommended): Minor work required to prevent a deterioration of the service provided by the asset. | 20 | 2016-08-07 | 7.7153 | 78.2847 | x | 1 | 3. Moderate | 12351 | Predictive Maintenance | 91.25
1017948 | Lighting Fittings including Luminaires General | B (Average): Asset is sound, operationally safe and exhibits only minor deterioration. | Category 3 (Recommended): Minor work required to prevent a deterioration of the service provided by the asset. | 20 | 2009-05-13 | 14.9514 | 71.0486 | x | 1 | 3. Moderate | 12351 | Predictive Maintenance | 91.25
1017949 | Lighting Fittings including Luminaires General | B (Average): Asset is sound, operationally safe and exhibits only minor deterioration. | Category 3 (Recommended): Minor work required to prevent a deterioration of the service provided by the asset. | 20 | 2017-12-21 | 6.3436 | 79.6564 | x | 1 | 3. Moderate | 12351 | Predictive Maintenance | 91.25
1017950 | Lighting Fittings including Luminaires General | B (Average): Asset is sound, operationally safe and exhibits only minor deterioration. | Category 3 (Recommended): Minor work required to prevent a deterioration of the service provided by the asset. | 20 | 2007-02-18 | 17.1828 | 68.8172 | x | 1 | 3. Moderate | 12351 | Predictive Maintenance | 91.25
1017951 | Lighting Fittings including Luminaires General | B (Average): Asset is sound, operationally safe and exhibits only minor deterioration. | Category 3 (Recommended): Minor work required to prevent a deterioration of the service provided by the asset. | 20 | 2011-09-12 | 12.6188 | 73.3812 | x | 1 | 3. Moderate | 12351 | Predictive Maintenance | 91.25
1017952 | Lighting Fittings including Luminaires General | B (Average): Asset is sound, operationally safe and exhibits only minor deterioration. | Category 3 (Recommended): Minor work required to prevent a deterioration of the service provided by the asset. | 20 | 2017-09-13 | 6.6146 | 79.3854 | x | 1 | 3. Moderate | 12351 | Predictive Maintenance | 91.25
1017953 | Lighting Fittings including Luminaires General | B (Average): Asset is sound, operationally safe and exhibits only minor deterioration. | Category 3 (Recommended): Minor work required to prevent a deterioration of the service provided by the asset. | 20 | 2021-01-28 | 3.2389 | 82.7611 | x | 1 | 3. Moderate | 12351 | Predictive Maintenance | 91.25
1017954 | Lighting Fittings including Luminaires General | B (Average): Asset is sound, operationally safe and exhibits only minor deterioration. | Category 3 (Recommended): Minor work required to prevent a deterioration of the service provided by the asset. | 20 | 2005-12-01 | 18.3984 | 67.6016 | x | 1 | 3. Moderate | 12351 | Predictive Maintenance | 91.25
1017955 | Lighting Fittings including Luminaires General | B (Average): Asset is sound, operationally safe and exhibits only minor deterioration. | Category 3 (Recommended): Minor work required to prevent a deterioration of the service provided by the asset. | 20 | 2022-10-31 | 1.4839 | 84.5161 | x | 1 | 3. Moderate | 12351 | Predictive Maintenance | 91.25
1017956 | Lighting Fittings including Luminaires General | B (Average): Asset is sound, operationally safe and exhibits only minor deterioration. | Category 3 (Recommended): Minor work required to prevent a deterioration of the service provided by the asset. | 20 | 2005-04-27 | 18.9952 | 67.0048 | x | 1 | 3. Moderate | 12351 | Predictive Maintenance | 91.25
1017957 | Lighting Fittings including Luminaires General | B (Average): Asset is sound, operationally safe and exhibits only minor deterioration. | Category 3 (Recommended): Minor work required to prevent a deterioration of the service provided by the asset. | 20 | 2009-04-12 | 15.0363 | 70.9637 | x | 1 | 3. Moderate | 12351 | Predictive Maintenance | 91.25
1017958 | Lighting Fittings including Luminaires General | B (Average): Asset is sound, operationally safe and exhibits only minor deterioration. | Category 3 (Recommended): Minor work required to prevent a deterioration of the service provided by the asset. | 20 | 2012-11-23 | 11.4196 | 74.5804 | x | 1 | 3. Moderate | 12351 | Predictive Maintenance | 91.25
1017959 | Lighting Fittings including Luminaires General | B (Average): Asset is sound, operationally safe and exhibits only minor deterioration. | Category 3 (Recommended): Minor work required to prevent a deterioration of the service provided by the asset. | 20 | 2019-05-19 | 4.9363 | 81.0637 | x | 1 | 3. Moderate | 12351 | Predictive Maintenance | 91.25
1017960 | Lighting Fittings including Luminaires General | B (Average): Asset is sound, operationally safe and exhibits only minor deterioration. | Category 3 (Recommended): Minor work required to prevent a deterioration of the service provided by the asset. | 20 | 2008-08-07 | 15.7153 | 70.2847 | x | 1 | 3. Moderate | 12351 | Predictive Maintenance | 91.25
1017961 | Lighting Fittings including Luminaires General | B (Average): Asset is sound, operationally safe and exhibits only minor deterioration. | Category 3 (Recommended): Minor work required to prevent a deterioration of the service provided by the asset. | 20 | 2016-08-20 | 7.6797 | 78.3203 | x | 1 | 3. Moderate | 12351 | Predictive Maintenance | 91.25
1017963 | Pipework Systems - General | B (Average): Asset is sound, operationally safe and exhibits only minor deterioration. | Category 3 (Recommended): Minor work required to prevent a deterioration of the service provided by the asset. | 20 | 2021-05-21 | 2.9295 | 83.0705 | x | 1 | 4. Significant | 12351 | Predictive Maintenance | 91.25
1017964 | Pipework Systems - General | C (Poor): Asset is operational but major repair or replacement will be needed. | Category 3 (Recommended): Minor work required to prevent a deterioration of the service provided by the asset. | 45 | 1999-03-26 | 25.0842 | 60.8515 | x | 1 | 4. Significant | 12351 | Predictive Maintenance | 91.25
1017965 | Pipework Systems - General | B (Average): Asset is sound, operationally safe and exhibits only minor deterioration. | Category 3 (Recommended): Minor work required to prevent a deterioration of the service provided by the asset. | 20 | 2011-11-08 | 12.4627 | 73.5373 | x | 1 | 4. Significant | 12351 | Predictive Maintenance | 91.25
1017966 | Pipework Systems - General | B (Average): Asset is sound, operationally safe and exhibits only minor deterioration. | Category 3 (Recommended): Minor work required to prevent a deterioration of the service provided by the asset. | 35 | 2005-03-02 | 19.1485 | 75.058 | x | 1 | 4. Significant | 12351 | Predictive Maintenance | 91.25
1017967 | Pipework Systems - General | B (Average): Asset is sound, operationally safe and exhibits only minor deterioration. | Category 3 (Recommended): Minor work required to prevent a deterioration of the service provided by the asset. | 35 | 2014-09-14 | 9.6126 | 80.5071 | x | 1 | 4. Significant | 12351 | Predictive Maintenance | 91.25
1017968 | Pipework Systems - General | B (Average): Asset is sound, operationally safe and exhibits only minor deterioration. | Category 3 (Recommended): Minor work required to prevent a deterioration of the service provided by the asset. | 45 | 2015-05-08 | 8.9665 | 82.0149 | x | 1 | 4. Significant | 12351 | Predictive Maintenance | 91.25
1017969 | Pipework Systems - General | B (Average): Asset is sound, operationally safe and exhibits only minor deterioration. | Category 3 (Recommended): Minor work required to prevent a deterioration of the service provided by the asset. | 45 | 2020-06-24 | 3.8357 | 84.2952 | x | 1 | 4. Significant | 12351 | Predictive Maintenance | 91.25
1017970 | Pipework Systems - General | B (Average): Asset is sound, operationally safe and exhibits only minor deterioration. | Category 3 (Recommended): Minor work required to prevent a deterioration of the service provided by the asset. | 45 | 2022-10-23 | 1.5058 | 85.3307 | x | 1 | 4. Significant | 12351 | Predictive Maintenance | 91.25
1017971 | Internal Walls and Ceilings | B (Average): Asset is sound, operationally safe and exhibits only minor deterioration. | Category 3 (Recommended): Minor work required to prevent a deterioration of the service provided by the asset. | 25 | 2022-10-28 | 1.4921 | 84.8063 | x | 1 | 3. Moderate | 12351 | Predictive Maintenance | 91.25
1017972 | Internal Walls and Ceilings | B (Average): Asset is sound, operationally safe and exhibits only minor deterioration. | Category 3 (Recommended): Minor work required to prevent a deterioration of the service provided by the asset. | 25 | 2016-03-30 | 8.0712 | 79.5431 | x | 1 | 3. Moderate | 12351 | Predictive Maintenance | 91.25
1017973 | Internal Walls and Ceilings | B (Average): Asset is sound, operationally safe and exhibits only minor deterioration. | Category 3 (Recommended): Minor work required to prevent a deterioration of the service provided by the asset. | 25 | 2006-03-17 | 18.1081 | 71.5135 | x | 1 | 3. Moderate | 12351 | Predictive Maintenance | 91.25
1017974 | Internal Walls and Ceilings | B (Average): Asset is sound, operationally safe and exhibits only minor deterioration. | Category 3 (Recommended): Minor work required to prevent a deterioration of the service provided by the asset. | 25 | 2002-11-18 | 21.4346 | 68.8523 | x | 1 | 3. Moderate | 12351 | Predictive Maintenance | 91.25
1017975 | Internal Walls and Ceilings | B (Average): Asset is sound, operationally safe and exhibits only minor deterioration. | Category 3 (Recommended): Minor work required to prevent a deterioration of the service provided by the asset. | 25 | 2008-10-27 | 15.4935 | 73.6052 | x | 1 | 3. Moderate | 12351 | Predictive Maintenance | 91.25
1017976 | Internal Walls and Ceilings | B (Average): Asset is sound, operationally safe and exhibits only minor deterioration. | Category 3 (Recommended): Minor work required to prevent a deterioration of the service provided by the asset. | 25 | 2006-05-31 | 17.9028 | 71.6778 | x | 1 | 3. Moderate | 12351 | Predictive Maintenance | 91.25
1017977 | Internal Walls and Ceilings | B (Average): Asset is sound, operationally safe and exhibits only minor deterioration. | Category 3 (Recommended): Minor work required to prevent a deterioration of the service provided by the asset. | 25 | 2008-06-30 | 15.8193 | 73.3446 | x | 1 | 3. Moderate | 12351 | Predictive Maintenance | 91.25
1017978 | Internal Walls and Ceilings | B (Average): Asset is sound, operationally safe and exhibits only minor deterioration. | Category 3 (Recommended): Minor work required to prevent a deterioration of the service provided by the asset. | 25 | 1999-02-03 | 25.2238 | 65.8209 | x | 1 | 3. Moderate | 12351 | Predictive Maintenance | 91.25
1017979 | Internal Walls and Ceilings | B (Average): Asset is sound, operationally safe and exhibits only minor deterioration. | Category 3 (Recommended): Minor work required to prevent a deterioration of the service provided by the asset. | 25 | 2020-03-19 | 4.1013 | 82.719 | x | 1 | 3. Moderate | 12351 | Predictive Maintenance | 91.25
1017980 | Internal Walls and Ceilings | B (Average): Asset is sound, operationally safe and exhibits only minor deterioration. | Category 3 (Recommended): Minor work required to prevent a deterioration of the service provided by the asset. | 25 | 2005-04-08 | 19.0472 | 70.7622 | x | 1 | 3. Moderate | 12351 | Predictive Maintenance | 91.25
1017981 | Internal Walls and Ceilings | B (Average): Asset is sound, operationally safe and exhibits only minor deterioration. | Category 3 (Recommended): Minor work required to prevent a deterioration of the service provided by the asset. | 25 | 2009-09-05 | 14.6366 | 74.2908 | x | 1 | 3. Moderate | 12351 | Predictive Maintenance | 91.25
1017982 | Internal Walls and Ceilings | B (Average): Asset is sound, operationally safe and exhibits only minor deterioration. | Category 3 (Recommended): Minor work required to prevent a deterioration of the service provided by the asset. | 25 | 2023-05-05 | 0.97467 | 85.2203 | x | 1 | 3. Moderate | 12351 | Predictive Maintenance | 91.25
1017983 | Internal Walls and Ceilings | B (Average): Asset is sound, operationally safe and exhibits only minor deterioration. | Category 3 (Recommended): Minor work required to prevent a deterioration of the service provided by the asset. | 25 | 2017-05-28 | 6.9103 | 80.4717 | x | 1 | 3. Moderate | 12351 | Predictive Maintenance | 91.25
1017984 | Internal Walls and Ceilings | B (Average): Asset is sound, operationally safe and exhibits only minor deterioration. | Category 3 (Recommended): Minor work required to prevent a deterioration of the service provided by the asset. | 25 | 2016-09-03 | 7.6413 | 79.8869 | x | 1 | 3. Moderate | 12351 | Predictive Maintenance | 91.25
1017985 | Internal Walls and Ceilings | B (Average): Asset is sound, operationally safe and exhibits only minor deterioration. | Category 3 (Recommended): Minor work required to prevent a deterioration of the service provided by the asset. | 25 | 2009-08-07 | 14.7159 | 74.2272 | x | 1 | 3. Moderate | 12351 | Predictive Maintenance | 91.25
1017986 | Internal Walls and Ceilings | B (Average): Asset is sound, operationally safe and exhibits only minor deterioration. | Category 3 (Recommended): Minor work required to prevent a deterioration of the service provided by the asset. | 25 | 2019-04-30 | 4.9884 | 82.0093 | x | 1 | 3. Moderate | 12351 | Predictive Maintenance | 91.25
1017987 | Internal Walls and Ceilings | B (Average): Asset is sound, operationally safe and exhibits only minor deterioration. | Category 3 (Recommended): Minor work required to prevent a deterioration of the service provided by the asset. | 25 | 2018-05-17 | 5.9411 | 81.2471 | x | 1 | 3. Moderate | 12351 | Predictive Maintenance | 91.25
1017988 | Internal Walls and Ceilings | B (Average): Asset is sound, operationally safe and exhibits only minor deterioration. | Category 3 (Recommended): Minor work required to prevent a deterioration of the service provided by the asset. | 25 | 2006-03-11 | 18.1246 | 71.5003 | x | 1 | 3. Moderate | 12351 | Predictive Maintenance | 91.25
1017989 | Internal Walls and Ceilings | B (Average): Asset is sound, operationally safe and exhibits only minor deterioration. | Category 3 (Recommended): Minor work required to prevent a deterioration of the service provided by the asset. | 25 | 2018-07-13 | 5.7851 | 81.3719 | x | 1 | 3. Moderate | 12351 | Predictive Maintenance | 91.25
1017990 | Internal Walls and Ceilings | B (Average): Asset is sound, operationally safe and exhibits only minor deterioration. | Category 3 (Recommended): Minor work required to prevent a deterioration of the service provided by the asset. | 25 | 2023-09-09 | 0.62697 | 85.4984 | x | 1 | 3. Moderate | 12351 | Predictive Maintenance | 91.25
1018010 | Portable Appliance Testing (PAT) - User Checks, Recorded Formal Visual Inspections and Combined Insp | B (Average): Asset is sound, operationally safe and exhibits only minor deterioration. | Category 3 (Recommended): Minor work required to prevent a deterioration of the service provided by the asset. | 20 | 2015-03-02 | 9.1499 | 76.8501 | x | 1 | 2. Minor | 12351 | Predictive Maintenance | 182.5
1018013 | Rainwater Downpipes and Gutters | B (Average): Asset is sound, operationally safe and exhibits only minor deterioration. | Category 3 (Recommended): Minor work required to prevent a deterioration of the service provided by the asset. | 50 | 2015-05-20 | 8.9336 | 82.4266 | x | 1 | 2. Minor | 12351 | Predictive Maintenance | 182.5
1018019 | Service Drainage | B (Average): Asset is sound, operationally safe and exhibits only minor deterioration. | Category 3 (Recommended): Minor work required to prevent a deterioration of the service provided by the asset. | 25 | 2021-12-28 | 2.3244 | 84.1405 | x | 1 | 4. Significant | 12351 | Predictive Maintenance | 91.25
1018020 | Service Drainage | B (Average): Asset is sound, operationally safe and exhibits only minor deterioration. | Category 3 (Recommended): Minor work required to prevent a deterioration of the service provided by the asset. | 25 | 2013-01-23 | 11.2526 | 76.9979 | x | 1 | 4. Significant | 12351 | Predictive Maintenance | 91.25
1018021 | Service Drainage | B (Average): Asset is sound, operationally safe and exhibits only minor deterioration. | Category 3 (Recommended): Minor work required to prevent a deterioration of the service provided by the asset. | 25 | 2006-01-02 | 18.3107 | 71.3514 | x | 1 | 4. Significant | 12351 | Predictive Maintenance | 91.25
1018022 | Service Drainage | B (Average): Asset is sound, operationally safe and exhibits only minor deterioration. | Category 3 (Recommended): Minor work required to prevent a deterioration of the service provided by the asset. | 25 | 2008-03-01 | 16.1506 | 73.0795 | x | 1 | 4. Significant | 12351 | Predictive Maintenance | 91.25
1018023 | Service Drainage | B (Average): Asset is sound, operationally safe and exhibits only minor deterioration. | Category 3 (Recommended): Minor work required to prevent a deterioration of the service provided by the asset. | 25 | 2012-09-15 | 11.6085 | 76.7132 | x | 1 | 4. Significant | 12351 | Predictive Maintenance | 91.25
1018024 | Service Drainage | B (Average): Asset is sound, operationally safe and exhibits only minor deterioration. | Category 3 (Recommended): Minor work required to prevent a deterioration of the service provided by the asset. | 25 | 2002-09-21 | 21.5934 | 68.7253 | x | 1 | 4. Significant | 12351 | Predictive Maintenance | 91.25
1018025 | Service Drainage | B (Average): Asset is sound, operationally safe and exhibits only minor deterioration. | Category 3 (Recommended): Minor work required to prevent a deterioration of the service provided by the asset. | 25 | 2017-04-27 | 6.9952 | 80.4038 | x | 1 | 4. Significant | 12351 | Predictive Maintenance | 91.25
1018026 | Service Drainage | B (Average): Asset is sound, operationally safe and exhibits only minor deterioration. | Category 3 (Recommended): Minor work required to prevent a deterioration of the service provided by the asset. | 25 | 2005-09-28 | 18.5736 | 71.1411 | x | 1 | 4. Significant | 12351 | Predictive Maintenance | 91.25
1018027 | Service Drainage | B (Average): Asset is sound, operationally safe and exhibits only minor deterioration. | Category 3 (Recommended): Minor work required to prevent a deterioration of the service provided by the asset. | 25 | 2022-08-09 | 1.7112 | 84.6311 | x | 1 | 4. Significant | 12351 | Predictive Maintenance | 91.25
1018028 | Service Drainage | B (Average): Asset is sound, operationally safe and exhibits only minor deterioration. | Category 3 (Recommended): Minor work required to prevent a deterioration of the service provided by the asset. | 25 | 2001-04-05 | 23.0554 | 67.5556 | x | 1 | 4. Significant | 12351 | Predictive Maintenance | 91.25
1018029 | Service Drainage | B (Average): Asset is sound, operationally safe and exhibits only minor deterioration. | Category 3 (Recommended): Minor work required to prevent a deterioration of the service provided by the asset. | 25 | 2020-04-09 | 4.0438 | 82.765 | x | 1 | 4. Significant | 12351 | Predictive Maintenance | 91.25
1018030 | Service Drainage | B (Average): Asset is sound, operationally safe and exhibits only minor deterioration. | Category 3 (Recommended): Minor work required to prevent a deterioration of the service provided by the asset. | 25 | 2005-04-06 | 19.0527 | 70.7578 | x | 1 | 4. Significant | 12351 | Predictive Maintenance | 91.25
1018031 | Service Drainage | B (Average): Asset is sound, operationally safe and exhibits only minor deterioration. | Category 3 (Recommended): Minor work required to prevent a deterioration of the service provided by the asset. | 25 | 2019-05-07 | 4.9692 | 82.0246 | x | 1 | 4. Significant | 12351 | Predictive Maintenance | 91.25
1018032 | Service Drainage | B (Average): Asset is sound, operationally safe and exhibits only minor deterioration. | Category 3 (Recommended): Minor work required to prevent a deterioration of the service provided by the asset. | 25 | 2002-04-22 | 22.0096 | 68.3923 | x | 1 | 4. Significant | 12351 | Predictive Maintenance | 91.25
1018033 | Service Drainage | B (Average): Asset is sound, operationally safe and exhibits only minor deterioration. | Category 3 (Recommended): Minor work required to prevent a deterioration of the service provided by the asset. | 25 | 2004-08-14 | 19.6961 | 70.2431 | x | 1 | 4. Significant | 12351 | Predictive Maintenance | 91.25
1018034 | Service Drainage | B (Average): Asset is sound, operationally safe and exhibits only minor deterioration. | Category 3 (Recommended): Minor work required to prevent a deterioration of the service provided by the asset. | 25 | 2000-03-01 | 24.1506 | 66.6795 | x | 1 | 4. Significant | 12351 | Predictive Maintenance | 91.25
1018035 | Service Drainage | B (Average): Asset is sound, operationally safe and exhibits only minor deterioration. | Category 3 (Recommended): Minor work required to prevent a deterioration of the service provided by the asset. | 25 | 2022-09-06 | 1.6345 | 84.6924 | x | 1 | 4. Significant | 12351 | Predictive Maintenance | 91.25
1018036 | Service Drainage | B (Average): Asset is sound, operationally safe and exhibits only minor deterioration. | Category 3 (Recommended): Minor work required to prevent a deterioration of the service provided by the asset. | 25 | 2015-05-29 | 8.909 | 78.8728 | x | 1 | 4. Significant | 12351 | Predictive Maintenance | 91.25
1018037 | Service Drainage | B (Average): Asset is sound, operationally safe and exhibits only minor deterioration. | Category 3 (Recommended): Minor work required to prevent a deterioration of the service provided by the asset. | 25 | 2000-02-23 | 24.1697 | 66.6642 | x | 1 | 4. Significant | 12351 | Predictive Maintenance | 91.25
1018038 | Service Drainage | B (Average): Asset is sound, operationally safe and exhibits only minor deterioration. | Category 3 (Recommended): Minor work required to prevent a deterioration of the service provided by the asset. | 25 | 2009-05-17 | 14.9405 | 74.0476 | x | 1 | 4. Significant | 12351 | Predictive Maintenance | 91.25
1018039 | Service Drainage | B (Average): Asset is sound, operationally safe and exhibits only minor deterioration. | Category 3 (Recommended): Minor work required to prevent a deterioration of the service provided by the asset. | 25 | 2008-11-04 | 15.4716 | 73.6227 | x | 1 | 4. Significant | 12351 | Predictive Maintenance | 91.25
1018040 | Service Drainage | B (Average): Asset is sound, operationally safe and exhibits only minor deterioration. | Category 3 (Recommended): Minor work required to prevent a deterioration of the service provided by the asset. | 25 | 2005-03-31 | 19.0691 | 70.7447 | x | 1 | 4. Significant | 12351 | Predictive Maintenance | 91.25
1018041 | Service Drainage | B (Average): Asset is sound, operationally safe and exhibits only minor deterioration. | Category 3 (Recommended): Minor work required to prevent a deterioration of the service provided by the asset. | 25 | 2002-02-12 | 22.1985 | 68.2412 | x | 1 | 4. Significant | 12351 | Predictive Maintenance | 91.25
1018042 | Service Drainage | B (Average): Asset is sound, operationally safe and exhibits only minor deterioration. | Category 3 (Recommended): Minor work required to prevent a deterioration of the service provided by the asset. | 25 | 2014-01-15 | 10.2752 | 77.7799 | x | 1 | 4. Significant | 12351 | Predictive Maintenance | 91.25
1018043 | Service Drainage | B (Average): Asset is sound, operationally safe and exhibits only minor deterioration. | Category 3 (Recommended): Minor work required to prevent a deterioration of the service provided by the asset. | 25 | 2010-09-04 | 13.64 | 75.088 | x | 1 | 4. Significant | 12351 | Predictive Maintenance | 91.25
1018044 | Service Drainage | B (Average): Asset is sound, operationally safe and exhibits only minor deterioration. | Category 3 (Recommended): Minor work required to prevent a deterioration of the service provided by the asset. | 25 | 2003-10-30 | 20.4873 | 69.6101 | x | 1 | 4. Significant | 12351 | Predictive Maintenance | 91.25
1018045 | Service Drainage | B (Average): Asset is sound, operationally safe and exhibits only minor deterioration. | Category 3 (Recommended): Minor work required to prevent a deterioration of the service provided by the asset. | 25 | 2016-09-14 | 7.6112 | 79.911 | x | 1 | 4. Significant | 12351 | Predictive Maintenance | 91.25
1018093 | Television and Signal Receiving Equipment | B (Average): Asset is sound, operationally safe and exhibits only minor deterioration. | Category 3 (Recommended): Minor work required to prevent a deterioration of the service provided by the asset. | 15 | 2019-06-17 | 4.8569 | 79.5241 | x | 1 | 3. Moderate | 12351 | Predictive Maintenance | 91.25
1018094 | Ductwork System - General | B (Average): Asset is sound, operationally safe and exhibits only minor deterioration. | Category 3 (Recommended): Minor work required to prevent a deterioration of the service provided by the asset. | 30 | 2005-01-25 | 19.2471 | 73.1686 | x | 1 | 3. Moderate | 12351 | Predictive Maintenance | 91.25
1018186 | Manually operated Vertical & Horizontal blinds | B (Average): Asset is sound, operationally safe and exhibits only minor deterioration. | Category 3 (Recommended): Minor work required to prevent a deterioration of the service provided by the asset. | 20 | 2009-06-18 | 14.8528 | 71.1472 | x | 1 | 1. Negligible | 12351 | Predictive Maintenance | 182.5
1018187 | Manually operated Vertical & Horizontal blinds | B (Average): Asset is sound, operationally safe and exhibits only minor deterioration. | Category 3 (Recommended): Minor work required to prevent a deterioration of the service provided by the asset. | 20 | 2012-04-15 | 12.0274 | 73.9726 | x | 1 | 1. Negligible | 12351 | Predictive Maintenance | 182.5
1018188 | Manually operated Vertical & Horizontal blinds | B (Average): Asset is sound, operationally safe and exhibits only minor deterioration. | Category 3 (Recommended): Minor work required to prevent a deterioration of the service provided by the asset. | 20 | 2005-03-26 | 19.0828 | 66.9172 | x | 1 | 1. Negligible | 12351 | Predictive Maintenance | 182.5
1018189 | Manually operated Vertical & Horizontal blinds | B (Average): Asset is sound, operationally safe and exhibits only minor deterioration. | Category 3 (Recommended): Minor work required to prevent a deterioration of the service provided by the asset. | 20 | 2006-06-18 | 17.8535 | 68.1465 | x | 1 | 1. Negligible | 12351 | Predictive Maintenance | 182.5
1018190 | Manually operated Vertical & Horizontal blinds | B (Average): Asset is sound, operationally safe and exhibits only minor deterioration. | Category 3 (Recommended): Minor work required to prevent a deterioration of the service provided by the asset. | 20 | 2024-01-31 | 0.23272 | 85.7673 | x | 1 | 1. Negligible | 12351 | Predictive Maintenance | 182.5
1018191 | Manually operated Vertical & Horizontal blinds | B (Average): Asset is sound, operationally safe and exhibits only minor deterioration. | Category 3 (Recommended): Minor work required to prevent a deterioration of the service provided by the asset. | 20 | 2015-08-01 | 8.7337 | 77.2663 | x | 1 | 1. Negligible | 12351 | Predictive Maintenance | 182.5
1018192 | Manually operated Vertical & Horizontal blinds | B (Average): Asset is sound, operationally safe and exhibits only minor deterioration. | Category 3 (Recommended): Minor work required to prevent a deterioration of the service provided by the asset. | 20 | 2010-12-31 | 13.3169 | 72.6831 | x | 1 | 1. Negligible | 12351 | Predictive Maintenance | 182.5
1018193 | Manually operated Vertical & Horizontal blinds | B (Average): Asset is sound, operationally safe and exhibits only minor deterioration. | Category 3 (Recommended): Minor work required to prevent a deterioration of the service provided by the asset. | 20 | 2009-09-22 | 14.59 | 71.41 | x | 1 | 1. Negligible | 12351 | Predictive Maintenance | 182.5
1018194 | Manually operated Vertical & Horizontal blinds | B (Average): Asset is sound, operationally safe and exhibits only minor deterioration. | Category 3 (Recommended): Minor work required to prevent a deterioration of the service provided by the asset. | 20 | 2004-08-27 | 19.6605 | 66.3395 | x | 1 | 1. Negligible | 12351 | Predictive Maintenance | 182.5
1018195 | Manually operated Vertical & Horizontal blinds | B (Average): Asset is sound, operationally safe and exhibits only minor deterioration. | Category 3 (Recommended): Minor work required to prevent a deterioration of the service provided by the asset. | 20 | 2006-07-14 | 17.7823 | 68.2177 | x | 1 | 1. Negligible | 12351 | Predictive Maintenance | 182.5
1018196 | Manually operated Vertical & Horizontal blinds | B (Average): Asset is sound, operationally safe and exhibits only minor deterioration. | Category 3 (Recommended): Minor work required to prevent a deterioration of the service provided by the asset. | 20 | 2017-07-05 | 6.8063 | 79.1937 | x | 1 | 1. Negligible | 12351 | Predictive Maintenance | 182.5
1018197 | Manually operated Vertical & Horizontal blinds | B (Average): Asset is sound, operationally safe and exhibits only minor deterioration. | Category 3 (Recommended): Minor work required to prevent a deterioration of the service provided by the asset. | 20 | 2020-10-02 | 3.5619 | 82.4381 | x | 1 | 1. Negligible | 12351 | Predictive Maintenance | 182.5
1018198 | Manually operated Vertical & Horizontal blinds | B (Average): Asset is sound, operationally safe and exhibits only minor deterioration. | Category 3 (Recommended): Minor work required to prevent a deterioration of the service provided by the asset. | 20 | 2004-04-21 | 20.011 | 65.989 | x | 1 | 1. Negligible | 12351 | Predictive Maintenance | 182.5
1018199 | Manually operated Vertical & Horizontal blinds | B (Average): Asset is sound, operationally safe and exhibits only minor deterioration. | Category 3 (Recommended): Minor work required to prevent a deterioration of the service provided by the asset. | 20 | 2022-12-08 | 1.3799 | 84.6201 | x | 1 | 1. Negligible | 12351 | Predictive Maintenance | 182.5
1018200 | Manually operated Vertical & Horizontal blinds | B (Average): Asset is sound, operationally safe and exhibits only minor deterioration. | Category 3 (Recommended): Minor work required to prevent a deterioration of the service provided by the asset. | 20 | 2020-07-16 | 3.7755 | 82.2245 | x | 1 | 1. Negligible | 12351 | Predictive Maintenance | 182.5
1018201 | Manually operated Vertical & Horizontal blinds | B (Average): Asset is sound, operationally safe and exhibits only minor deterioration. | Category 3 (Recommended): Minor work required to prevent a deterioration of the service provided by the asset. | 20 | 2009-11-19 | 14.4312 | 71.5688 | x | 1 | 1. Negligible | 12351 | Predictive Maintenance | 182.5
1018202 | Manually operated Vertical & Horizontal blinds | B (Average): Asset is sound, operationally safe and exhibits only minor deterioration. | Category 3 (Recommended): Minor work required to prevent a deterioration of the service provided by the asset. | 20 | 2019-08-10 | 4.7091 | 81.2909 | x | 1 | 1. Negligible | 12351 | Predictive Maintenance | 182.5
1018203 | Windows Internal and External | B (Average): Asset is sound, operationally safe and exhibits only minor deterioration. | Category 3 (Recommended): Minor work required to prevent a deterioration of the service provided by the asset. | 37 | 1999-02-14 | 25.1937 | 72.3818 | x | 1 | 3. Moderate | 12351 | Predictive Maintenance | 91.25
1018204 | Windows Internal and External | B (Average): Asset is sound, operationally safe and exhibits only minor deterioration. | Category 3 (Recommended): Minor work required to prevent a deterioration of the service provided by the asset. | 36 | 2015-11-18 | 8.4353 | 81.3137 | x | 1 | 3. Moderate | 12351 | Predictive Maintenance | 91.25
1018205 | Windows Internal and External | B (Average): Asset is sound, operationally safe and exhibits only minor deterioration. | Category 3 (Recommended): Minor work required to prevent a deterioration of the service provided by the asset. | 36 | 2010-11-18 | 13.4346 | 78.5363 | x | 1 | 3. Moderate | 12351 | Predictive Maintenance | 91.25
1018206 | Windows Internal and External | B (Average): Asset is sound, operationally safe and exhibits only minor deterioration. | Category 3 (Recommended): Minor work required to prevent a deterioration of the service provided by the asset. | 37 | 2022-02-14 | 2.193 | 84.8146 | x | 1 | 3. Moderate | 12351 | Predictive Maintenance | 91.25
1018207 | Windows Internal and External | B (Average): Asset is sound, operationally safe and exhibits only minor deterioration. | Category 3 (Recommended): Minor work required to prevent a deterioration of the service provided by the asset. | 37 | 2012-05-09 | 11.9617 | 79.5342 | x | 1 | 3. Moderate | 12351 | Predictive Maintenance | 91.25
1018208 | Windows Internal and External | B (Average): Asset is sound, operationally safe and exhibits only minor deterioration. | Category 3 (Recommended): Minor work required to prevent a deterioration of the service provided by the asset. | 39 | 2010-09-10 | 13.6235 | 79.0136 | x | 1 | 3. Moderate | 12351 | Predictive Maintenance | 91.25
1018209 | Windows Internal and External | B (Average): Asset is sound, operationally safe and exhibits only minor deterioration. | Category 3 (Recommended): Minor work required to prevent a deterioration of the service provided by the asset. | 39 | 2020-02-01 | 4.23 | 83.8308 | x | 1 | 3. Moderate | 12351 | Predictive Maintenance | 91.25
1018210 | Locks, handles, hinges Etc. | U (Unverified): Further investigation required. | Category U (Unverified Asset): Further investigation required to identify asset. | 40 | 2023-10-04 | 0.55852 | 65.7207 | x | 4 | 3. Moderate | 12352 | Predictive Maintenance | 28
1018212 | Locks, handles, hinges Etc. | D (Very Poor): Asset runs a serious risk of imminent breakdown or poses a health and safety risk. | Category 3 (Recommended): Minor work required to prevent a deterioration of the service provided by the asset. | 40 | 2022-05-11 | 1.9576 | 58.0212 | x | 4 | 3. Moderate | 12352 | Predictive Maintenance | 91.25
1018213 | Locks, handles, hinges Etc. | A (Good): Asset is as new and can be expected to perform adequately to its full normal life if maintained appropriately. | Category 4 (Normal): No work required beyond normal maintenance. | 40 | 2014-02-20 | 10.1766 | 88.9117 | x | 4 | 3. Moderate | 12352 | Predictive Maintenance | 365
1018214 | Locks, handles, hinges Etc. | A (Good): Asset is as new and can be expected to perform adequately to its full normal life if maintained appropriately. | Category 4 (Normal): No work required beyond normal maintenance. | 40 | 1996-02-06 | 28.2163 | 79.8919 | x | 4 | 3. Moderate | 12352 | Predictive Maintenance | 365
1018219 | Towel Rails, Mirrors, Toilet Roll Holders, Shelves, Pictures etc. | U (Unverified): Further investigation required. | Category U (Unverified Asset): Further investigation required to identify asset. | 30 | 2014-11-01 | 9.4812 | 59.6792 | x | 4 | 2. Minor | 12352 | Predictive Maintenance | 91.25
1018220 | Towel Rails, Mirrors, Toilet Roll Holders, Shelves, Pictures etc. | U (Unverified): Further investigation required. | Category U (Unverified Asset): Further investigation required to identify asset. | 30 | 2006-04-05 | 18.0561 | 53.9626 | x | 4 | 2. Minor | 12352 | Predictive Maintenance | 91.25
1018225 | Towel Rails, Mirrors, Toilet Roll Holders, Shelves, Pictures etc. | A (Good): Asset is as new and can be expected to perform adequately to its full normal life if maintained appropriately. | Category 4 (Normal): No work required beyond normal maintenance. | 30 | 2019-07-24 | 4.7556 | 90.8296 | x | 4 | 2. Minor | 12352 | Predictive Maintenance | 365
1018227 | Software Functions | A (Good): Asset is as new and can be expected to perform adequately to its full normal life if maintained appropriately. | Category 4 (Normal): No work required beyond normal maintenance. | 5 | 2023-08-08 | 0.71458 | 91.1417 | x | 4 | 4. Significant | 12352 | Predictive Maintenance | 162.5
1018228 | Building Inspections | U (Unverified): Further investigation required. | Category U (Unverified Asset): Further investigation required to identify asset. | 20 | 2009-11-07 | 14.4641 | 51.5359 | x | 4 | 2. Minor | 12352 | Predictive Maintenance | 91.25
1018229 | Building Inspections | U (Unverified): Further investigation required. | Category U (Unverified Asset): Further investigation required to identify asset. | 20 | 2020-07-29 | 3.7399 | 62.2601 | x | 4 | 2. Minor | 12352 | Predictive Maintenance | 91.25
1018232 | Catering Equipment | B (Average): Asset is sound, operationally safe and exhibits only minor deterioration. | Category 3 (Recommended): Minor work required to prevent a deterioration of the service provided by the asset. | 15 | 2010-06-03 | 13.8946 | 61.4739 | x | 4 | 2. Minor | 12352 | Predictive Maintenance | 182.5
1018233 | Closed-Circuit Television (CCTV) | U (Unverified): Further investigation required. | Category U (Unverified Asset): Further investigation required to identify asset. | 15 | 2017-06-11 | 6.872 | 56.8373 | x | 4 | 5. Severe | 12352 | Predictive Maintenance | 7
1018234 | Closed-Circuit Television (CCTV) | U (Unverified): Further investigation required. | Category U (Unverified Asset): Further investigation required to identify asset. | 15 | 2018-02-18 | 6.1821 | 57.7572 | x | 4 | 5. Severe | 12352 | Predictive Maintenance | 7
1018235 | Emergency Lighting - Self Contained | U (Unverified): Further investigation required. | Category U (Unverified Asset): Further investigation required to identify asset. | 25 | 2002-08-01 | 21.7331 | 48.6136 | x | 4 | 4. Significant | 12352 | Predictive Maintenance | 14
1018240 | Emergency Lighting - Self Contained | B (Average): Asset is sound, operationally safe and exhibits only minor deterioration. | Category 3 (Recommended): Minor work required to prevent a deterioration of the service provided by the asset. | 25 | 2016-10-19 | 7.5154 | 73.9877 | x | 4 | 4. Significant | 12352 | Predictive Maintenance | 91.25
1018241 | Emergency Lighting - Self Contained | D (Very Poor): Asset runs a serious risk of imminent breakdown or poses a health and safety risk. | Category 4 (Normal): No work required beyond normal maintenance. | 25 | 2007-10-27 | 16.4956 | 52.8036 | x | 4 | 4. Significant | 12352 | Predictive Maintenance | 162.5
1018242 | Emergency Lighting - Self Contained | C (Poor): Asset is operational but major repair or replacement will be needed. | Category 4 (Normal): No work required beyond normal maintenance. | 25 | 2016-03-16 | 8.1095 | 66.5124 | x | 4 | 4. Significant | 12352 | Predictive Maintenance | 162.5
1018249 | Doors General/Automatic/Steel | U (Unverified): Further investigation required. | Category U (Unverified Asset): Further investigation required to identify asset. | 20 | 2014-12-27 | 9.3279 | 56.6721 | x | 4 | 3. Moderate | 12352 | Predictive Maintenance | 28
1018254 | Doors General/Automatic/Steel | B (Average): Asset is sound, operationally safe and exhibits only minor deterioration. | Category 3 (Recommended): Minor work required to prevent a deterioration of the service provided by the asset. | 20 | 2011-03-19 | 13.1034 | 66.8966 | x | 4 | 3. Moderate | 12352 | Predictive Maintenance | 91.25
1018255 | Fittings, Furnishings and Equipment | U (Unverified): Further investigation required. | Category U (Unverified Asset): Further investigation required to identify asset. | 5 | 2023-06-03 | 0.89528 | 62.4189 | x | 4 | 2. Minor | 12352 | Predictive Maintenance | 91.25
1018256 | Fittings, Furnishings and Equipment | U (Unverified): Further investigation required. | Category U (Unverified Asset): Further investigation required to identify asset. | 5 | 2020-05-13 | 3.9507 | 50.1971 | x | 4 | 2. Minor | 12352 | Predictive Maintenance | 91.25
1018257 | Fittings, Furnishings and Equipment | U (Unverified): Further investigation required. | Category U (Unverified Asset): Further investigation required to identify asset. | 5 | 2020-11-12 | 3.4497 | 52.2012 | x | 4 | 2. Minor | 12352 | Predictive Maintenance | 91.25
1018258 | Fittings, Furnishings and Equipment | U (Unverified): Further investigation required. | Category U (Unverified Asset): Further investigation required to identify asset. | 5 | 2022-06-12 | 1.87 | 58.5202 | x | 4 | 2. Minor | 12352 | Predictive Maintenance | 91.25
1018259 | Fittings, Furnishings and Equipment | U (Unverified): Further investigation required. | Category U (Unverified Asset): Further investigation required to identify asset. | 5 | 2020-08-04 | 3.7235 | 51.1061 | x | 4 | 2. Minor | 12352 | Predictive Maintenance | 91.25
1018260 | Fittings, Furnishings and Equipment | U (Unverified): Further investigation required. | Category U (Unverified Asset): Further investigation required to identify asset. | 5 | 2023-01-14 | 1.2786 | 60.8857 | x | 4 | 2. Minor | 12352 | Predictive Maintenance | 91.25
1018261 | Fittings, Furnishings and Equipment | U (Unverified): Further investigation required. | Category U (Unverified Asset): Further investigation required to identify asset. | 5 | 2020-02-05 | 4.219 | 49.1239 | x | 4 | 2. Minor | 12352 | Predictive Maintenance | 91.25
1018262 | Fittings, Furnishings and Equipment | U (Unverified): Further investigation required. | Category U (Unverified Asset): Further investigation required to identify asset. | 5 | 2022-02-15 | 2.1903 | 57.2389 | x | 4 | 2. Minor | 12352 | Predictive Maintenance | 91.25
1018263 | Fittings, Furnishings and Equipment | U (Unverified): Further investigation required. | Category U (Unverified Asset): Further investigation required to identify asset. | 5 | 2020-02-06 | 4.2163 | 49.1348 | x | 4 | 2. Minor | 12352 | Predictive Maintenance | 91.25
1018271 | Fittings, Furnishings and Equipment | B (Average): Asset is sound, operationally safe and exhibits only minor deterioration. | Category 3 (Recommended): Minor work required to prevent a deterioration of the service provided by the asset. | 5 | 2022-02-15 | 2.1903 | 71.2389 | x | 4 | 2. Minor | 12352 | Predictive Maintenance | 182.5
1018272 | Fittings, Furnishings and Equipment | C (Poor): Asset is operational but major repair or replacement will be needed. | Category 4 (Normal): No work required beyond normal maintenance. | 5 | 2023-01-04 | 1.306 | 67.7762 | x | 4 | 2. Minor | 12352 | Predictive Maintenance | 365
1018273 | Fittings, Furnishings and Equipment | B (Average): Asset is sound, operationally safe and exhibits only minor deterioration. | Category 4 (Normal): No work required beyond normal maintenance. | 5 | 2022-08-27 | 1.6619 | 80.3525 | x | 4 | 2. Minor | 12352 | Predictive Maintenance | 365
1018274 | Fittings, Furnishings and Equipment | C (Poor): Asset is operational but major repair or replacement will be needed. | Category 4 (Normal): No work required beyond normal maintenance. | 5 | 2023-03-05 | 1.1417 | 68.4333 | x | 4 | 2. Minor | 12352 | Predictive Maintenance | 365
1018275 | Fittings, Furnishings and Equipment | D (Very Poor): Asset runs a serious risk of imminent breakdown or poses a health and safety risk. | Category 4 (Normal): No work required beyond normal maintenance. | 5 | 2023-11-25 | 0.41615 | 64.3354 | x | 4 | 2. Minor | 12352 | Predictive Maintenance | 365
1018276 | Fittings, Furnishings and Equipment | B (Average): Asset is sound, operationally safe and exhibits only minor deterioration. | Category 4 (Normal): No work required beyond normal maintenance. | 5 | 2023-08-19 | 0.68446 | 84.2621 | x | 4 | 2. Minor | 12352 | Predictive Maintenance | 365
1018277 | Fittings, Furnishings and Equipment | C (Poor): Asset is operational but major repair or replacement will be needed. | Category 4 (Normal): No work required beyond normal maintenance. | 5 | 2022-06-11 | 1.8727 | 65.5092 | x | 4 | 2. Minor | 12352 | Predictive Maintenance | 365
1018278 | Fittings, Furnishings and Equipment | B (Average): Asset is sound, operationally safe and exhibits only minor deterioration. | Category 4 (Normal): No work required beyond normal maintenance. | 5 | 2020-04-13 | 4.0329 | 70.8686 | x | 4 | 2. Minor | 12352 | Predictive Maintenance | 365
1018279 | Floors and Floor Finishes | U (Unverified): Further investigation required. | Category U (Unverified Asset): Further investigation required to identify asset. | 30 | 1995-05-19 | 28.9363 | 46.7091 | x | 4 | 1. Negligible | 12352 | Predictive Maintenance | 182.5
1018281 | Lighting Fittings including Luminaires General | U (Unverified): Further investigation required. | Category U (Unverified Asset): Further investigation required to identify asset. | 20 | 2005-08-06 | 18.7187 | 47.2813 | x | 4 | 3. Moderate | 12352 | Predictive Maintenance | 28
1018282 | Lighting Fittings including Luminaires General | U (Unverified): Further investigation required. | Category U (Unverified Asset): Further investigation required to identify asset. | 20 | 2007-01-21 | 17.2594 | 48.7406 | x | 4 | 3. Moderate | 12352 | Predictive Maintenance | 28
1018283 | Lighting Fittings including Luminaires General | U (Unverified): Further investigation required. | Category U (Unverified Asset): Further investigation required to identify asset. | 20 | 2018-08-31 | 5.6509 | 60.3491 | x | 4 | 3. Moderate | 12352 | Predictive Maintenance | 28
1018284 | Lighting Fittings including Luminaires General | U (Unverified): Further investigation required. | Category U (Unverified Asset): Further investigation required to identify asset. | 20 | 2009-09-13 | 14.6146 | 51.3854 | x | 4 | 3. Moderate | 12352 | Predictive Maintenance | 28
1018285 | Lighting Fittings including Luminaires General | U (Unverified): Further investigation required. | Category U (Unverified Asset): Further investigation required to identify asset. | 20 | 2014-04-12 | 10.037 | 55.963 | x | 4 | 3. Moderate | 12352 | Predictive Maintenance | 28
1018286 | Lighting Fittings including Luminaires General | U (Unverified): Further investigation required. | Category U (Unverified Asset): Further investigation required to identify asset. | 20 | 2021-11-07 | 2.4641 | 63.5359 | x | 4 | 3. Moderate | 12352 | Predictive Maintenance | 28
1018287 | Lighting Fittings including Luminaires General | U (Unverified): Further investigation required. | Category U (Unverified Asset): Further investigation required to identify asset. | 20 | 2022-06-16 | 1.859 | 64.141 | x | 4 | 3. Moderate | 12352 | Predictive Maintenance | 28
1018288 | Lighting Fittings including Luminaires General | U (Unverified): Further investigation required. | Category U (Unverified Asset): Further investigation required to identify asset. | 20 | 2007-10-21 | 16.512 | 49.488 | x | 4 | 3. Moderate | 12352 | Predictive Maintenance | 28
1018289 | Lighting Fittings including Luminaires General | U (Unverified): Further investigation required. | Category U (Unverified Asset): Further investigation required to identify asset. | 20 | 2010-03-25 | 14.0862 | 51.9138 | x | 4 | 3. Moderate | 12352 | Predictive Maintenance | 28
1018290 | Lighting Fittings including Luminaires General | U (Unverified): Further investigation required. | Category U (Unverified Asset): Further investigation required to identify asset. | 20 | 2007-07-23 | 16.7584 | 49.2416 | x | 4 | 3. Moderate | 12352 | Predictive Maintenance | 28
1018291 | Lighting Fittings including Luminaires General | U (Unverified): Further investigation required. | Category U (Unverified Asset): Further investigation required to identify asset. | 20 | 2004-10-06 | 19.551 | 46.449 | x | 4 | 3. Moderate | 12352 | Predictive Maintenance | 28
1018292 | Lighting Fittings including Luminaires General | U (Unverified): Further investigation required. | Category U (Unverified Asset): Further investigation required to identify asset. | 20 | 2005-07-18 | 18.7707 | 47.2293 | x | 4 | 3. Moderate | 12352 | Predictive Maintenance | 28
1018293 | Lighting Fittings including Luminaires General | U (Unverified): Further investigation required. | Category U (Unverified Asset): Further investigation required to identify asset. | 20 | 2009-07-03 | 14.8118 | 51.1882 | x | 4 | 3. Moderate | 12352 | Predictive Maintenance | 28
1018294 | Lighting Fittings including Luminaires General | U (Unverified): Further investigation required. | Category U (Unverified Asset): Further investigation required to identify asset. | 20 | 2004-08-29 | 19.655 | 46.345 | x | 4 | 3. Moderate | 12352 | Predictive Maintenance | 28
1018295 | Lighting Fittings including Luminaires General | U (Unverified): Further investigation required. | Category U (Unverified Asset): Further investigation required to identify asset. | 20 | 2023-07-03 | 0.81314 | 65.1869 | x | 4 | 3. Moderate | 12352 | Predictive Maintenance | 28
1018296 | Lighting Fittings including Luminaires General | U (Unverified): Further investigation required. | Category U (Unverified Asset): Further investigation required to identify asset. | 20 | 2020-10-11 | 3.5373 | 62.4627 | x | 4 | 3. Moderate | 12352 | Predictive Maintenance | 28
1018297 | Lighting Fittings including Luminaires General | U (Unverified): Further investigation required. | Category U (Unverified Asset): Further investigation required to identify asset. | 20 | 2020-06-08 | 3.8795 | 62.1205 | x | 4 | 3. Moderate | 12352 | Predictive Maintenance | 28
1018298 | Lighting Fittings including Luminaires General | U (Unverified): Further investigation required. | Category U (Unverified Asset): Further investigation required to identify asset. | 20 | 2017-02-26 | 7.1595 | 58.8405 | x | 4 | 3. Moderate | 12352 | Predictive Maintenance | 28
1018299 | Lighting Fittings including Luminaires General | U (Unverified): Further investigation required. | Category U (Unverified Asset): Further investigation required to identify asset. | 20 | 2022-09-25 | 1.5825 | 64.4175 | x | 4 | 3. Moderate | 12352 | Predictive Maintenance | 28
1018300 | Lighting Fittings including Luminaires General | U (Unverified): Further investigation required. | Category U (Unverified Asset): Further investigation required to identify asset. | 20 | 2010-03-13 | 14.1191 | 51.8809 | x | 4 | 3. Moderate | 12352 | Predictive Maintenance | 28
1018301 | Lighting Fittings including Luminaires General | U (Unverified): Further investigation required. | Category U (Unverified Asset): Further investigation required to identify asset. | 20 | 2004-07-14 | 19.781 | 46.219 | x | 4 | 3. Moderate | 12352 | Predictive Maintenance | 28
1018302 | Lighting Fittings including Luminaires General | U (Unverified): Further investigation required. | Category U (Unverified Asset): Further investigation required to identify asset. | 20 | 2016-05-22 | 7.9261 | 58.0739 | x | 4 | 3. Moderate | 12352 | Predictive Maintenance | 28
1018303 | Lighting Fittings including Luminaires General | U (Unverified): Further investigation required. | Category U (Unverified Asset): Further investigation required to identify asset. | 20 | 2011-07-02 | 12.8159 | 53.1841 | x | 4 | 3. Moderate | 12352 | Predictive Maintenance | 28
1018373 | Lighting Fittings including Luminaires General | D (Very Poor): Asset runs a serious risk of imminent breakdown or poses a health and safety risk. | Category 3 (Recommended): Minor work required to prevent a deterioration of the service provided by the asset. | 20 | 2011-04-09 | 13.0459 | 45.9541 | x | 4 | 3. Moderate | 12352 | Predictive Maintenance | 91.25
1018374 | Lighting Fittings including Luminaires General | D (Very Poor): Asset runs a serious risk of imminent breakdown or poses a health and safety risk. | Category 3 (Recommended): Minor work required to prevent a deterioration of the service provided by the asset. | 20 | 2016-06-22 | 7.8412 | 51.1588 | x | 4 | 3. Moderate | 12352 | Predictive Maintenance | 91.25
1018375 | Lighting Fittings including Luminaires General | A (Good): Asset is as new and can be expected to perform adequately to its full normal life if maintained appropriately. | Category 3 (Recommended): Minor work required to prevent a deterioration of the service provided by the asset. | 20 | 2016-11-16 | 7.4387 | 79.5613 | x | 4 | 3. Moderate | 12352 | Predictive Maintenance | 91.25
1018376 | Lighting Fittings including Luminaires General | A (Good): Asset is as new and can be expected to perform adequately to its full normal life if maintained appropriately. | Category 3 (Recommended): Minor work required to prevent a deterioration of the service provided by the asset. | 20 | 2023-08-21 | 0.67899 | 86.321 | x | 4 | 3. Moderate | 12352 | Predictive Maintenance | 91.25
1018377 | Lighting Fittings including Luminaires General | A (Good): Asset is as new and can be expected to perform adequately to its full normal life if maintained appropriately. | Category 3 (Recommended): Minor work required to prevent a deterioration of the service provided by the asset. | 20 | 2010-07-19 | 13.7687 | 73.2313 | x | 4 | 3. Moderate | 12352 | Predictive Maintenance | 91.25
1018378 | Lighting Fittings including Luminaires General | D (Very Poor): Asset runs a serious risk of imminent breakdown or poses a health and safety risk. | Category 3 (Recommended): Minor work required to prevent a deterioration of the service provided by the asset. | 20 | 2022-08-31 | 1.6509 | 57.3491 | x | 4 | 3. Moderate | 12352 | Predictive Maintenance | 91.25
1018379 | Lighting Fittings including Luminaires General | C (Poor): Asset is operational but major repair or replacement will be needed. | Category 3 (Recommended): Minor work required to prevent a deterioration of the service provided by the asset. | 20 | 2014-09-21 | 9.5934 | 56.4066 | x | 4 | 3. Moderate | 12352 | Predictive Maintenance | 91.25
1018380 | Lighting Fittings including Luminaires General | A (Good): Asset is as new and can be expected to perform adequately to its full normal life if maintained appropriately. | Category 3 (Recommended): Minor work required to prevent a deterioration of the service provided by the asset. | 20 | 2015-05-11 | 8.9582 | 78.0418 | x | 4 | 3. Moderate | 12352 | Predictive Maintenance | 91.25
1018381 | Lighting Fittings including Luminaires General | B (Average): Asset is sound, operationally safe and exhibits only minor deterioration. | Category 3 (Recommended): Minor work required to prevent a deterioration of the service provided by the asset. | 20 | 2009-09-13 | 14.6146 | 65.3854 | x | 4 | 3. Moderate | 12352 | Predictive Maintenance | 91.25
1018382 | Lighting Fittings including Luminaires General | D (Very Poor): Asset runs a serious risk of imminent breakdown or poses a health and safety risk. | Category 3 (Recommended): Minor work required to prevent a deterioration of the service provided by the asset. | 20 | 2017-06-10 | 6.8747 | 52.1253 | x | 4 | 3. Moderate | 12352 | Predictive Maintenance | 91.25
1018383 | Lighting Fittings including Luminaires General | B (Average): Asset is sound, operationally safe and exhibits only minor deterioration. | Category 3 (Recommended): Minor work required to prevent a deterioration of the service provided by the asset. | 20 | 2010-09-28 | 13.5743 | 66.4257 | x | 4 | 3. Moderate | 12352 | Predictive Maintenance | 91.25
1018384 | Lighting Fittings including Luminaires General | A (Good): Asset is as new and can be expected to perform adequately to its full normal life if maintained appropriately. | Category 3 (Recommended): Minor work required to prevent a deterioration of the service provided by the asset. | 20 | 2014-08-26 | 9.6646 | 77.3354 | x | 4 | 3. Moderate | 12352 | Predictive Maintenance | 91.25
1018385 | Lighting Fittings including Luminaires General | C (Poor): Asset is operational but major repair or replacement will be needed. | Category 3 (Recommended): Minor work required to prevent a deterioration of the service provided by the asset. | 20 | 2015-10-07 | 8.5503 | 57.4497 | x | 4 | 3. Moderate | 12352 | Predictive Maintenance | 91.25
1018386 | Lighting Fittings including Luminaires General | C (Poor): Asset is operational but major repair or replacement will be needed. | Category 3 (Recommended): Minor work required to prevent a deterioration of the service provided by the asset. | 20 | 2010-11-22 | 13.4237 | 52.5763 | x | 4 | 3. Moderate | 12352 | Predictive Maintenance | 91.25
1018387 | Lighting Fittings including Luminaires General | D (Very Poor): Asset runs a serious risk of imminent breakdown or poses a health and safety risk. | Category 3 (Recommended): Minor work required to prevent a deterioration of the service provided by the asset. | 20 | 2006-01-16 | 18.2724 | 40.7276 | x | 4 | 3. Moderate | 12352 | Predictive Maintenance | 91.25
1018388 | Lighting Fittings including Luminaires General | D (Very Poor): Asset runs a serious risk of imminent breakdown or poses a health and safety risk. | Category 3 (Recommended): Minor work required to prevent a deterioration of the service provided by the asset. | 20 | 2004-05-07 | 19.9671 | 39.0329 | x | 4 | 3. Moderate | 12352 | Predictive Maintenance | 91.25
1018389 | Lighting Fittings including Luminaires General | A (Good): Asset is as new and can be expected to perform adequately to its full normal life if maintained appropriately. | Category 3 (Recommended): Minor work required to prevent a deterioration of the service provided by the asset. | 20 | 2005-05-25 | 18.9185 | 68.0815 | x | 4 | 3. Moderate | 12352 | Predictive Maintenance | 91.25
1018390 | Lighting Fittings including Luminaires General | B (Average): Asset is sound, operationally safe and exhibits only minor deterioration. | Category 3 (Recommended): Minor work required to prevent a deterioration of the service provided by the asset. | 20 | 2010-05-08 | 13.9658 | 66.0342 | x | 4 | 3. Moderate | 12352 | Predictive Maintenance | 91.25
1018391 | Lighting Fittings including Luminaires General | D (Very Poor): Asset runs a serious risk of imminent breakdown or poses a health and safety risk. | Category 3 (Recommended): Minor work required to prevent a deterioration of the service provided by the asset. | 20 | 2009-01-20 | 15.2608 | 43.7392 | x | 4 | 3. Moderate | 12352 | Predictive Maintenance | 91.25
1018392 | Lighting Fittings including Luminaires General | D (Very Poor): Asset runs a serious risk of imminent breakdown or poses a health and safety risk. | Category 4 (Normal): No work required beyond normal maintenance. | 20 | 2006-09-10 | 17.6235 | 48.3765 | x | 4 | 3. Moderate | 12352 | Predictive Maintenance | 365
1018393 | Lighting Fittings including Luminaires General | B (Average): Asset is sound, operationally safe and exhibits only minor deterioration. | Category 4 (Normal): No work required beyond normal maintenance. | 20 | 2023-11-22 | 0.42437 | 86.5756 | x | 4 | 3. Moderate | 12352 | Predictive Maintenance | 365
1018394 | Lighting Fittings including Luminaires General | C (Poor): Asset is operational but major repair or replacement will be needed. | Category 4 (Normal): No work required beyond normal maintenance. | 20 | 2020-06-12 | 3.8686 | 69.1314 | x | 4 | 3. Moderate | 12352 | Predictive Maintenance | 365
1018395 | Lighting Fittings including Luminaires General | A (Good): Asset is as new and can be expected to perform adequately to its full normal life if maintained appropriately. | Category 4 (Normal): No work required beyond normal maintenance. | 20 | 2004-07-20 | 19.7645 | 74.2355 | x | 4 | 3. Moderate | 12352 | Predictive Maintenance | 365
1018396 | Lighting Fittings including Luminaires General | A (Good): Asset is as new and can be expected to perform adequately to its full normal life if maintained appropriately. | Category 4 (Normal): No work required beyond normal maintenance. | 20 | 2015-06-01 | 8.9008 | 85.0992 | x | 4 | 3. Moderate | 12352 | Predictive Maintenance | 365
1018397 | Lighting Fittings including Luminaires General | C (Poor): Asset is operational but major repair or replacement will be needed. | Category 4 (Normal): No work required beyond normal maintenance. | 20 | 2009-07-12 | 14.7871 | 58.2129 | x | 4 | 3. Moderate | 12352 | Predictive Maintenance | 365
1018398 | Lighting Fittings including Luminaires General | B (Average): Asset is sound, operationally safe and exhibits only minor deterioration. | Category 4 (Normal): No work required beyond normal maintenance. | 20 | 2013-10-25 | 10.4997 | 76.5003 | x | 4 | 3. Moderate | 12352 | Predictive Maintenance | 365
1018399 | Lighting Fittings including Luminaires General | B (Average): Asset is sound, operationally safe and exhibits only minor deterioration. | Category 4 (Normal): No work required beyond normal maintenance. | 20 | 2018-05-07 | 5.9685 | 81.0315 | x | 4 | 3. Moderate | 12352 | Predictive Maintenance | 365
1018400 | Lighting Fittings including Luminaires General | B (Average): Asset is sound, operationally safe and exhibits only minor deterioration. | Category 4 (Normal): No work required beyond normal maintenance. | 20 | 2019-08-14 | 4.6982 | 82.3018 | x | 4 | 3. Moderate | 12352 | Predictive Maintenance | 365
1018401 | Lighting Fittings including Luminaires General | B (Average): Asset is sound, operationally safe and exhibits only minor deterioration. | Category 4 (Normal): No work required beyond normal maintenance. | 20 | 2018-08-14 | 5.6975 | 81.3025 | x | 4 | 3. Moderate | 12352 | Predictive Maintenance | 365
1018402 | Lighting Fittings including Luminaires General | C (Poor): Asset is operational but major repair or replacement will be needed. | Category 4 (Normal): No work required beyond normal maintenance. | 20 | 2006-06-11 | 17.8727 | 55.1273 | x | 4 | 3. Moderate | 12352 | Predictive Maintenance | 365
1018403 | Lighting Fittings including Luminaires General | A (Good): Asset is as new and can be expected to perform adequately to its full normal life if maintained appropriately. | Category 4 (Normal): No work required beyond normal maintenance. | 20 | 2016-10-05 | 7.5537 | 86.4463 | x | 4 | 3. Moderate | 12352 | Predictive Maintenance | 365
1018404 | Lighting Fittings including Luminaires General | D (Very Poor): Asset runs a serious risk of imminent breakdown or poses a health and safety risk. | Category 4 (Normal): No work required beyond normal maintenance. | 20 | 2008-12-15 | 15.3593 | 50.6407 | x | 4 | 3. Moderate | 12352 | Predictive Maintenance | 365
1018405 | Lighting Fittings including Luminaires General | D (Very Poor): Asset runs a serious risk of imminent breakdown or poses a health and safety risk. | Category 4 (Normal): No work required beyond normal maintenance. | 20 | 2011-02-06 | 13.2156 | 52.7844 | x | 4 | 3. Moderate | 12352 | Predictive Maintenance | 365
1018406 | Lighting Fittings including Luminaires General | D (Very Poor): Asset runs a serious risk of imminent breakdown or poses a health and safety risk. | Category 4 (Normal): No work required beyond normal maintenance. | 20 | 2016-02-29 | 8.1533 | 57.8467 | x | 4 | 3. Moderate | 12352 | Predictive Maintenance | 365
1018407 | Lighting Fittings including Luminaires General | B (Average): Asset is sound, operationally safe and exhibits only minor deterioration. | Category 4 (Normal): No work required beyond normal maintenance. | 20 | 2015-01-10 | 9.2895 | 77.7105 | x | 4 | 3. Moderate | 12352 | Predictive Maintenance | 365
1018408 | Lighting Fittings including Luminaires General | A (Good): Asset is as new and can be expected to perform adequately to its full normal life if maintained appropriately. | Category 4 (Normal): No work required beyond normal maintenance. | 20 | 2023-10-22 | 0.50924 | 93.4908 | x | 4 | 3. Moderate | 12352 | Predictive Maintenance | 365
1018409 | Lighting Fittings including Luminaires General | C (Poor): Asset is operational but major repair or replacement will be needed. | Category 4 (Normal): No work required beyond normal maintenance. | 20 | 2006-04-23 | 18.0068 | 54.9932 | x | 4 | 3. Moderate | 12352 | Predictive Maintenance | 365
1018410 | Lighting Fittings including Luminaires General | B (Average): Asset is sound, operationally safe and exhibits only minor deterioration. | Category 4 (Normal): No work required beyond normal maintenance. | 20 | 2004-09-02 | 19.6441 | 67.3559 | x | 4 | 3. Moderate | 12352 | Predictive Maintenance | 365
1018411 | Lighting Fittings including Luminaires General | C (Poor): Asset is operational but major repair or replacement will be needed. | Category 4 (Normal): No work required beyond normal maintenance. | 20 | 2008-05-02 | 15.9808 | 57.0192 | x | 4 | 3. Moderate | 12352 | Predictive Maintenance | 365
1018412 | Lighting Fittings including Luminaires General | C (Poor): Asset is operational but major repair or replacement will be needed. | Category 4 (Normal): No work required beyond normal maintenance. | 20 | 2009-05-15 | 14.9459 | 58.0541 | x | 4 | 3. Moderate | 12352 | Predictive Maintenance | 365
1018413 | Lighting Fittings including Luminaires General | A (Good): Asset is as new and can be expected to perform adequately to its full normal life if maintained appropriately. | Category 4 (Normal): No work required beyond normal maintenance. | 20 | 2015-06-20 | 8.8487 | 85.1513 | x | 4 | 3. Moderate | 12352 | Predictive Maintenance | 365
1018414 | Lighting Fittings including Luminaires General | A (Good): Asset is as new and can be expected to perform adequately to its full normal life if maintained appropriately. | Category 4 (Normal): No work required beyond normal maintenance. | 20 | 2020-04-30 | 3.9863 | 90.0137 | x | 4 | 3. Moderate | 12352 | Predictive Maintenance | 365
1018415 | Lighting Fittings including Luminaires General | D (Very Poor): Asset runs a serious risk of imminent breakdown or poses a health and safety risk. | Category 4 (Normal): No work required beyond normal maintenance. | 20 | 2018-11-19 | 5.4319 | 60.5681 | x | 4 | 3. Moderate | 12352 | Predictive Maintenance | 365
1018416 | Lighting Fittings including Luminaires General | A (Good): Asset is as new and can be expected to perform adequately to its full normal life if maintained appropriately. | Category 4 (Normal): No work required beyond normal maintenance. | 20 | 2017-10-08 | 6.5462 | 87.4538 | x | 4 | 3. Moderate | 12352 | Predictive Maintenance | 365
1018417 | Lighting Fittings including Luminaires General | A (Good): Asset is as new and can be expected to perform adequately to its full normal life if maintained appropriately. | Category 4 (Normal): No work required beyond normal maintenance. | 20 | 2015-02-21 | 9.1745 | 84.8255 | x | 4 | 3. Moderate | 12352 | Predictive Maintenance | 365
1018419 | Pipework Systems - General | U (Unverified): Further investigation required. | Category U (Unverified Asset): Further investigation required to identify asset. | 20 | 2022-02-02 | 2.2259 | 63.7741 | x | 4 | 4. Significant | 12352 | Predictive Maintenance | 14
1018420 | Pipework Systems - General | U (Unverified): Further investigation required. | Category U (Unverified Asset): Further investigation required to identify asset. | 20 | 2007-05-14 | 16.95 | 49.05 | x | 4 | 4. Significant | 12352 | Predictive Maintenance | 14
1018421 | Pipework Systems - General | U (Unverified): Further investigation required. | Category U (Unverified Asset): Further investigation required to identify asset. | 35 | 2001-02-14 | 23.1923 | 52.7472 | x | 4 | 4. Significant | 12352 | Predictive Maintenance | 14
1018422 | Pipework Systems - General | U (Unverified): Further investigation required. | Category U (Unverified Asset): Further investigation required to identify asset. | 35 | 2018-05-21 | 5.9302 | 62.6113 | x | 4 | 4. Significant | 12352 | Predictive Maintenance | 14
1018423 | Pipework Systems - General | U (Unverified): Further investigation required. | Category U (Unverified Asset): Further investigation required to identify asset. | 45 | 2021-01-18 | 3.2663 | 64.5483 | x | 4 | 4. Significant | 12352 | Predictive Maintenance | 14
1018424 | Pipework Systems - General | U (Unverified): Further investigation required. | Category U (Unverified Asset): Further investigation required to identify asset. | 45 | 1995-01-24 | 29.2512 | 52.9995 | x | 4 | 4. Significant | 12352 | Predictive Maintenance | 14
1018425 | Pipework Systems - General | U (Unverified): Further investigation required. | Category U (Unverified Asset): Further investigation required to identify asset. | 45 | 2005-04-07 | 19.05 | 57.5333 | x | 4 | 4. Significant | 12352 | Predictive Maintenance | 14
1018426 | Pipework Systems - General | U (Unverified): Further investigation required. | Category U (Unverified Asset): Further investigation required to identify asset. | 45 | 2005-01-30 | 19.2334 | 57.4518 | x | 4 | 4. Significant | 12352 | Predictive Maintenance | 14
1018458 | Pipework Systems - General | B (Average): Asset is sound, operationally safe and exhibits only minor deterioration. | Category 3 (Recommended): Minor work required to prevent a deterioration of the service provided by the asset. | 20 | 2011-07-21 | 12.7639 | 67.2361 | x | 4 | 4. Significant | 12352 | Predictive Maintenance | 91.25
1018459 | Pipework Systems - General | D (Very Poor): Asset runs a serious risk of imminent breakdown or poses a health and safety risk. | Category 3 (Recommended): Minor work required to prevent a deterioration of the service provided by the asset. | 35 | 2014-04-28 | 9.9932 | 53.2896 | x | 4 | 4. Significant | 12352 | Predictive Maintenance | 91.25
1018460 | Pipework Systems - General | C (Poor): Asset is operational but major repair or replacement will be needed. | Category 3 (Recommended): Minor work required to prevent a deterioration of the service provided by the asset. | 35 | 1996-04-04 | 28.0575 | 49.9671 | x | 4 | 4. Significant | 12352 | Predictive Maintenance | 91.25
1018461 | Pipework Systems - General | B (Average): Asset is sound, operationally safe and exhibits only minor deterioration. | Category 3 (Recommended): Minor work required to prevent a deterioration of the service provided by the asset. | 35 | 2003-09-26 | 20.5804 | 68.2398 | x | 4 | 4. Significant | 12352 | Predictive Maintenance | 91.25
1018462 | Pipework Systems - General | B (Average): Asset is sound, operationally safe and exhibits only minor deterioration. | Category 3 (Recommended): Minor work required to prevent a deterioration of the service provided by the asset. | 35 | 2000-05-14 | 23.948 | 66.3154 | x | 4 | 4. Significant | 12352 | Predictive Maintenance | 91.25
1018463 | Pipework Systems - General | A (Good): Asset is as new and can be expected to perform adequately to its full normal life if maintained appropriately. | Category 3 (Recommended): Minor work required to prevent a deterioration of the service provided by the asset. | 35 | 2009-01-19 | 15.2635 | 78.278 | x | 4 | 4. Significant | 12352 | Predictive Maintenance | 91.25
1018464 | Pipework Systems - General | D (Very Poor): Asset runs a serious risk of imminent breakdown or poses a health and safety risk. | Category 3 (Recommended): Minor work required to prevent a deterioration of the service provided by the asset. | 45 | 2004-02-06 | 20.2163 | 50.015 | x | 4 | 4. Significant | 12352 | Predictive Maintenance | 91.25
1018465 | Pipework Systems - General | C (Poor): Asset is operational but major repair or replacement will be needed. | Category 3 (Recommended): Minor work required to prevent a deterioration of the service provided by the asset. | 45 | 2021-04-11 | 3.039 | 64.6493 | x | 4 | 4. Significant | 12352 | Predictive Maintenance | 91.25
1018466 | Pipework Systems - General | A (Good): Asset is as new and can be expected to perform adequately to its full normal life if maintained appropriately. | Category 3 (Recommended): Minor work required to prevent a deterioration of the service provided by the asset. | 45 | 1994-01-24 | 30.2505 | 73.5553 | x | 4 | 4. Significant | 12352 | Predictive Maintenance | 91.25
1018467 | Pipework Systems - General | D (Very Poor): Asset runs a serious risk of imminent breakdown or poses a health and safety risk. | Category 4 (Normal): No work required beyond normal maintenance. | 20 | 2015-04-15 | 9.0294 | 56.9706 | x | 4 | 4. Significant | 12352 | Predictive Maintenance | 162.5
1018468 | Pipework Systems - General | A (Good): Asset is as new and can be expected to perform adequately to its full normal life if maintained appropriately. | Category 4 (Normal): No work required beyond normal maintenance. | 20 | 2019-12-03 | 4.3943 | 89.6057 | x | 4 | 4. Significant | 12352 | Predictive Maintenance | 162.5
1018469 | Pipework Systems - General | B (Average): Asset is sound, operationally safe and exhibits only minor deterioration. | Category 4 (Normal): No work required beyond normal maintenance. | 20 | 2024-01-26 | 0.24641 | 86.7536 | x | 4 | 4. Significant | 12352 | Predictive Maintenance | 162.5
1018470 | Pipework Systems - General | D (Very Poor): Asset runs a serious risk of imminent breakdown or poses a health and safety risk. | Category 4 (Normal): No work required beyond normal maintenance. | 20 | 2023-02-09 | 1.2074 | 64.7926 | x | 4 | 4. Significant | 12352 | Predictive Maintenance | 162.5
1018471 | Pipework Systems - General | B (Average): Asset is sound, operationally safe and exhibits only minor deterioration. | Category 4 (Normal): No work required beyond normal maintenance. | 20 | 2004-04-14 | 20.0301 | 66.9699 | x | 4 | 4. Significant | 12352 | Predictive Maintenance | 162.5
1018472 | Pipework Systems - General | B (Average): Asset is sound, operationally safe and exhibits only minor deterioration. | Category 4 (Normal): No work required beyond normal maintenance. | 20 | 2008-11-15 | 15.4415 | 71.5585 | x | 4 | 4. Significant | 12352 | Predictive Maintenance | 162.5
1018473 | Pipework Systems - General | A (Good): Asset is as new and can be expected to perform adequately to its full normal life if maintained appropriately. | Category 4 (Normal): No work required beyond normal maintenance. | 20 | 2010-08-29 | 13.6564 | 80.3436 | x | 4 | 4. Significant | 12352 | Predictive Maintenance | 162.5
1018474 | Pipework Systems - General | A (Good): Asset is as new and can be expected to perform adequately to its full normal life if maintained appropriately. | Category 4 (Normal): No work required beyond normal maintenance. | 35 | 2011-09-01 | 12.6489 | 86.7721 | x | 4 | 4. Significant | 12352 | Predictive Maintenance | 162.5
1018475 | Pipework Systems - General | D (Very Poor): Asset runs a serious risk of imminent breakdown or poses a health and safety risk. | Category 4 (Normal): No work required beyond normal maintenance. | 35 | 2023-10-01 | 0.56674 | 65.6762 | x | 4 | 4. Significant | 12352 | Predictive Maintenance | 162.5
1018476 | Pipework Systems - General | B (Average): Asset is sound, operationally safe and exhibits only minor deterioration. | Category 4 (Normal): No work required beyond normal maintenance. | 35 | 2000-09-22 | 23.5893 | 73.5204 | x | 4 | 4. Significant | 12352 | Predictive Maintenance | 162.5
1018477 | Pipework Systems - General | C (Poor): Asset is operational but major repair or replacement will be needed. | Category 4 (Normal): No work required beyond normal maintenance. | 35 | 2021-11-28 | 2.4066 | 71.6248 | x | 4 | 4. Significant | 12352 | Predictive Maintenance | 162.5
1018478 | Pipework Systems - General | B (Average): Asset is sound, operationally safe and exhibits only minor deterioration. | Category 4 (Normal): No work required beyond normal maintenance. | 45 | 2014-06-05 | 9.8891 | 82.6048 | x | 4 | 4. Significant | 12352 | Predictive Maintenance | 162.5
1018479 | Pipework Systems - General | C (Poor): Asset is operational but major repair or replacement will be needed. | Category 4 (Normal): No work required beyond normal maintenance. | 45 | 1995-05-15 | 28.9473 | 60.1345 | x | 4 | 4. Significant | 12352 | Predictive Maintenance | 162.5
1018480 | Pipework Systems - General | A (Good): Asset is as new and can be expected to perform adequately to its full normal life if maintained appropriately. | Category 4 (Normal): No work required beyond normal maintenance. | 45 | 2017-06-27 | 6.8282 | 90.9652 | x | 4 | 4. Significant | 12352 | Predictive Maintenance | 162.5
1018481 | Pipework Systems - General | U (Unverified): Further investigation required. | Category U (Unverified Asset): Further investigation required to identify asset. | 20 | 2021-06-17 | 2.8556 | 63.1444 | x | 4 | 4. Significant | 12352 | Predictive Maintenance | 14
1018482 | Pipework Systems - General | U (Unverified): Further investigation required. | Category U (Unverified Asset): Further investigation required to identify asset. | 35 | 2008-03-09 | 16.1287 | 56.7836 | x | 4 | 4. Significant | 12352 | Predictive Maintenance | 14
1018483 | Pipework Systems - General | U (Unverified): Further investigation required. | Category U (Unverified Asset): Further investigation required to identify asset. | 35 | 2023-09-12 | 0.61875 | 65.6464 | x | 4 | 4. Significant | 12352 | Predictive Maintenance | 14
1018484 | Pipework Systems - General | U (Unverified): Further investigation required. | Category U (Unverified Asset): Further investigation required to identify asset. | 35 | 2017-11-11 | 6.4531 | 62.3125 | x | 4 | 4. Significant | 12352 | Predictive Maintenance | 14
1018485 | Pipework Systems - General | U (Unverified): Further investigation required. | Category U (Unverified Asset): Further investigation required to identify asset. | 35 | 2008-04-15 | 16.0274 | 56.8415 | x | 4 | 4. Significant | 12352 | Predictive Maintenance | 14
1018486 | Pipework Systems - General | U (Unverified): Further investigation required. | Category U (Unverified Asset): Further investigation required to identify asset. | 35 | 2014-09-24 | 9.5852 | 60.5227 | x | 4 | 4. Significant | 12352 | Predictive Maintenance | 14
1018487 | Pipework Systems - General | U (Unverified): Further investigation required. | Category U (Unverified Asset): Further investigation required to identify asset. | 35 | 2006-05-05 | 17.974 | 55.7291 | x | 4 | 4. Significant | 12352 | Predictive Maintenance | 14
1018488 | Pipework Systems - General | U (Unverified): Further investigation required. | Category U (Unverified Asset): Further investigation required to identify asset. | 35 | 1996-01-19 | 28.2656 | 49.8482 | x | 4 | 4. Significant | 12352 | Predictive Maintenance | 14
1018489 | Pipework Systems - General | U (Unverified): Further investigation required. | Category U (Unverified Asset): Further investigation required to identify asset. | 45 | 2006-08-17 | 17.6893 | 58.1381 | x | 4 | 4. Significant | 12352 | Predictive Maintenance | 14
1018522 | Pipework Systems - General | C (Poor): Asset is operational but major repair or replacement will be needed. | Category 3 (Recommended): Minor work required to prevent a deterioration of the service provided by the asset. | 20 | 2007-07-27 | 16.7474 | 49.2526 | x | 4 | 4. Significant | 12352 | Predictive Maintenance | 91.25
1018523 | Pipework Systems - General | B (Average): Asset is sound, operationally safe and exhibits only minor deterioration. | Category 3 (Recommended): Minor work required to prevent a deterioration of the service provided by the asset. | 20 | 2016-04-02 | 8.063 | 71.937 | x | 4 | 4. Significant | 12352 | Predictive Maintenance | 91.25
1018524 | Pipework Systems - General | B (Average): Asset is sound, operationally safe and exhibits only minor deterioration. | Category 3 (Recommended): Minor work required to prevent a deterioration of the service provided by the asset. | 20 | 2009-04-17 | 15.0226 | 64.9774 | x | 4 | 4. Significant | 12352 | Predictive Maintenance | 91.25
1018525 | Pipework Systems - General | B (Average): Asset is sound, operationally safe and exhibits only minor deterioration. | Category 3 (Recommended): Minor work required to prevent a deterioration of the service provided by the asset. | 20 | 2022-09-20 | 1.5962 | 78.4038 | x | 4 | 4. Significant | 12352 | Predictive Maintenance | 91.25
1018526 | Pipework Systems - General | D (Very Poor): Asset runs a serious risk of imminent breakdown or poses a health and safety risk. | Category 3 (Recommended): Minor work required to prevent a deterioration of the service provided by the asset. | 20 | 2020-07-31 | 3.7344 | 55.2656 | x | 4 | 4. Significant | 12352 | Predictive Maintenance | 91.25
1018527 | Pipework Systems - General | C (Poor): Asset is operational but major repair or replacement will be needed. | Category 3 (Recommended): Minor work required to prevent a deterioration of the service provided by the asset. | 20 | 2006-10-15 | 17.5277 | 48.4723 | x | 4 | 4. Significant | 12352 | Predictive Maintenance | 91.25
1018528 | Pipework Systems - General | D (Very Poor): Asset runs a serious risk of imminent breakdown or poses a health and safety risk. | Category 3 (Recommended): Minor work required to prevent a deterioration of the service provided by the asset. | 35 | 1994-06-23 | 29.8398 | 41.9487 | x | 4 | 4. Significant | 12352 | Predictive Maintenance | 91.25
1018529 | Pipework Systems - General | D (Very Poor): Asset runs a serious risk of imminent breakdown or poses a health and safety risk. | Category 3 (Recommended): Minor work required to prevent a deterioration of the service provided by the asset. | 35 | 2017-07-31 | 6.7351 | 55.1514 | x | 4 | 4. Significant | 12352 | Predictive Maintenance | 91.25
1018530 | Pipework Systems - General | D (Very Poor): Asset runs a serious risk of imminent breakdown or poses a health and safety risk. | Category 3 (Recommended): Minor work required to prevent a deterioration of the service provided by the asset. | 35 | 2001-10-01 | 22.5654 | 46.1055 | x | 4 | 4. Significant | 12352 | Predictive Maintenance | 91.25
1018531 | Pipework Systems - General | C (Poor): Asset is operational but major repair or replacement will be needed. | Category 3 (Recommended): Minor work required to prevent a deterioration of the service provided by the asset. | 45 | 2020-01-07 | 4.2984 | 64.0896 | x | 4 | 4. Significant | 12352 | Predictive Maintenance | 91.25
1018532 | Pipework Systems - General | C (Poor): Asset is operational but major repair or replacement will be needed. | Category 3 (Recommended): Minor work required to prevent a deterioration of the service provided by the asset. | 45 | 2017-09-29 | 6.5708 | 63.0796 | x | 4 | 4. Significant | 12352 | Predictive Maintenance | 91.25
1018533 | Pipework Systems - General | A (Good): Asset is as new and can be expected to perform adequately to its full normal life if maintained appropriately. | Category 3 (Recommended): Minor work required to prevent a deterioration of the service provided by the asset. | 45 | 1995-09-23 | 28.5886 | 74.2939 | x | 4 | 4. Significant | 12352 | Predictive Maintenance | 91.25
1018534 | Pipework Systems - General | B (Average): Asset is sound, operationally safe and exhibits only minor deterioration. | Category 4 (Normal): No work required beyond normal maintenance. | 20 | 2016-01-01 | 8.3149 | 78.6851 | x | 4 | 4. Significant | 12352 | Predictive Maintenance | 162.5
1018535 | Pipework Systems - General | C (Poor): Asset is operational but major repair or replacement will be needed. | Category 4 (Normal): No work required beyond normal maintenance. | 20 | 2023-06-05 | 0.8898 | 72.1102 | x | 4 | 4. Significant | 12352 | Predictive Maintenance | 162.5
1018536 | Pipework Systems - General | A (Good): Asset is as new and can be expected to perform adequately to its full normal life if maintained appropriately. | Category 4 (Normal): No work required beyond normal maintenance. | 20 | 2011-08-24 | 12.6708 | 81.3292 | x | 4 | 4. Significant | 12352 | Predictive Maintenance | 162.5
1018537 | Pipework Systems - General | D (Very Poor): Asset runs a serious risk of imminent breakdown or poses a health and safety risk. | Category 4 (Normal): No work required beyond normal maintenance. | 20 | 2024-01-22 | 0.25736 | 65.7426 | x | 4 | 4. Significant | 12352 | Predictive Maintenance | 162.5
1018538 | Pipework Systems - General | C (Poor): Asset is operational but major repair or replacement will be needed. | Category 4 (Normal): No work required beyond normal maintenance. | 35 | 2020-01-06 | 4.3012 | 70.5422 | x | 4 | 4. Significant | 12352 | Predictive Maintenance | 162.5
1018539 | Pipework Systems - General | A (Good): Asset is as new and can be expected to perform adequately to its full normal life if maintained appropriately. | Category 4 (Normal): No work required beyond normal maintenance. | 35 | 2003-10-22 | 20.5092 | 82.2804 | x | 4 | 4. Significant | 12352 | Predictive Maintenance | 162.5
1018540 | Pipework Systems - General | A (Good): Asset is as new and can be expected to perform adequately to its full normal life if maintained appropriately. | Category 4 (Normal): No work required beyond normal maintenance. | 35 | 2010-09-23 | 13.588 | 86.2355 | x | 4 | 4. Significant | 12352 | Predictive Maintenance | 162.5
1018541 | Pipework Systems - General | C (Poor): Asset is operational but major repair or replacement will be needed. | Category 4 (Normal): No work required beyond normal maintenance. | 35 | 2000-06-02 | 23.896 | 59.3452 | x | 4 | 4. Significant | 12352 | Predictive Maintenance | 162.5
1018542 | Pipework Systems - General | D (Very Poor): Asset runs a serious risk of imminent breakdown or poses a health and safety risk. | Category 4 (Normal): No work required beyond normal maintenance. | 35 | 2021-12-18 | 2.3518 | 64.6561 | x | 4 | 4. Significant | 12352 | Predictive Maintenance | 162.5
1018543 | Pipework Systems - General | D (Very Poor): Asset runs a serious risk of imminent breakdown or poses a health and safety risk. | Category 4 (Normal): No work required beyond normal maintenance. | 45 | 2007-01-14 | 17.2786 | 58.3206 | x | 4 | 4. Significant | 12352 | Predictive Maintenance | 162.5
1018544 | Pipework Systems - General | C (Poor): Asset is operational but major repair or replacement will be needed. | Category 4 (Normal): No work required beyond normal maintenance. | 45 | 2016-07-09 | 7.7947 | 69.5357 | x | 4 | 4. Significant | 12352 | Predictive Maintenance | 162.5
1018545 | Pipework Systems - General | A (Good): Asset is as new and can be expected to perform adequately to its full normal life if maintained appropriately. | Category 4 (Normal): No work required beyond normal maintenance. | 45 | 2019-06-01 | 4.9008 | 91.8219 | x | 4 | 4. Significant | 12352 | Predictive Maintenance | 162.5
1018546 | Pipework Systems - General | C (Poor): Asset is operational but major repair or replacement will be needed. | Category 4 (Normal): No work required beyond normal maintenance. | 45 | 1998-12-07 | 25.3826 | 61.7188 | x | 4 | 4. Significant | 12352 | Predictive Maintenance | 162.5
1018547 | Pipework Systems - General | A (Good): Asset is as new and can be expected to perform adequately to its full normal life if maintained appropriately. | Category 4 (Normal): No work required beyond normal maintenance. | 45 | 2022-06-07 | 1.8836 | 93.1628 | x | 4 | 4. Significant | 12352 | Predictive Maintenance | 162.5
1018548 | Pipework Systems - General | B (Average): Asset is sound, operationally safe and exhibits only minor deterioration. | Category 4 (Normal): No work required beyond normal maintenance. | 45 | 2005-06-09 | 18.8775 | 78.61 | x | 4 | 4. Significant | 12352 | Predictive Maintenance | 162.5
1018549 | Internal Walls and Ceilings | U (Unverified): Further investigation required. | Category U (Unverified Asset): Further investigation required to identify asset. | 25 | 2013-10-14 | 10.5298 | 57.5762 | x | 4 | 3. Moderate | 12352 | Predictive Maintenance | 28
1018561 | Internal Walls and Ceilings | D (Very Poor): Asset runs a serious risk of imminent breakdown or poses a health and safety risk. | Category 4 (Normal): No work required beyond normal maintenance. | 25 | 2004-12-04 | 19.3895 | 50.4884 | x | 4 | 3. Moderate | 12352 | Predictive Maintenance | 365
1018562 | Intruder Alarms | U (Unverified): Further investigation required. | Category U (Unverified Asset): Further investigation required to identify asset. | 15 | 2015-12-07 | 8.3833 | 54.8223 | x | 4 | 5. Severe | 12352 | Predictive Maintenance | 7
1018563 | Electrical Installation - Generally | U (Unverified): Further investigation required. | Category U (Unverified Asset): Further investigation required to identify asset. | 35 | 2018-09-09 | 5.6263 | 62.785 | x | 4 | 4. Significant | 12352 | Predictive Maintenance | 14
1018564 | Electrical Installation - Generally | U (Unverified): Further investigation required. | Category U (Unverified Asset): Further investigation required to identify asset. | 35 | 2009-09-15 | 14.6092 | 57.6519 | x | 4 | 4. Significant | 12352 | Predictive Maintenance | 14
1018573 | Electrical Installation - Generally | D (Very Poor): Asset runs a serious risk of imminent breakdown or poses a health and safety risk. | Category 3 (Recommended): Minor work required to prevent a deterioration of the service provided by the asset. | 35 | 2020-09-04 | 3.6386 | 56.9208 | x | 4 | 4. Significant | 12352 | Predictive Maintenance | 91.25
1018574 | Electrical Installation - Generally | A (Good): Asset is as new and can be expected to perform adequately to its full normal life if maintained appropriately. | Category 4 (Normal): No work required beyond normal maintenance. | 35 | 2021-01-13 | 3.2799 | 92.1257 | x | 4 | 4. Significant | 12352 | Predictive Maintenance | 162.5
1018575 | Electrical Installation - Generally | A (Good): Asset is as new and can be expected to perform adequately to its full normal life if maintained appropriately. | Category 4 (Normal): No work required beyond normal maintenance. | 35 | 2019-05-05 | 4.9747 | 91.1573 | x | 4 | 4. Significant | 12352 | Predictive Maintenance | 162.5
1018576 | Electrical Installation - Generally | D (Very Poor): Asset runs a serious risk of imminent breakdown or poses a health and safety risk. | Category 4 (Normal): No work required beyond normal maintenance. | 35 | 1994-06-04 | 29.8919 | 48.9189 | x | 4 | 4. Significant | 12352 | Predictive Maintenance | 162.5
1018577 | Portable Appliance Testing (PAT) - User Checks, Recorded Formal Visual Inspections and Combined Insp | D (Very Poor): Asset runs a serious risk of imminent breakdown or poses a health and safety risk. | Category 4 (Normal): No work required beyond normal maintenance. | 20 | 2004-01-16 | 20.2738 | 45.7262 | x | 4 | 2. Minor | 12352 | Predictive Maintenance | 365
1018578 | Portable Fire Extinguishers | D (Very Poor): Asset runs a serious risk of imminent breakdown or poses a health and safety risk. | Category 3 (Recommended): Minor work required to prevent a deterioration of the service provided by the asset. | 10 | 2019-06-02 | 4.898 | 49.204 | x | 4 | 4. Significant | 12352 | Predictive Maintenance | 91.25
1018579 | Rainwater Downpipes and Gutters | U (Unverified): Further investigation required. | Category U (Unverified Asset): Further investigation required to identify asset. | 50 | 2015-01-12 | 9.2841 | 62.2864 | x | 4 | 2. Minor | 12352 | Predictive Maintenance | 91.25
1018583 | Service Drainage | U (Unverified): Further investigation required. | Category U (Unverified Asset): Further investigation required to identify asset. | 25 | 2009-02-02 | 15.2252 | 53.8198 | x | 4 | 4. Significant | 12352 | Predictive Maintenance | 14
1018584 | Service Drainage | U (Unverified): Further investigation required. | Category U (Unverified Asset): Further investigation required to identify asset. | 25 | 2013-08-24 | 10.6694 | 57.4645 | x | 4 | 4. Significant | 12352 | Predictive Maintenance | 14
1018585 | Service Drainage | U (Unverified): Further investigation required. | Category U (Unverified Asset): Further investigation required to identify asset. | 25 | 2002-04-17 | 22.0233 | 48.3814 | x | 4 | 4. Significant | 12352 | Predictive Maintenance | 14
1018586 | Service Drainage | U (Unverified): Further investigation required. | Category U (Unverified Asset): Further investigation required to identify asset. | 25 | 2015-01-30 | 9.2348 | 58.6122 | x | 4 | 4. Significant | 12352 | Predictive Maintenance | 14
1018587 | Service Drainage | U (Unverified): Further investigation required. | Category U (Unverified Asset): Further investigation required to identify asset. | 25 | 2008-03-23 | 16.0903 | 53.1277 | x | 4 | 4. Significant | 12352 | Predictive Maintenance | 14
1018588 | Service Drainage | U (Unverified): Further investigation required. | Category U (Unverified Asset): Further investigation required to identify asset. | 25 | 2011-08-04 | 12.7255 | 55.8196 | x | 4 | 4. Significant | 12352 | Predictive Maintenance | 14
1018589 | Service Drainage | U (Unverified): Further investigation required. | Category U (Unverified Asset): Further investigation required to identify asset. | 25 | 2002-11-09 | 21.4593 | 48.8326 | x | 4 | 4. Significant | 12352 | Predictive Maintenance | 14
1018590 | Service Drainage | U (Unverified): Further investigation required. | Category U (Unverified Asset): Further investigation required to identify asset. | 25 | 2002-04-10 | 22.0424 | 48.3661 | x | 4 | 4. Significant | 12352 | Predictive Maintenance | 14
1018591 | Service Drainage | U (Unverified): Further investigation required. | Category U (Unverified Asset): Further investigation required to identify asset. | 25 | 2019-12-16 | 4.3587 | 62.5131 | x | 4 | 4. Significant | 12352 | Predictive Maintenance | 14
1018592 | Service Drainage | U (Unverified): Further investigation required. | Category U (Unverified Asset): Further investigation required to identify asset. | 25 | 2017-06-22 | 6.8419 | 60.5265 | x | 4 | 4. Significant | 12352 | Predictive Maintenance | 14
1018593 | Service Drainage | U (Unverified): Further investigation required. | Category U (Unverified Asset): Further investigation required to identify asset. | 25 | 2013-06-20 | 10.8474 | 57.3221 | x | 4 | 4. Significant | 12352 | Predictive Maintenance | 14
1018594 | Service Drainage | U (Unverified): Further investigation required. | Category U (Unverified Asset): Further investigation required to identify asset. | 25 | 2011-06-17 | 12.8569 | 55.7144 | x | 4 | 4. Significant | 12352 | Predictive Maintenance | 14
1018629 | Service Drainage | B (Average): Asset is sound, operationally safe and exhibits only minor deterioration. | Category 3 (Recommended): Minor work required to prevent a deterioration of the service provided by the asset. | 25 | 2014-11-04 | 9.473 | 72.4216 | x | 4 | 4. Significant | 12352 | Predictive Maintenance | 91.25
1018630 | Service Drainage | B (Average): Asset is sound, operationally safe and exhibits only minor deterioration. | Category 3 (Recommended): Minor work required to prevent a deterioration of the service provided by the asset. | 25 | 2017-05-07 | 6.9678 | 74.4257 | x | 4 | 4. Significant | 12352 | Predictive Maintenance | 91.25
1018631 | Service Drainage | D (Very Poor): Asset runs a serious risk of imminent breakdown or poses a health and safety risk. | Category 3 (Recommended): Minor work required to prevent a deterioration of the service provided by the asset. | 25 | 2021-05-28 | 2.9103 | 56.6717 | x | 4 | 4. Significant | 12352 | Predictive Maintenance | 91.25
1018632 | Service Drainage | B (Average): Asset is sound, operationally safe and exhibits only minor deterioration. | Category 3 (Recommended): Minor work required to prevent a deterioration of the service provided by the asset. | 25 | 2011-05-28 | 12.9117 | 69.6706 | x | 4 | 4. Significant | 12352 | Predictive Maintenance | 91.25
1018633 | Service Drainage | A (Good): Asset is as new and can be expected to perform adequately to its full normal life if maintained appropriately. | Category 3 (Recommended): Minor work required to prevent a deterioration of the service provided by the asset. | 25 | 2003-10-08 | 20.5476 | 70.5619 | x | 4 | 4. Significant | 12352 | Predictive Maintenance | 91.25
1018634 | Service Drainage | D (Very Poor): Asset runs a serious risk of imminent breakdown or poses a health and safety risk. | Category 3 (Recommended): Minor work required to prevent a deterioration of the service provided by the asset. | 25 | 2007-06-21 | 16.846 | 45.5232 | x | 4 | 4. Significant | 12352 | Predictive Maintenance | 91.25
1018635 | Service Drainage | A (Good): Asset is as new and can be expected to perform adequately to its full normal life if maintained appropriately. | Category 3 (Recommended): Minor work required to prevent a deterioration of the service provided by the asset. | 25 | 2017-11-11 | 6.4531 | 81.8375 | x | 4 | 4. Significant | 12352 | Predictive Maintenance | 91.25
1018636 | Service Drainage | B (Average): Asset is sound, operationally safe and exhibits only minor deterioration. | Category 3 (Recommended): Minor work required to prevent a deterioration of the service provided by the asset. | 25 | 2001-05-05 | 22.9733 | 61.6214 | x | 4 | 4. Significant | 12352 | Predictive Maintenance | 91.25
1018637 | Service Drainage | B (Average): Asset is sound, operationally safe and exhibits only minor deterioration. | Category 3 (Recommended): Minor work required to prevent a deterioration of the service provided by the asset. | 25 | 2015-01-16 | 9.2731 | 72.5815 | x | 4 | 4. Significant | 12352 | Predictive Maintenance | 91.25
1018638 | Service Drainage | B (Average): Asset is sound, operationally safe and exhibits only minor deterioration. | Category 3 (Recommended): Minor work required to prevent a deterioration of the service provided by the asset. | 25 | 2014-02-18 | 10.1821 | 71.8543 | x | 4 | 4. Significant | 12352 | Predictive Maintenance | 91.25
1018639 | Service Drainage | B (Average): Asset is sound, operationally safe and exhibits only minor deterioration. | Category 3 (Recommended): Minor work required to prevent a deterioration of the service provided by the asset. | 25 | 2021-01-06 | 3.2991 | 77.3607 | x | 4 | 4. Significant | 12352 | Predictive Maintenance | 91.25
1018640 | Service Drainage | A (Good): Asset is as new and can be expected to perform adequately to its full normal life if maintained appropriately. | Category 4 (Normal): No work required beyond normal maintenance. | 25 | 2008-11-01 | 15.4798 | 81.6162 | x | 4 | 4. Significant | 12352 | Predictive Maintenance | 162.5
1018641 | Service Drainage | B (Average): Asset is sound, operationally safe and exhibits only minor deterioration. | Category 4 (Normal): No work required beyond normal maintenance. | 25 | 2000-02-17 | 24.1862 | 67.6511 | x | 4 | 4. Significant | 12352 | Predictive Maintenance | 162.5
1018642 | Service Drainage | B (Average): Asset is sound, operationally safe and exhibits only minor deterioration. | Category 4 (Normal): No work required beyond normal maintenance. | 25 | 2005-04-01 | 19.0664 | 71.7469 | x | 4 | 4. Significant | 12352 | Predictive Maintenance | 162.5
1018643 | Service Drainage | C (Poor): Asset is operational but major repair or replacement will be needed. | Category 4 (Normal): No work required beyond normal maintenance. | 25 | 2007-10-01 | 16.5667 | 59.7466 | x | 4 | 4. Significant | 12352 | Predictive Maintenance | 162.5
1018644 | Service Drainage | A (Good): Asset is as new and can be expected to perform adequately to its full normal life if maintained appropriately. | Category 4 (Normal): No work required beyond normal maintenance. | 25 | 2014-01-31 | 10.2313 | 85.8149 | x | 4 | 4. Significant | 12352 | Predictive Maintenance | 162.5
1018645 | Service Drainage | A (Good): Asset is as new and can be expected to perform adequately to its full normal life if maintained appropriately. | Category 4 (Normal): No work required beyond normal maintenance. | 25 | 2003-09-03 | 20.6434 | 77.4853 | x | 4 | 4. Significant | 12352 | Predictive Maintenance | 162.5
1018646 | Service Drainage | A (Good): Asset is as new and can be expected to perform adequately to its full normal life if maintained appropriately. | Category 4 (Normal): No work required beyond normal maintenance. | 25 | 2014-06-18 | 9.8535 | 86.1172 | x | 4 | 4. Significant | 12352 | Predictive Maintenance | 162.5
1018647 | Service Drainage | A (Good): Asset is as new and can be expected to perform adequately to its full normal life if maintained appropriately. | Category 4 (Normal): No work required beyond normal maintenance. | 25 | 2002-04-24 | 22.0041 | 76.3967 | x | 4 | 4. Significant | 12352 | Predictive Maintenance | 162.5
1018648 | Service Drainage | B (Average): Asset is sound, operationally safe and exhibits only minor deterioration. | Category 4 (Normal): No work required beyond normal maintenance. | 25 | 2000-07-29 | 23.7399 | 68.0081 | x | 4 | 4. Significant | 12352 | Predictive Maintenance | 162.5
1018649 | Showers | U (Unverified): Further investigation required. | Category U (Unverified Asset): Further investigation required to identify asset. | 5 | 2022-07-19 | 1.7687 | 58.9254 | x | 4 | 3. Moderate | 12352 | Predictive Maintenance | 28
1018650 | Showers | U (Unverified): Further investigation required. | Category U (Unverified Asset): Further investigation required to identify asset. | 5 | 2020-10-04 | 3.5565 | 51.7741 | x | 4 | 3. Moderate | 12352 | Predictive Maintenance | 28
1018666 | Showers | A (Good): Asset is as new and can be expected to perform adequately to its full normal life if maintained appropriately. | Category 3 (Recommended): Minor work required to prevent a deterioration of the service provided by the asset. | 5 | 2021-07-18 | 2.7707 | 75.9172 | x | 4 | 3. Moderate | 12352 | Predictive Maintenance | 91.25
1018667 | Showers | B (Average): Asset is sound, operationally safe and exhibits only minor deterioration. | Category 4 (Normal): No work required beyond normal maintenance. | 5 | 2022-05-13 | 1.9521 | 79.1916 | x | 4 | 3. Moderate | 12352 | Predictive Maintenance | 365
1018668 | Showers | B (Average): Asset is sound, operationally safe and exhibits only minor deterioration. | Category 4 (Normal): No work required beyond normal maintenance. | 5 | 2020-11-05 | 3.4689 | 73.1246 | x | 4 | 3. Moderate | 12352 | Predictive Maintenance | 365
1018669 | Fans - Window or Wall Mounted | U (Unverified): Further investigation required. | Category U (Unverified Asset): Further investigation required to identify asset. | 15 | 2015-09-24 | 8.5859 | 54.5521 | x | 4 | 2. Minor | 12352 | Predictive Maintenance | 91.25
1018670 | Fans - Window or Wall Mounted | U (Unverified): Further investigation required. | Category U (Unverified Asset): Further investigation required to identify asset. | 15 | 2018-06-10 | 5.8754 | 58.1661 | x | 4 | 2. Minor | 12352 | Predictive Maintenance | 91.25
1018695 | Fans - Window or Wall Mounted | A (Good): Asset is as new and can be expected to perform adequately to its full normal life if maintained appropriately. | Category 3 (Recommended): Minor work required to prevent a deterioration of the service provided by the asset. | 15 | 2020-03-28 | 4.0767 | 81.5645 | x | 4 | 2. Minor | 12352 | Predictive Maintenance | 182.5
1018696 | Fans - Window or Wall Mounted | A (Good): Asset is as new and can be expected to perform adequately to its full normal life if maintained appropriately. | Category 3 (Recommended): Minor work required to prevent a deterioration of the service provided by the asset. | 15 | 2014-02-16 | 10.1875 | 73.4166 | x | 4 | 2. Minor | 12352 | Predictive Maintenance | 182.5
1018697 | Fans - Window or Wall Mounted | B (Average): Asset is sound, operationally safe and exhibits only minor deterioration. | Category 3 (Recommended): Minor work required to prevent a deterioration of the service provided by the asset. | 15 | 2012-06-15 | 11.8604 | 64.1862 | x | 4 | 2. Minor | 12352 | Predictive Maintenance | 182.5
1018698 | Fans - Window or Wall Mounted | A (Good): Asset is as new and can be expected to perform adequately to its full normal life if maintained appropriately. | Category 3 (Recommended): Minor work required to prevent a deterioration of the service provided by the asset. | 15 | 2012-08-16 | 11.6906 | 71.4125 | x | 4 | 2. Minor | 12352 | Predictive Maintenance | 182.5
1018699 | Fans - Window or Wall Mounted | C (Poor): Asset is operational but major repair or replacement will be needed. | Category 3 (Recommended): Minor work required to prevent a deterioration of the service provided by the asset. | 15 | 2011-02-21 | 13.1745 | 48.4339 | x | 4 | 2. Minor | 12352 | Predictive Maintenance | 182.5
1018700 | Fans - Window or Wall Mounted | D (Very Poor): Asset runs a serious risk of imminent breakdown or poses a health and safety risk. | Category 4 (Normal): No work required beyond normal maintenance. | 15 | 2011-04-15 | 13.0294 | 48.6274 | x | 4 | 2. Minor | 12352 | Predictive Maintenance | 365
1018701 | Fans - Window or Wall Mounted | B (Average): Asset is sound, operationally safe and exhibits only minor deterioration. | Category 4 (Normal): No work required beyond normal maintenance. | 15 | 2021-06-24 | 2.8364 | 83.2181 | x | 4 | 2. Minor | 12352 | Predictive Maintenance | 365
1018702 | Fans - Window or Wall Mounted | D (Very Poor): Asset runs a serious risk of imminent breakdown or poses a health and safety risk. | Category 4 (Normal): No work required beyond normal maintenance. | 15 | 2015-11-24 | 8.4189 | 54.7748 | x | 4 | 2. Minor | 12352 | Predictive Maintenance | 365
1018703 | Fans - Window or Wall Mounted | D (Very Poor): Asset runs a serious risk of imminent breakdown or poses a health and safety risk. | Category 4 (Normal): No work required beyond normal maintenance. | 15 | 2021-04-28 | 2.9925 | 62.01 | x | 4 | 2. Minor | 12352 | Predictive Maintenance | 365
1018704 | Fans - Window or Wall Mounted | B (Average): Asset is sound, operationally safe and exhibits only minor deterioration. | Category 4 (Normal): No work required beyond normal maintenance. | 15 | 2015-02-01 | 9.2293 | 74.6943 | x | 4 | 2. Minor | 12352 | Predictive Maintenance | 365
1018705 | Fans - Window or Wall Mounted | D (Very Poor): Asset runs a serious risk of imminent breakdown or poses a health and safety risk. | Category 4 (Normal): No work required beyond normal maintenance. | 15 | 2014-07-09 | 9.796 | 52.9386 | x | 4 | 2. Minor | 12352 | Predictive Maintenance | 365
1018706 | Fans - Window or Wall Mounted | B (Average): Asset is sound, operationally safe and exhibits only minor deterioration. | Category 4 (Normal): No work required beyond normal maintenance. | 15 | 2013-03-19 | 11.102 | 72.1974 | x | 4 | 2. Minor | 12352 | Predictive Maintenance | 365
1018707 | Television and Signal Receiving Equipment | B (Average): Asset is sound, operationally safe and exhibits only minor deterioration. | Category 4 (Normal): No work required beyond normal maintenance. | 15 | 2018-07-04 | 5.8097 | 79.2537 | x | 4 | 3. Moderate | 12352 | Predictive Maintenance | 365
1018708 | Ductwork System - General | A (Good): Asset is as new and can be expected to perform adequately to its full normal life if maintained appropriately. | Category 4 (Normal): No work required beyond normal maintenance. | 30 | 2015-02-19 | 9.18 | 87.88 | x | 4 | 3. Moderate | 12352 | Predictive Maintenance | 365
1018709 | Toilet and Shower Areas | U (Unverified): Further investigation required. | Category U (Unverified Asset): Further investigation required to identify asset. | 25 | 2010-11-05 | 13.4702 | 55.2238 | x | 4 | 3. Moderate | 12352 | Predictive Maintenance | 28
1018710 | Toilet and Shower Areas | U (Unverified): Further investigation required. | Category U (Unverified Asset): Further investigation required to identify asset. | 25 | 2004-07-20 | 19.7645 | 50.1884 | x | 4 | 3. Moderate | 12352 | Predictive Maintenance | 28
1018711 | Toilet and Shower Areas | U (Unverified): Further investigation required. | Category U (Unverified Asset): Further investigation required to identify asset. | 25 | 1999-06-20 | 24.8487 | 46.121 | x | 4 | 3. Moderate | 12352 | Predictive Maintenance | 28
1018712 | Toilet and Shower Areas | U (Unverified): Further investigation required. | Category U (Unverified Asset): Further investigation required to identify asset. | 25 | 2000-10-08 | 23.5455 | 47.1636 | x | 4 | 3. Moderate | 12352 | Predictive Maintenance | 28
1018713 | Toilet and Shower Areas | U (Unverified): Further investigation required. | Category U (Unverified Asset): Further investigation required to identify asset. | 25 | 2024-01-17 | 0.27105 | 65.7832 | x | 4 | 3. Moderate | 12352 | Predictive Maintenance | 28
1018714 | Toilet and Shower Areas | U (Unverified): Further investigation required. | Category U (Unverified Asset): Further investigation required to identify asset. | 25 | 2012-08-03 | 11.7262 | 56.619 | x | 4 | 3. Moderate | 12352 | Predictive Maintenance | 28
1018715 | Toilet and Shower Areas | U (Unverified): Further investigation required. | Category U (Unverified Asset): Further investigation required to identify asset. | 25 | 2022-02-14 | 2.193 | 64.2456 | x | 4 | 3. Moderate | 12352 | Predictive Maintenance | 28
1018716 | Toilet and Shower Areas | U (Unverified): Further investigation required. | Category U (Unverified Asset): Further investigation required to identify asset. | 25 | 2011-06-06 | 12.8871 | 55.6903 | x | 4 | 3. Moderate | 12352 | Predictive Maintenance | 28
1018717 | Toilet and Shower Areas | U (Unverified): Further investigation required. | Category U (Unverified Asset): Further investigation required to identify asset. | 25 | 2006-11-20 | 17.4292 | 52.0567 | x | 4 | 3. Moderate | 12352 | Predictive Maintenance | 28
1018718 | Toilet and Shower Areas | U (Unverified): Further investigation required. | Category U (Unverified Asset): Further investigation required to identify asset. | 25 | 2016-10-10 | 7.54 | 59.968 | x | 4 | 3. Moderate | 12352 | Predictive Maintenance | 28
1018719 | Toilet and Shower Areas | U (Unverified): Further investigation required. | Category U (Unverified Asset): Further investigation required to identify asset. | 25 | 2017-10-25 | 6.4997 | 60.8003 | x | 4 | 3. Moderate | 12352 | Predictive Maintenance | 28
1018775 | Toilet and Shower Areas | D (Very Poor): Asset runs a serious risk of imminent breakdown or poses a health and safety risk. | Category 3 (Recommended): Minor work required to prevent a deterioration of the service provided by the asset. | 25 | 2002-06-04 | 21.8919 | 41.4865 | x | 4 | 3. Moderate | 12352 | Predictive Maintenance | 91.25
1018776 | Toilet and Shower Areas | D (Very Poor): Asset runs a serious risk of imminent breakdown or poses a health and safety risk. | Category 3 (Recommended): Minor work required to prevent a deterioration of the service provided by the asset. | 25 | 2016-03-14 | 8.115 | 52.508 | x | 4 | 3. Moderate | 12352 | Predictive Maintenance | 91.25
1018777 | Toilet and Shower Areas | D (Very Poor): Asset runs a serious risk of imminent breakdown or poses a health and safety risk. | Category 3 (Recommended): Minor work required to prevent a deterioration of the service provided by the asset. | 25 | 2006-06-10 | 17.8754 | 44.6997 | x | 4 | 3. Moderate | 12352 | Predictive Maintenance | 91.25
1018778 | Toilet and Shower Areas | D (Very Poor): Asset runs a serious risk of imminent breakdown or poses a health and safety risk. | Category 3 (Recommended): Minor work required to prevent a deterioration of the service provided by the asset. | 25 | 2016-02-11 | 8.2026 | 52.4379 | x | 4 | 3. Moderate | 12352 | Predictive Maintenance | 91.25
1018779 | Toilet and Shower Areas | D (Very Poor): Asset runs a serious risk of imminent breakdown or poses a health and safety risk. | Category 3 (Recommended): Minor work required to prevent a deterioration of the service provided by the asset. | 25 | 2023-02-14 | 1.1937 | 58.045 | x | 4 | 3. Moderate | 12352 | Predictive Maintenance | 91.25
1018780 | Toilet and Shower Areas | C (Poor): Asset is operational but major repair or replacement will be needed. | Category 3 (Recommended): Minor work required to prevent a deterioration of the service provided by the asset. | 25 | 2011-12-28 | 12.3258 | 56.1394 | x | 4 | 3. Moderate | 12352 | Predictive Maintenance | 91.25
1018781 | Toilet and Shower Areas | C (Poor): Asset is operational but major repair or replacement will be needed. | Category 3 (Recommended): Minor work required to prevent a deterioration of the service provided by the asset. | 25 | 2022-07-27 | 1.7467 | 64.6026 | x | 4 | 3. Moderate | 12352 | Predictive Maintenance | 91.25
1018782 | Toilet and Shower Areas | C (Poor): Asset is operational but major repair or replacement will be needed. | Category 3 (Recommended): Minor work required to prevent a deterioration of the service provided by the asset. | 25 | 2014-11-28 | 9.4073 | 58.4742 | x | 4 | 3. Moderate | 12352 | Predictive Maintenance | 91.25
1018783 | Toilet and Shower Areas | A (Good): Asset is as new and can be expected to perform adequately to its full normal life if maintained appropriately. | Category 3 (Recommended): Minor work required to prevent a deterioration of the service provided by the asset. | 25 | 2001-07-01 | 22.8172 | 68.7462 | x | 4 | 3. Moderate | 12352 | Predictive Maintenance | 91.25
1018784 | Toilet and Shower Areas | D (Very Poor): Asset runs a serious risk of imminent breakdown or poses a health and safety risk. | Category 3 (Recommended): Minor work required to prevent a deterioration of the service provided by the asset. | 25 | 2007-12-27 | 16.3285 | 45.9372 | x | 4 | 3. Moderate | 12352 | Predictive Maintenance | 91.25
1018785 | Toilet and Shower Areas | C (Poor): Asset is operational but major repair or replacement will be needed. | Category 3 (Recommended): Minor work required to prevent a deterioration of the service provided by the asset. | 25 | 2021-03-02 | 3.1485 | 63.4812 | x | 4 | 3. Moderate | 12352 | Predictive Maintenance | 91.25
1018786 | Toilet and Shower Areas | B (Average): Asset is sound, operationally safe and exhibits only minor deterioration. | Category 3 (Recommended): Minor work required to prevent a deterioration of the service provided by the asset. | 25 | 2009-04-27 | 14.9952 | 68.0038 | x | 4 | 3. Moderate | 12352 | Predictive Maintenance | 91.25
1018787 | Toilet and Shower Areas | D (Very Poor): Asset runs a serious risk of imminent breakdown or poses a health and safety risk. | Category 3 (Recommended): Minor work required to prevent a deterioration of the service provided by the asset. | 25 | 2014-11-09 | 9.4593 | 51.4326 | x | 4 | 3. Moderate | 12352 | Predictive Maintenance | 91.25
1018788 | Toilet and Shower Areas | C (Poor): Asset is operational but major repair or replacement will be needed. | Category 3 (Recommended): Minor work required to prevent a deterioration of the service provided by the asset. | 25 | 2003-12-03 | 20.3943 | 49.6846 | x | 4 | 3. Moderate | 12352 | Predictive Maintenance | 91.25
1018789 | Toilet and Shower Areas | A (Good): Asset is as new and can be expected to perform adequately to its full normal life if maintained appropriately. | Category 3 (Recommended): Minor work required to prevent a deterioration of the service provided by the asset. | 25 | 2009-04-18 | 15.0198 | 74.9841 | x | 4 | 3. Moderate | 12352 | Predictive Maintenance | 91.25
1018790 | Toilet and Shower Areas | B (Average): Asset is sound, operationally safe and exhibits only minor deterioration. | Category 3 (Recommended): Minor work required to prevent a deterioration of the service provided by the asset. | 25 | 2012-11-17 | 11.436 | 70.8512 | x | 4 | 3. Moderate | 12352 | Predictive Maintenance | 91.25
1018791 | Toilet and Shower Areas | D (Very Poor): Asset runs a serious risk of imminent breakdown or poses a health and safety risk. | Category 3 (Recommended): Minor work required to prevent a deterioration of the service provided by the asset. | 25 | 2020-07-15 | 3.7782 | 55.9774 | x | 4 | 3. Moderate | 12352 | Predictive Maintenance | 91.25
1018792 | Toilet and Shower Areas | B (Average): Asset is sound, operationally safe and exhibits only minor deterioration. | Category 3 (Recommended): Minor work required to prevent a deterioration of the service provided by the asset. | 25 | 2012-04-27 | 11.9945 | 70.4044 | x | 4 | 3. Moderate | 12352 | Predictive Maintenance | 91.25
1018793 | Toilet and Shower Areas | B (Average): Asset is sound, operationally safe and exhibits only minor deterioration. | Category 4 (Normal): No work required beyond normal maintenance. | 25 | 2009-12-17 | 14.3546 | 75.5164 | x | 4 | 3. Moderate | 12352 | Predictive Maintenance | 365
1018794 | Toilet and Shower Areas | A (Good): Asset is as new and can be expected to perform adequately to its full normal life if maintained appropriately. | Category 4 (Normal): No work required beyond normal maintenance. | 25 | 2010-04-29 | 13.9904 | 82.8077 | x | 4 | 3. Moderate | 12352 | Predictive Maintenance | 365
1018795 | Toilet and Shower Areas | C (Poor): Asset is operational but major repair or replacement will be needed. | Category 4 (Normal): No work required beyond normal maintenance. | 25 | 2019-11-30 | 4.4025 | 69.478 | x | 4 | 3. Moderate | 12352 | Predictive Maintenance | 365
1018796 | Toilet and Shower Areas | B (Average): Asset is sound, operationally safe and exhibits only minor deterioration. | Category 4 (Normal): No work required beyond normal maintenance. | 25 | 2014-06-17 | 9.8563 | 79.115 | x | 4 | 3. Moderate | 12352 | Predictive Maintenance | 365
1018797 | Toilet and Shower Areas | A (Good): Asset is as new and can be expected to perform adequately to its full normal life if maintained appropriately. | Category 4 (Normal): No work required beyond normal maintenance. | 25 | 2013-04-26 | 10.9979 | 85.2016 | x | 4 | 3. Moderate | 12352 | Predictive Maintenance | 365
1018798 | Toilet and Shower Areas | B (Average): Asset is sound, operationally safe and exhibits only minor deterioration. | Category 4 (Normal): No work required beyond normal maintenance. | 25 | 2015-07-19 | 8.7693 | 79.9845 | x | 4 | 3. Moderate | 12352 | Predictive Maintenance | 365
1018799 | Toilet and Shower Areas | D (Very Poor): Asset runs a serious risk of imminent breakdown or poses a health and safety risk. | Category 4 (Normal): No work required beyond normal maintenance. | 25 | 2017-07-11 | 6.7899 | 60.5681 | x | 4 | 3. Moderate | 12352 | Predictive Maintenance | 365
1018800 | Toilet and Shower Areas | A (Good): Asset is as new and can be expected to perform adequately to its full normal life if maintained appropriately. | Category 4 (Normal): No work required beyond normal maintenance. | 25 | 2017-04-29 | 6.9897 | 88.4082 | x | 4 | 3. Moderate | 12352 | Predictive Maintenance | 365
1018801 | Toilet and Shower Areas | B (Average): Asset is sound, operationally safe and exhibits only minor deterioration. | Category 4 (Normal): No work required beyond normal maintenance. | 25 | 2006-10-19 | 17.5168 | 72.9866 | x | 4 | 3. Moderate | 12352 | Predictive Maintenance | 365
1018802 | Toilet and Shower Areas | A (Good): Asset is as new and can be expected to perform adequately to its full normal life if maintained appropriately. | Category 4 (Normal): No work required beyond normal maintenance. | 25 | 2017-11-12 | 6.4504 | 88.8397 | x | 4 | 3. Moderate | 12352 | Predictive Maintenance | 365
1018803 | Toilet and Shower Areas | A (Good): Asset is as new and can be expected to perform adequately to its full normal life if maintained appropriately. | Category 4 (Normal): No work required beyond normal maintenance. | 25 | 2018-05-05 | 5.974 | 89.2208 | x | 4 | 3. Moderate | 12352 | Predictive Maintenance | 365
1018804 | Toilet and Shower Areas | D (Very Poor): Asset runs a serious risk of imminent breakdown or poses a health and safety risk. | Category 4 (Normal): No work required beyond normal maintenance. | 25 | 1999-10-06 | 24.553 | 46.3576 | x | 4 | 3. Moderate | 12352 | Predictive Maintenance | 365
1018805 | Toilet and Shower Areas | C (Poor): Asset is operational but major repair or replacement will be needed. | Category 4 (Normal): No work required beyond normal maintenance. | 25 | 2022-06-09 | 1.8782 | 71.4975 | x | 4 | 3. Moderate | 12352 | Predictive Maintenance | 365
1018806 | Toilet and Shower Areas | C (Poor): Asset is operational but major repair or replacement will be needed. | Category 4 (Normal): No work required beyond normal maintenance. | 25 | 2000-06-10 | 23.8741 | 53.9008 | x | 4 | 3. Moderate | 12352 | Predictive Maintenance | 365
1018807 | Toilet and Shower Areas | B (Average): Asset is sound, operationally safe and exhibits only minor deterioration. | Category 4 (Normal): No work required beyond normal maintenance. | 25 | 2009-08-26 | 14.6639 | 75.2689 | x | 4 | 3. Moderate | 12352 | Predictive Maintenance | 365
1018808 | Toilet and Shower Areas | C (Poor): Asset is operational but major repair or replacement will be needed. | Category 4 (Normal): No work required beyond normal maintenance. | 25 | 2023-12-23 | 0.33949 | 72.7284 | x | 4 | 3. Moderate | 12352 | Predictive Maintenance | 365
1018809 | Toilet and Shower Areas | C (Poor): Asset is operational but major repair or replacement will be needed. | Category 4 (Normal): No work required beyond normal maintenance. | 25 | 2002-12-18 | 21.3525 | 55.918 | x | 4 | 3. Moderate | 12352 | Predictive Maintenance | 365
1018810 | Manually operated Vertical & Horizontal blinds | U (Unverified): Further investigation required. | Category U (Unverified Asset): Further investigation required to identify asset. | 20 | 2009-10-21 | 14.5106 | 51.4894 | x | 4 | 1. Negligible | 12352 | Predictive Maintenance | 182.5
1018811 | Manually operated Vertical & Horizontal blinds | U (Unverified): Further investigation required. | Category U (Unverified Asset): Further investigation required to identify asset. | 20 | 2021-11-20 | 2.4285 | 63.5715 | x | 4 | 1. Negligible | 12352 | Predictive Maintenance | 182.5
1018812 | Manually operated Vertical & Horizontal blinds | U (Unverified): Further investigation required. | Category U (Unverified Asset): Further investigation required to identify asset. | 20 | 2018-06-25 | 5.8344 | 60.1656 | x | 4 | 1. Negligible | 12352 | Predictive Maintenance | 182.5
1018813 | Manually operated Vertical & Horizontal blinds | U (Unverified): Further investigation required. | Category U (Unverified Asset): Further investigation required to identify asset. | 20 | 2013-06-25 | 10.8337 | 55.1663 | x | 4 | 1. Negligible | 12352 | Predictive Maintenance | 182.5
1018826 | Manually operated Vertical & Horizontal blinds | D (Very Poor): Asset runs a serious risk of imminent breakdown or poses a health and safety risk. | Category 3 (Recommended): Minor work required to prevent a deterioration of the service provided by the asset. | 20 | 2018-11-05 | 5.4702 | 53.5298 | x | 4 | 1. Negligible | 12352 | Predictive Maintenance | 182.5
1018827 | Manually operated Vertical & Horizontal blinds | A (Good): Asset is as new and can be expected to perform adequately to its full normal life if maintained appropriately. | Category 3 (Recommended): Minor work required to prevent a deterioration of the service provided by the asset. | 20 | 2013-04-22 | 11.0089 | 75.9911 | x | 4 | 1. Negligible | 12352 | Predictive Maintenance | 182.5
1018828 | Manually operated Vertical & Horizontal blinds | B (Average): Asset is sound, operationally safe and exhibits only minor deterioration. | Category 3 (Recommended): Minor work required to prevent a deterioration of the service provided by the asset. | 20 | 2020-08-23 | 3.6715 | 76.3285 | x | 4 | 1. Negligible | 12352 | Predictive Maintenance | 182.5
1018829 | Manually operated Vertical & Horizontal blinds | A (Good): Asset is as new and can be expected to perform adequately to its full normal life if maintained appropriately. | Category 3 (Recommended): Minor work required to prevent a deterioration of the service provided by the asset. | 20 | 2016-05-02 | 7.9808 | 79.0192 | x | 4 | 1. Negligible | 12352 | Predictive Maintenance | 182.5
1018830 | Manually operated Vertical & Horizontal blinds | A (Good): Asset is as new and can be expected to perform adequately to its full normal life if maintained appropriately. | Category 3 (Recommended): Minor work required to prevent a deterioration of the service provided by the asset. | 20 | 2020-04-05 | 4.0548 | 82.9452 | x | 4 | 1. Negligible | 12352 | Predictive Maintenance | 182.5
1018831 | Manually operated Vertical & Horizontal blinds | B (Average): Asset is sound, operationally safe and exhibits only minor deterioration. | Category 3 (Recommended): Minor work required to prevent a deterioration of the service provided by the asset. | 20 | 2016-01-20 | 8.2628 | 71.7372 | x | 4 | 1. Negligible | 12352 | Predictive Maintenance | 182.5
1018832 | Manually operated Vertical & Horizontal blinds | B (Average): Asset is sound, operationally safe and exhibits only minor deterioration. | Category 3 (Recommended): Minor work required to prevent a deterioration of the service provided by the asset. | 20 | 2022-06-13 | 1.8672 | 78.1328 | x | 4 | 1. Negligible | 12352 | Predictive Maintenance | 182.5
1018833 | Manually operated Vertical & Horizontal blinds | D (Very Poor): Asset runs a serious risk of imminent breakdown or poses a health and safety risk. | Category 3 (Recommended): Minor work required to prevent a deterioration of the service provided by the asset. | 20 | 2005-12-22 | 18.3409 | 40.6591 | x | 4 | 1. Negligible | 12352 | Predictive Maintenance | 182.5
1018834 | Manually operated Vertical & Horizontal blinds | A (Good): Asset is as new and can be expected to perform adequately to its full normal life if maintained appropriately. | Category 4 (Normal): No work required beyond normal maintenance. | 20 | 2005-05-07 | 18.9678 | 75.0322 | x | 4 | 1. Negligible | 12352 | Predictive Maintenance | 365
1018835 | Manually operated Vertical & Horizontal blinds | A (Good): Asset is as new and can be expected to perform adequately to its full normal life if maintained appropriately. | Category 4 (Normal): No work required beyond normal maintenance. | 20 | 2004-02-23 | 20.1697 | 73.8303 | x | 4 | 1. Negligible | 12352 | Predictive Maintenance | 365
1018836 | Manually operated Vertical & Horizontal blinds | A (Good): Asset is as new and can be expected to perform adequately to its full normal life if maintained appropriately. | Category 4 (Normal): No work required beyond normal maintenance. | 20 | 2010-12-02 | 13.3963 | 80.6037 | x | 4 | 1. Negligible | 12352 | Predictive Maintenance | 365
1018837 | Manually operated Vertical & Horizontal blinds | B (Average): Asset is sound, operationally safe and exhibits only minor deterioration. | Category 4 (Normal): No work required beyond normal maintenance. | 20 | 2017-05-24 | 6.9213 | 80.0787 | x | 4 | 1. Negligible | 12352 | Predictive Maintenance | 365
1018838 | Manually operated Vertical & Horizontal blinds | D (Very Poor): Asset runs a serious risk of imminent breakdown or poses a health and safety risk. | Category 4 (Normal): No work required beyond normal maintenance. | 20 | 2023-03-06 | 1.1389 | 64.8611 | x | 4 | 1. Negligible | 12352 | Predictive Maintenance | 365
1018840 | Windows Internal and External | A (Good): Asset is as new and can be expected to perform adequately to its full normal life if maintained appropriately. | Category 3 (Recommended): Minor work required to prevent a deterioration of the service provided by the asset. | 40 | 2002-08-18 | 21.6865 | 76.1567 | x | 4 | 3. Moderate | 12352 | Predictive Maintenance | 91.25
1018841 | Windows Internal and External | D (Very Poor): Asset runs a serious risk of imminent breakdown or poses a health and safety risk. | Category 3 (Recommended): Minor work required to prevent a deterioration of the service provided by the asset. | 40 | 2013-06-03 | 10.8939 | 53.553 | x | 4 | 3. Moderate | 12352 | Predictive Maintenance | 91.25
1018842 | Windows Internal and External | C (Poor): Asset is operational but major repair or replacement will be needed. | Category 4 (Normal): No work required beyond normal maintenance. | 40 | 1998-04-04 | 26.0589 | 59.9706 | x | 4 | 3. Moderate | 12352 | Predictive Maintenance | 365
1018843 | Windows Internal and External | U (Unverified): Further investigation required. | Category U (Unverified Asset): Further investigation required to identify asset. | 40 | 2003-09-08 | 20.6297 | 55.6851 | x | 4 | 3. Moderate | 12352 | Predictive Maintenance | 28
1018844 | Windows Internal and External | U (Unverified): Further investigation required. | Category U (Unverified Asset): Further investigation required to identify asset. | 40 | 2002-07-31 | 21.7358 | 55.1321 | x | 4 | 3. Moderate | 12352 | Predictive Maintenance | 28
1018845 | Windows Internal and External | U (Unverified): Further investigation required. | Category U (Unverified Asset): Further investigation required to identify asset. | 40 | 1998-05-03 | 25.9795 | 53.0103 | x | 4 | 3. Moderate | 12352 | Predictive Maintenance | 28
1018850 | Windows Internal and External | A (Good): Asset is as new and can be expected to perform adequately to its full normal life if maintained appropriately. | Category 3 (Recommended): Minor work required to prevent a deterioration of the service provided by the asset. | 40 | 2004-05-13 | 19.9507 | 77.0246 | x | 4 | 3. Moderate | 12352 | Predictive Maintenance | 91.25
1018852 | Locks, handles, hinges Etc. | B (Average): Asset is sound, operationally safe and exhibits only minor deterioration. | Category 3 (Recommended): Minor work required to prevent a deterioration of the service provided by the asset. | 40 | 2001-11-09 | 22.4586 | 68.7707 | x | 4 | 3. Moderate | 11951 | Predictive Maintenance | 91.25
1018853 | Flues (All Combustible Fuels) | B (Average): Asset is sound, operationally safe and exhibits only minor deterioration. | Category 3 (Recommended): Minor work required to prevent a deterioration of the service provided by the asset. | 30 | 2016-11-27 | 7.4086 | 75.0609 | x | 4 | 4. Significant | 11951 | Predictive Maintenance | 91.25
1018854 | Flues (All Combustible Fuels) | B (Average): Asset is sound, operationally safe and exhibits only minor deterioration. | Category 3 (Recommended): Minor work required to prevent a deterioration of the service provided by the asset. | 40 | 2015-08-13 | 8.7009 | 75.6496 | x | 4 | 4. Significant | 11951 | Predictive Maintenance | 91.25
1018861 | Towel Rails, Mirrors, Toilet Roll Holders, Shelves, Pictures etc. | B (Average): Asset is sound, operationally safe and exhibits only minor deterioration. | Category 3 (Recommended): Minor work required to prevent a deterioration of the service provided by the asset. | 30 | 2006-09-25 | 17.5825 | 68.2783 | x | 4 | 2. Minor | 11951 | Predictive Maintenance | 182.5
1018862 | Towel Rails, Mirrors, Toilet Roll Holders, Shelves, Pictures etc. | B (Average): Asset is sound, operationally safe and exhibits only minor deterioration. | Category 3 (Recommended): Minor work required to prevent a deterioration of the service provided by the asset. | 30 | 2001-10-23 | 22.5051 | 64.9966 | x | 4 | 2. Minor | 11951 | Predictive Maintenance | 182.5
1018863 | Towel Rails, Mirrors, Toilet Roll Holders, Shelves, Pictures etc. | B (Average): Asset is sound, operationally safe and exhibits only minor deterioration. | Category 3 (Recommended): Minor work required to prevent a deterioration of the service provided by the asset. | 30 | 2003-11-30 | 20.4025 | 66.3984 | x | 4 | 2. Minor | 11951 | Predictive Maintenance | 182.5
1018864 | Towel Rails, Mirrors, Toilet Roll Holders, Shelves, Pictures etc. | B (Average): Asset is sound, operationally safe and exhibits only minor deterioration. | Category 3 (Recommended): Minor work required to prevent a deterioration of the service provided by the asset. | 30 | 2021-03-28 | 3.0773 | 77.9484 | x | 4 | 2. Minor | 11951 | Predictive Maintenance | 182.5
1018865 | Towel Rails, Mirrors, Toilet Roll Holders, Shelves, Pictures etc. | B (Average): Asset is sound, operationally safe and exhibits only minor deterioration. | Category 3 (Recommended): Minor work required to prevent a deterioration of the service provided by the asset. | 30 | 1997-09-09 | 26.6256 | 62.2496 | x | 4 | 2. Minor | 11951 | Predictive Maintenance | 182.5
1018866 | Towel Rails, Mirrors, Toilet Roll Holders, Shelves, Pictures etc. | B (Average): Asset is sound, operationally safe and exhibits only minor deterioration. | Category 3 (Recommended): Minor work required to prevent a deterioration of the service provided by the asset. | 30 | 2012-05-27 | 11.9124 | 72.0584 | x | 4 | 2. Minor | 11951 | Predictive Maintenance | 182.5
1018867 | Towel Rails, Mirrors, Toilet Roll Holders, Shelves, Pictures etc. | B (Average): Asset is sound, operationally safe and exhibits only minor deterioration. | Category 3 (Recommended): Minor work required to prevent a deterioration of the service provided by the asset. | 30 | 1995-04-20 | 29.0157 | 60.6562 | x | 4 | 2. Minor | 11951 | Predictive Maintenance | 182.5
1018868 | Towel Rails, Mirrors, Toilet Roll Holders, Shelves, Pictures etc. | B (Average): Asset is sound, operationally safe and exhibits only minor deterioration. | Category 3 (Recommended): Minor work required to prevent a deterioration of the service provided by the asset. | 30 | 2011-10-20 | 12.5147 | 71.6569 | x | 4 | 2. Minor | 11951 | Predictive Maintenance | 182.5
1018869 | Towel Rails, Mirrors, Toilet Roll Holders, Shelves, Pictures etc. | B (Average): Asset is sound, operationally safe and exhibits only minor deterioration. | Category 3 (Recommended): Minor work required to prevent a deterioration of the service provided by the asset. | 30 | 2004-02-02 | 20.2272 | 66.5152 | x | 4 | 2. Minor | 11951 | Predictive Maintenance | 182.5
1018870 | Towel Rails, Mirrors, Toilet Roll Holders, Shelves, Pictures etc. | B (Average): Asset is sound, operationally safe and exhibits only minor deterioration. | Category 3 (Recommended): Minor work required to prevent a deterioration of the service provided by the asset. | 30 | 1998-05-02 | 25.9822 | 62.6785 | x | 4 | 2. Minor | 11951 | Predictive Maintenance | 182.5
1018871 | Towel Rails, Mirrors, Toilet Roll Holders, Shelves, Pictures etc. | B (Average): Asset is sound, operationally safe and exhibits only minor deterioration. | Category 3 (Recommended): Minor work required to prevent a deterioration of the service provided by the asset. | 30 | 2006-04-29 | 17.9904 | 68.0064 | x | 4 | 2. Minor | 11951 | Predictive Maintenance | 182.5
1018872 | Towel Rails, Mirrors, Toilet Roll Holders, Shelves, Pictures etc. | B (Average): Asset is sound, operationally safe and exhibits only minor deterioration. | Category 3 (Recommended): Minor work required to prevent a deterioration of the service provided by the asset. | 30 | 2017-11-08 | 6.4613 | 75.6924 | x | 4 | 2. Minor | 11951 | Predictive Maintenance | 182.5
1018873 | Towel Rails, Mirrors, Toilet Roll Holders, Shelves, Pictures etc. | B (Average): Asset is sound, operationally safe and exhibits only minor deterioration. | Category 3 (Recommended): Minor work required to prevent a deterioration of the service provided by the asset. | 30 | 2021-03-20 | 3.0992 | 77.9338 | x | 4 | 2. Minor | 11951 | Predictive Maintenance | 182.5
1018874 | Towel Rails, Mirrors, Toilet Roll Holders, Shelves, Pictures etc. | B (Average): Asset is sound, operationally safe and exhibits only minor deterioration. | Category 3 (Recommended): Minor work required to prevent a deterioration of the service provided by the asset. | 30 | 1996-10-04 | 27.5565 | 61.629 | x | 4 | 2. Minor | 11951 | Predictive Maintenance | 182.5
1018875 | Towel Rails, Mirrors, Toilet Roll Holders, Shelves, Pictures etc. | B (Average): Asset is sound, operationally safe and exhibits only minor deterioration. | Category 3 (Recommended): Minor work required to prevent a deterioration of the service provided by the asset. | 30 | 1996-12-25 | 27.332 | 61.7787 | x | 4 | 2. Minor | 11951 | Predictive Maintenance | 182.5
1018878 | Software Functions | B (Average): Asset is sound, operationally safe and exhibits only minor deterioration. | Category 3 (Recommended): Minor work required to prevent a deterioration of the service provided by the asset. | 5 | 2023-12-16 | 0.35866 | 78.5654 | x | 4 | 4. Significant | 11951 | Predictive Maintenance | 91.25
1018879 | Building Inspections | B (Average): Asset is sound, operationally safe and exhibits only minor deterioration. | Category 3 (Recommended): Minor work required to prevent a deterioration of the service provided by the asset. | 20 | 2013-07-20 | 10.7652 | 69.2348 | x | 4 | 2. Minor | 11951 | Predictive Maintenance | 182.5
1018883 | Catering Equipment | A (Good): Asset is as new and can be expected to perform adequately to its full normal life if maintained appropriately. | Category 3 (Recommended): Minor work required to prevent a deterioration of the service provided by the asset. | 15 | 2021-12-22 | 2.3409 | 83.8789 | x | 4 | 2. Minor | 11951 | Predictive Maintenance | 182.5
1018884 | Catering Equipment | A (Good): Asset is as new and can be expected to perform adequately to its full normal life if maintained appropriately. | Category 3 (Recommended): Minor work required to prevent a deterioration of the service provided by the asset. | 15 | 2019-07-26 | 4.7502 | 80.6664 | x | 4 | 2. Minor | 11951 | Predictive Maintenance | 182.5
1018885 | Catering Equipment | A (Good): Asset is as new and can be expected to perform adequately to its full normal life if maintained appropriately. | Category 4 (Normal): No work required beyond normal maintenance. | 15 | 2017-08-30 | 6.653 | 85.1294 | x | 4 | 2. Minor | 11951 | Predictive Maintenance | 365
1018902 | External Lighting including Illuminated Signs | B (Average): Asset is sound, operationally safe and exhibits only minor deterioration. | Category 3 (Recommended): Minor work required to prevent a deterioration of the service provided by the asset. | 15 | 2019-06-22 | 4.8433 | 73.5423 | x | 4 | 4. Significant | 11951 | Predictive Maintenance | 91.25
1018903 | External Lighting including Illuminated Signs | B (Average): Asset is sound, operationally safe and exhibits only minor deterioration. | Category 3 (Recommended): Minor work required to prevent a deterioration of the service provided by the asset. | 15 | 2011-07-27 | 12.7474 | 63.0034 | x | 4 | 4. Significant | 11951 | Predictive Maintenance | 91.25
1018904 | External Lighting including Illuminated Signs | B (Average): Asset is sound, operationally safe and exhibits only minor deterioration. | Category 3 (Recommended): Minor work required to prevent a deterioration of the service provided by the asset. | 15 | 2023-08-16 | 0.69268 | 79.0764 | x | 4 | 4. Significant | 11951 | Predictive Maintenance | 91.25
1018922 | Fittings, Furnishings and Equipment | B (Average): Asset is sound, operationally safe and exhibits only minor deterioration. | Category 3 (Recommended): Minor work required to prevent a deterioration of the service provided by the asset. | 5 | 2021-11-16 | 2.4394 | 70.2423 | x | 4 | 2. Minor | 11951 | Predictive Maintenance | 182.5
1018923 | Fittings, Furnishings and Equipment | B (Average): Asset is sound, operationally safe and exhibits only minor deterioration. | Category 3 (Recommended): Minor work required to prevent a deterioration of the service provided by the asset. | 5 | 2023-07-01 | 0.81862 | 76.7255 | x | 4 | 2. Minor | 11951 | Predictive Maintenance | 182.5
1018924 | Fittings, Furnishings and Equipment | B (Average): Asset is sound, operationally safe and exhibits only minor deterioration. | Category 3 (Recommended): Minor work required to prevent a deterioration of the service provided by the asset. | 5 | 2020-08-04 | 3.7235 | 65.1061 | x | 4 | 2. Minor | 11951 | Predictive Maintenance | 182.5
1018925 | Fittings, Furnishings and Equipment | B (Average): Asset is sound, operationally safe and exhibits only minor deterioration. | Category 3 (Recommended): Minor work required to prevent a deterioration of the service provided by the asset. | 5 | 2022-02-19 | 2.1793 | 71.2827 | x | 4 | 2. Minor | 11951 | Predictive Maintenance | 182.5
1018926 | Fittings, Furnishings and Equipment | B (Average): Asset is sound, operationally safe and exhibits only minor deterioration. | Category 3 (Recommended): Minor work required to prevent a deterioration of the service provided by the asset. | 5 | 2021-06-27 | 2.8282 | 68.6872 | x | 4 | 2. Minor | 11951 | Predictive Maintenance | 182.5
1018927 | Fittings, Furnishings and Equipment | B (Average): Asset is sound, operationally safe and exhibits only minor deterioration. | Category 3 (Recommended): Minor work required to prevent a deterioration of the service provided by the asset. | 5 | 2023-12-06 | 0.38604 | 78.4559 | x | 4 | 2. Minor | 11951 | Predictive Maintenance | 182.5
1018928 | Fittings, Furnishings and Equipment | B (Average): Asset is sound, operationally safe and exhibits only minor deterioration. | Category 3 (Recommended): Minor work required to prevent a deterioration of the service provided by the asset. | 5 | 2022-05-09 | 1.963 | 72.1478 | x | 4 | 2. Minor | 11951 | Predictive Maintenance | 182.5
1018929 | Fittings, Furnishings and Equipment | B (Average): Asset is sound, operationally safe and exhibits only minor deterioration. | Category 3 (Recommended): Minor work required to prevent a deterioration of the service provided by the asset. | 5 | 2021-08-29 | 2.6557 | 69.3771 | x | 4 | 2. Minor | 11951 | Predictive Maintenance | 182.5
1018930 | Fittings, Furnishings and Equipment | B (Average): Asset is sound, operationally safe and exhibits only minor deterioration. | Category 3 (Recommended): Minor work required to prevent a deterioration of the service provided by the asset. | 5 | 2023-09-25 | 0.58316 | 77.6674 | x | 4 | 2. Minor | 11951 | Predictive Maintenance | 182.5
1018931 | Fittings, Furnishings and Equipment | B (Average): Asset is sound, operationally safe and exhibits only minor deterioration. | Category 3 (Recommended): Minor work required to prevent a deterioration of the service provided by the asset. | 5 | 2021-11-19 | 2.4312 | 70.2752 | x | 4 | 2. Minor | 11951 | Predictive Maintenance | 182.5
1018932 | Fittings, Furnishings and Equipment | B (Average): Asset is sound, operationally safe and exhibits only minor deterioration. | Category 3 (Recommended): Minor work required to prevent a deterioration of the service provided by the asset. | 5 | 2022-11-11 | 1.4538 | 74.1848 | x | 4 | 2. Minor | 11951 | Predictive Maintenance | 182.5
1018933 | Fittings, Furnishings and Equipment | B (Average): Asset is sound, operationally safe and exhibits only minor deterioration. | Category 3 (Recommended): Minor work required to prevent a deterioration of the service provided by the asset. | 5 | 2022-03-04 | 2.1437 | 71.4251 | x | 4 | 2. Minor | 11951 | Predictive Maintenance | 182.5
1018934 | Fittings, Furnishings and Equipment | B (Average): Asset is sound, operationally safe and exhibits only minor deterioration. | Category 3 (Recommended): Minor work required to prevent a deterioration of the service provided by the asset. | 5 | 2020-05-14 | 3.948 | 64.2081 | x | 4 | 2. Minor | 11951 | Predictive Maintenance | 182.5
1018935 | Fittings, Furnishings and Equipment | B (Average): Asset is sound, operationally safe and exhibits only minor deterioration. | Category 3 (Recommended): Minor work required to prevent a deterioration of the service provided by the asset. | 5 | 2023-11-04 | 0.47365 | 78.1054 | x | 4 | 2. Minor | 11951 | Predictive Maintenance | 182.5
1018936 | Fittings, Furnishings and Equipment | B (Average): Asset is sound, operationally safe and exhibits only minor deterioration. | Category 3 (Recommended): Minor work required to prevent a deterioration of the service provided by the asset. | 5 | 2023-05-11 | 0.95825 | 76.167 | x | 4 | 2. Minor | 11951 | Predictive Maintenance | 182.5
1018937 | Fittings, Furnishings and Equipment | B (Average): Asset is sound, operationally safe and exhibits only minor deterioration. | Category 3 (Recommended): Minor work required to prevent a deterioration of the service provided by the asset. | 5 | 2023-05-20 | 0.93361 | 76.2656 | x | 4 | 2. Minor | 11951 | Predictive Maintenance | 182.5
1018938 | Fittings, Furnishings and Equipment | B (Average): Asset is sound, operationally safe and exhibits only minor deterioration. | Category 3 (Recommended): Minor work required to prevent a deterioration of the service provided by the asset. | 5 | 2020-07-08 | 3.7974 | 64.8104 | x | 4 | 2. Minor | 11951 | Predictive Maintenance | 182.5
1018939 | Fittings, Furnishings and Equipment | B (Average): Asset is sound, operationally safe and exhibits only minor deterioration. | Category 3 (Recommended): Minor work required to prevent a deterioration of the service provided by the asset. | 5 | 2022-11-14 | 1.4456 | 74.2177 | x | 4 | 2. Minor | 11951 | Predictive Maintenance | 182.5
1018940 | Fittings, Furnishings and Equipment | B (Average): Asset is sound, operationally safe and exhibits only minor deterioration. | Category 3 (Recommended): Minor work required to prevent a deterioration of the service provided by the asset. | 5 | 2020-02-09 | 4.2081 | 63.1677 | x | 4 | 2. Minor | 11951 | Predictive Maintenance | 182.5
1018941 | Fittings, Furnishings and Equipment | B (Average): Asset is sound, operationally safe and exhibits only minor deterioration. | Category 3 (Recommended): Minor work required to prevent a deterioration of the service provided by the asset. | 5 | 2021-09-14 | 2.6119 | 69.5524 | x | 4 | 2. Minor | 11951 | Predictive Maintenance | 182.5
1018942 | Fittings, Furnishings and Equipment | B (Average): Asset is sound, operationally safe and exhibits only minor deterioration. | Category 3 (Recommended): Minor work required to prevent a deterioration of the service provided by the asset. | 5 | 2020-12-09 | 3.3758 | 66.4969 | x | 4 | 2. Minor | 11951 | Predictive Maintenance | 182.5
1018943 | Fittings, Furnishings and Equipment | B (Average): Asset is sound, operationally safe and exhibits only minor deterioration. | Category 3 (Recommended): Minor work required to prevent a deterioration of the service provided by the asset. | 5 | 2023-06-30 | 0.82136 | 76.7146 | x | 4 | 2. Minor | 11951 | Predictive Maintenance | 182.5
1018944 | Fittings, Furnishings and Equipment | B (Average): Asset is sound, operationally safe and exhibits only minor deterioration. | Category 3 (Recommended): Minor work required to prevent a deterioration of the service provided by the asset. | 5 | 2023-08-14 | 0.69815 | 77.2074 | x | 4 | 2. Minor | 11951 | Predictive Maintenance | 182.5
1018945 | Fittings, Furnishings and Equipment | B (Average): Asset is sound, operationally safe and exhibits only minor deterioration. | Category 3 (Recommended): Minor work required to prevent a deterioration of the service provided by the asset. | 5 | 2023-09-02 | 0.64613 | 77.4155 | x | 4 | 2. Minor | 11951 | Predictive Maintenance | 182.5
1018946 | Fittings, Furnishings and Equipment | B (Average): Asset is sound, operationally safe and exhibits only minor deterioration. | Category 3 (Recommended): Minor work required to prevent a deterioration of the service provided by the asset. | 5 | 2021-06-23 | 2.8392 | 68.6434 | x | 4 | 2. Minor | 11951 | Predictive Maintenance | 182.5
1018947 | Fittings, Furnishings and Equipment | B (Average): Asset is sound, operationally safe and exhibits only minor deterioration. | Category 3 (Recommended): Minor work required to prevent a deterioration of the service provided by the asset. | 5 | 2022-07-29 | 1.7413 | 73.0349 | x | 4 | 2. Minor | 11951 | Predictive Maintenance | 182.5
1018948 | Fittings, Furnishings and Equipment | B (Average): Asset is sound, operationally safe and exhibits only minor deterioration. | Category 3 (Recommended): Minor work required to prevent a deterioration of the service provided by the asset. | 5 | 2020-10-27 | 3.4935 | 66.026 | x | 4 | 2. Minor | 11951 | Predictive Maintenance | 182.5
1018949 | Floors and Floor Finishes | B (Average): Asset is sound, operationally safe and exhibits only minor deterioration. | Category 3 (Recommended): Minor work required to prevent a deterioration of the service provided by the asset. | 30 | 1996-06-09 | 27.8768 | 61.4155 | x | 4 | 1. Negligible | 11951 | Predictive Maintenance | 182.5
1018950 | Floors and Floor Finishes | B (Average): Asset is sound, operationally safe and exhibits only minor deterioration. | Category 3 (Recommended): Minor work required to prevent a deterioration of the service provided by the asset. | 30 | 2008-09-28 | 15.5729 | 69.6181 | x | 4 | 1. Negligible | 11951 | Predictive Maintenance | 182.5
1018951 | Floors and Floor Finishes | B (Average): Asset is sound, operationally safe and exhibits only minor deterioration. | Category 3 (Recommended): Minor work required to prevent a deterioration of the service provided by the asset. | 30 | 2007-09-17 | 16.6051 | 68.93 | x | 4 | 1. Negligible | 11951 | Predictive Maintenance | 182.5
1018953 | Lighting Fittings including Luminaires General | B (Average): Asset is sound, operationally safe and exhibits only minor deterioration. | Category 3 (Recommended): Minor work required to prevent a deterioration of the service provided by the asset. | 20 | 2021-06-01 | 2.8994 | 77.1006 | x | 4 | 3. Moderate | 11951 | Predictive Maintenance | 91.25
1018954 | Lighting Fittings including Luminaires General | B (Average): Asset is sound, operationally safe and exhibits only minor deterioration. | Category 3 (Recommended): Minor work required to prevent a deterioration of the service provided by the asset. | 20 | 2011-11-17 | 12.4381 | 67.5619 | x | 4 | 3. Moderate | 11951 | Predictive Maintenance | 91.25
1018955 | Lighting Fittings including Luminaires General | B (Average): Asset is sound, operationally safe and exhibits only minor deterioration. | Category 3 (Recommended): Minor work required to prevent a deterioration of the service provided by the asset. | 20 | 2019-11-02 | 4.4791 | 75.5209 | x | 4 | 3. Moderate | 11951 | Predictive Maintenance | 91.25
1018956 | Lighting Fittings including Luminaires General | B (Average): Asset is sound, operationally safe and exhibits only minor deterioration. | Category 3 (Recommended): Minor work required to prevent a deterioration of the service provided by the asset. | 20 | 2020-05-07 | 3.9671 | 76.0329 | x | 4 | 3. Moderate | 11951 | Predictive Maintenance | 91.25
1018957 | Lighting Fittings including Luminaires General | B (Average): Asset is sound, operationally safe and exhibits only minor deterioration. | Category 3 (Recommended): Minor work required to prevent a deterioration of the service provided by the asset. | 20 | 2004-09-01 | 19.6468 | 60.3532 | x | 4 | 3. Moderate | 11951 | Predictive Maintenance | 91.25
1018958 | Lighting Fittings including Luminaires General | B (Average): Asset is sound, operationally safe and exhibits only minor deterioration. | Category 3 (Recommended): Minor work required to prevent a deterioration of the service provided by the asset. | 20 | 2009-11-25 | 14.4148 | 65.5852 | x | 4 | 3. Moderate | 11951 | Predictive Maintenance | 91.25
1018959 | Lighting Fittings including Luminaires General | B (Average): Asset is sound, operationally safe and exhibits only minor deterioration. | Category 3 (Recommended): Minor work required to prevent a deterioration of the service provided by the asset. | 20 | 2006-12-12 | 17.3689 | 62.6311 | x | 4 | 3. Moderate | 11951 | Predictive Maintenance | 91.25
1018960 | Lighting Fittings including Luminaires General | B (Average): Asset is sound, operationally safe and exhibits only minor deterioration. | Category 3 (Recommended): Minor work required to prevent a deterioration of the service provided by the asset. | 20 | 2016-12-06 | 7.384 | 72.616 | x | 4 | 3. Moderate | 11951 | Predictive Maintenance | 91.25
1018961 | Lighting Fittings including Luminaires General | B (Average): Asset is sound, operationally safe and exhibits only minor deterioration. | Category 3 (Recommended): Minor work required to prevent a deterioration of the service provided by the asset. | 20 | 2005-07-24 | 18.7543 | 61.2457 | x | 4 | 3. Moderate | 11951 | Predictive Maintenance | 91.25
1018962 | Lighting Fittings including Luminaires General | B (Average): Asset is sound, operationally safe and exhibits only minor deterioration. | Category 3 (Recommended): Minor work required to prevent a deterioration of the service provided by the asset. | 20 | 2012-02-03 | 12.2245 | 67.7755 | x | 4 | 3. Moderate | 11951 | Predictive Maintenance | 91.25
1018963 | Lighting Fittings including Luminaires General | B (Average): Asset is sound, operationally safe and exhibits only minor deterioration. | Category 3 (Recommended): Minor work required to prevent a deterioration of the service provided by the asset. | 20 | 2019-12-14 | 4.3641 | 75.6359 | x | 4 | 3. Moderate | 11951 | Predictive Maintenance | 91.25
1018964 | Lighting Fittings including Luminaires General | B (Average): Asset is sound, operationally safe and exhibits only minor deterioration. | Category 3 (Recommended): Minor work required to prevent a deterioration of the service provided by the asset. | 20 | 2022-03-28 | 2.078 | 77.922 | x | 4 | 3. Moderate | 11951 | Predictive Maintenance | 91.25
1018965 | Lighting Fittings including Luminaires General | B (Average): Asset is sound, operationally safe and exhibits only minor deterioration. | Category 3 (Recommended): Minor work required to prevent a deterioration of the service provided by the asset. | 20 | 2020-04-07 | 4.0493 | 75.9507 | x | 4 | 3. Moderate | 11951 | Predictive Maintenance | 91.25
1018966 | Lighting Fittings including Luminaires General | B (Average): Asset is sound, operationally safe and exhibits only minor deterioration. | Category 3 (Recommended): Minor work required to prevent a deterioration of the service provided by the asset. | 20 | 2011-05-11 | 12.9582 | 67.0418 | x | 4 | 3. Moderate | 11951 | Predictive Maintenance | 91.25
1018967 | Lighting Fittings including Luminaires General | B (Average): Asset is sound, operationally safe and exhibits only minor deterioration. | Category 3 (Recommended): Minor work required to prevent a deterioration of the service provided by the asset. | 20 | 2022-07-03 | 1.8125 | 78.1875 | x | 4 | 3. Moderate | 11951 | Predictive Maintenance | 91.25
1018968 | Lighting Fittings including Luminaires General | B (Average): Asset is sound, operationally safe and exhibits only minor deterioration. | Category 3 (Recommended): Minor work required to prevent a deterioration of the service provided by the asset. | 20 | 2004-03-19 | 20.1013 | 59.8987 | x | 4 | 3. Moderate | 11951 | Predictive Maintenance | 91.25
1018969 | Lighting Fittings including Luminaires General | B (Average): Asset is sound, operationally safe and exhibits only minor deterioration. | Category 3 (Recommended): Minor work required to prevent a deterioration of the service provided by the asset. | 20 | 2012-11-26 | 11.4114 | 68.5886 | x | 4 | 3. Moderate | 11951 | Predictive Maintenance | 91.25
1018970 | Lighting Fittings including Luminaires General | B (Average): Asset is sound, operationally safe and exhibits only minor deterioration. | Category 3 (Recommended): Minor work required to prevent a deterioration of the service provided by the asset. | 20 | 2017-01-23 | 7.2526 | 72.7474 | x | 4 | 3. Moderate | 11951 | Predictive Maintenance | 91.25
1018971 | Lighting Fittings including Luminaires General | B (Average): Asset is sound, operationally safe and exhibits only minor deterioration. | Category 3 (Recommended): Minor work required to prevent a deterioration of the service provided by the asset. | 20 | 2021-02-16 | 3.1869 | 76.8131 | x | 4 | 3. Moderate | 11951 | Predictive Maintenance | 91.25
1018972 | Lighting Fittings including Luminaires General | B (Average): Asset is sound, operationally safe and exhibits only minor deterioration. | Category 3 (Recommended): Minor work required to prevent a deterioration of the service provided by the asset. | 20 | 2006-03-07 | 18.1355 | 61.8645 | x | 4 | 3. Moderate | 11951 | Predictive Maintenance | 91.25
1018973 | Lighting Fittings including Luminaires General | B (Average): Asset is sound, operationally safe and exhibits only minor deterioration. | Category 3 (Recommended): Minor work required to prevent a deterioration of the service provided by the asset. | 20 | 2010-02-20 | 14.1766 | 65.8234 | x | 4 | 3. Moderate | 11951 | Predictive Maintenance | 91.25
1018974 | Lighting Fittings including Luminaires General | B (Average): Asset is sound, operationally safe and exhibits only minor deterioration. | Category 3 (Recommended): Minor work required to prevent a deterioration of the service provided by the asset. | 20 | 2017-10-25 | 6.4997 | 73.5003 | x | 4 | 3. Moderate | 11951 | Predictive Maintenance | 91.25
1018975 | Lighting Fittings including Luminaires General | B (Average): Asset is sound, operationally safe and exhibits only minor deterioration. | Category 3 (Recommended): Minor work required to prevent a deterioration of the service provided by the asset. | 20 | 2008-10-20 | 15.5127 | 64.4873 | x | 4 | 3. Moderate | 11951 | Predictive Maintenance | 91.25
1018976 | Lighting Fittings including Luminaires General | B (Average): Asset is sound, operationally safe and exhibits only minor deterioration. | Category 3 (Recommended): Minor work required to prevent a deterioration of the service provided by the asset. | 20 | 2005-08-25 | 18.6667 | 61.3333 | x | 4 | 3. Moderate | 11951 | Predictive Maintenance | 91.25
1018977 | Lighting Fittings including Luminaires General | B (Average): Asset is sound, operationally safe and exhibits only minor deterioration. | Category 3 (Recommended): Minor work required to prevent a deterioration of the service provided by the asset. | 20 | 2017-01-02 | 7.3101 | 72.6899 | x | 4 | 3. Moderate | 11951 | Predictive Maintenance | 91.25
1018978 | Lighting Fittings including Luminaires General | B (Average): Asset is sound, operationally safe and exhibits only minor deterioration. | Category 3 (Recommended): Minor work required to prevent a deterioration of the service provided by the asset. | 20 | 2018-02-11 | 6.2012 | 73.7988 | x | 4 | 3. Moderate | 11951 | Predictive Maintenance | 91.25
1018979 | Lighting Fittings including Luminaires General | B (Average): Asset is sound, operationally safe and exhibits only minor deterioration. | Category 3 (Recommended): Minor work required to prevent a deterioration of the service provided by the asset. | 20 | 2018-11-08 | 5.462 | 74.538 | x | 4 | 3. Moderate | 11951 | Predictive Maintenance | 91.25
1018980 | Lighting Fittings including Luminaires General | B (Average): Asset is sound, operationally safe and exhibits only minor deterioration. | Category 3 (Recommended): Minor work required to prevent a deterioration of the service provided by the asset. | 20 | 2015-04-28 | 8.9938 | 71.0062 | x | 4 | 3. Moderate | 11951 | Predictive Maintenance | 91.25
1018981 | Lighting Fittings including Luminaires General | B (Average): Asset is sound, operationally safe and exhibits only minor deterioration. | Category 3 (Recommended): Minor work required to prevent a deterioration of the service provided by the asset. | 20 | 2007-01-28 | 17.2402 | 62.7598 | x | 4 | 3. Moderate | 11951 | Predictive Maintenance | 91.25
1018982 | Lighting Fittings including Luminaires General | B (Average): Asset is sound, operationally safe and exhibits only minor deterioration. | Category 3 (Recommended): Minor work required to prevent a deterioration of the service provided by the asset. | 20 | 2023-03-13 | 1.1198 | 78.8802 | x | 4 | 3. Moderate | 11951 | Predictive Maintenance | 91.25
1018983 | Lighting Fittings including Luminaires General | B (Average): Asset is sound, operationally safe and exhibits only minor deterioration. | Category 3 (Recommended): Minor work required to prevent a deterioration of the service provided by the asset. | 20 | 2018-01-25 | 6.2478 | 73.7522 | x | 4 | 3. Moderate | 11951 | Predictive Maintenance | 91.25
1018984 | Lighting Fittings including Luminaires General | B (Average): Asset is sound, operationally safe and exhibits only minor deterioration. | Category 3 (Recommended): Minor work required to prevent a deterioration of the service provided by the asset. | 20 | 2004-03-05 | 20.1396 | 59.8604 | x | 4 | 3. Moderate | 11951 | Predictive Maintenance | 91.25
1018985 | Lighting Fittings including Luminaires General | B (Average): Asset is sound, operationally safe and exhibits only minor deterioration. | Category 3 (Recommended): Minor work required to prevent a deterioration of the service provided by the asset. | 20 | 2004-12-10 | 19.373 | 60.627 | x | 4 | 3. Moderate | 11951 | Predictive Maintenance | 91.25
1018986 | Lighting Fittings including Luminaires General | B (Average): Asset is sound, operationally safe and exhibits only minor deterioration. | Category 3 (Recommended): Minor work required to prevent a deterioration of the service provided by the asset. | 20 | 2010-04-29 | 13.9904 | 66.0096 | x | 4 | 3. Moderate | 11951 | Predictive Maintenance | 91.25
1018987 | Lighting Fittings including Luminaires General | B (Average): Asset is sound, operationally safe and exhibits only minor deterioration. | Category 3 (Recommended): Minor work required to prevent a deterioration of the service provided by the asset. | 20 | 2014-07-29 | 9.7413 | 70.2587 | x | 4 | 3. Moderate | 11951 | Predictive Maintenance | 91.25
1018988 | Lighting Fittings including Luminaires General | B (Average): Asset is sound, operationally safe and exhibits only minor deterioration. | Category 3 (Recommended): Minor work required to prevent a deterioration of the service provided by the asset. | 20 | 2009-06-26 | 14.8309 | 65.1691 | x | 4 | 3. Moderate | 11951 | Predictive Maintenance | 91.25
1018989 | Lighting Fittings including Luminaires General | B (Average): Asset is sound, operationally safe and exhibits only minor deterioration. | Category 3 (Recommended): Minor work required to prevent a deterioration of the service provided by the asset. | 20 | 2007-12-20 | 16.3477 | 63.6523 | x | 4 | 3. Moderate | 11951 | Predictive Maintenance | 91.25
1018990 | Lighting Fittings including Luminaires General | B (Average): Asset is sound, operationally safe and exhibits only minor deterioration. | Category 3 (Recommended): Minor work required to prevent a deterioration of the service provided by the asset. | 20 | 2023-09-17 | 0.60507 | 79.3949 | x | 4 | 3. Moderate | 11951 | Predictive Maintenance | 91.25
1018991 | Lighting Fittings including Luminaires General | B (Average): Asset is sound, operationally safe and exhibits only minor deterioration. | Category 3 (Recommended): Minor work required to prevent a deterioration of the service provided by the asset. | 20 | 2008-01-20 | 16.2628 | 63.7372 | x | 4 | 3. Moderate | 11951 | Predictive Maintenance | 91.25
1018992 | Lighting Fittings including Luminaires General | B (Average): Asset is sound, operationally safe and exhibits only minor deterioration. | Category 3 (Recommended): Minor work required to prevent a deterioration of the service provided by the asset. | 20 | 2010-03-15 | 14.1136 | 65.8864 | x | 4 | 3. Moderate | 11951 | Predictive Maintenance | 91.25
1018993 | Lighting Fittings including Luminaires General | B (Average): Asset is sound, operationally safe and exhibits only minor deterioration. | Category 3 (Recommended): Minor work required to prevent a deterioration of the service provided by the asset. | 20 | 2008-08-19 | 15.6824 | 64.3176 | x | 4 | 3. Moderate | 11951 | Predictive Maintenance | 91.25
1018994 | Lighting Fittings including Luminaires General | B (Average): Asset is sound, operationally safe and exhibits only minor deterioration. | Category 3 (Recommended): Minor work required to prevent a deterioration of the service provided by the asset. | 20 | 2004-06-30 | 19.8193 | 60.1807 | x | 4 | 3. Moderate | 11951 | Predictive Maintenance | 91.25
1018995 | Lighting Fittings including Luminaires General | B (Average): Asset is sound, operationally safe and exhibits only minor deterioration. | Category 3 (Recommended): Minor work required to prevent a deterioration of the service provided by the asset. | 20 | 2005-10-02 | 18.5626 | 61.4374 | x | 4 | 3. Moderate | 11951 | Predictive Maintenance | 91.25
1018996 | Lighting Fittings including Luminaires General | B (Average): Asset is sound, operationally safe and exhibits only minor deterioration. | Category 3 (Recommended): Minor work required to prevent a deterioration of the service provided by the asset. | 20 | 2007-10-24 | 16.5038 | 63.4962 | x | 4 | 3. Moderate | 11951 | Predictive Maintenance | 91.25
1018997 | Lighting Fittings including Luminaires General | B (Average): Asset is sound, operationally safe and exhibits only minor deterioration. | Category 3 (Recommended): Minor work required to prevent a deterioration of the service provided by the asset. | 20 | 2019-12-03 | 4.3943 | 75.6057 | x | 4 | 3. Moderate | 11951 | Predictive Maintenance | 91.25
1018998 | Lighting Fittings including Luminaires General | B (Average): Asset is sound, operationally safe and exhibits only minor deterioration. | Category 3 (Recommended): Minor work required to prevent a deterioration of the service provided by the asset. | 20 | 2012-06-08 | 11.8795 | 68.1205 | x | 4 | 3. Moderate | 11951 | Predictive Maintenance | 91.25
1018999 | Lighting Fittings including Luminaires General | B (Average): Asset is sound, operationally safe and exhibits only minor deterioration. | Category 3 (Recommended): Minor work required to prevent a deterioration of the service provided by the asset. | 20 | 2004-06-12 | 19.8686 | 60.1314 | x | 4 | 3. Moderate | 11951 | Predictive Maintenance | 91.25
1019000 | Lighting Fittings including Luminaires General | B (Average): Asset is sound, operationally safe and exhibits only minor deterioration. | Category 3 (Recommended): Minor work required to prevent a deterioration of the service provided by the asset. | 20 | 2014-07-27 | 9.7467 | 70.2533 | x | 4 | 3. Moderate | 11951 | Predictive Maintenance | 91.25
1019001 | Lighting Fittings including Luminaires General | B (Average): Asset is sound, operationally safe and exhibits only minor deterioration. | Category 3 (Recommended): Minor work required to prevent a deterioration of the service provided by the asset. | 20 | 2006-09-02 | 17.6454 | 62.3546 | x | 4 | 3. Moderate | 11951 | Predictive Maintenance | 91.25
1019002 | Lighting Fittings including Luminaires General | B (Average): Asset is sound, operationally safe and exhibits only minor deterioration. | Category 3 (Recommended): Minor work required to prevent a deterioration of the service provided by the asset. | 20 | 2021-06-24 | 2.8364 | 77.1636 | x | 4 | 3. Moderate | 11951 | Predictive Maintenance | 91.25
1019003 | Lighting Fittings including Luminaires General | B (Average): Asset is sound, operationally safe and exhibits only minor deterioration. | Category 3 (Recommended): Minor work required to prevent a deterioration of the service provided by the asset. | 20 | 2014-05-19 | 9.9357 | 70.0643 | x | 4 | 3. Moderate | 11951 | Predictive Maintenance | 91.25
1019004 | Lighting Fittings including Luminaires General | B (Average): Asset is sound, operationally safe and exhibits only minor deterioration. | Category 3 (Recommended): Minor work required to prevent a deterioration of the service provided by the asset. | 20 | 2021-06-29 | 2.8227 | 77.1773 | x | 4 | 3. Moderate | 11951 | Predictive Maintenance | 91.25
1019005 | Lighting Fittings including Luminaires General | B (Average): Asset is sound, operationally safe and exhibits only minor deterioration. | Category 3 (Recommended): Minor work required to prevent a deterioration of the service provided by the asset. | 20 | 2004-10-08 | 19.5455 | 60.4545 | x | 4 | 3. Moderate | 11951 | Predictive Maintenance | 91.25
1019006 | Lighting Fittings including Luminaires General | B (Average): Asset is sound, operationally safe and exhibits only minor deterioration. | Category 3 (Recommended): Minor work required to prevent a deterioration of the service provided by the asset. | 20 | 2014-08-15 | 9.6947 | 70.3053 | x | 4 | 3. Moderate | 11951 | Predictive Maintenance | 91.25
1019007 | Lighting Fittings including Luminaires General | B (Average): Asset is sound, operationally safe and exhibits only minor deterioration. | Category 3 (Recommended): Minor work required to prevent a deterioration of the service provided by the asset. | 20 | 2014-09-01 | 9.6482 | 70.3518 | x | 4 | 3. Moderate | 11951 | Predictive Maintenance | 91.25
1019008 | Lighting Fittings including Luminaires General | B (Average): Asset is sound, operationally safe and exhibits only minor deterioration. | Category 3 (Recommended): Minor work required to prevent a deterioration of the service provided by the asset. | 20 | 2022-12-30 | 1.3196 | 78.6804 | x | 4 | 3. Moderate | 11951 | Predictive Maintenance | 91.25
1019009 | Lighting Fittings including Luminaires General | B (Average): Asset is sound, operationally safe and exhibits only minor deterioration. | Category 3 (Recommended): Minor work required to prevent a deterioration of the service provided by the asset. | 20 | 2007-06-08 | 16.8816 | 63.1184 | x | 4 | 3. Moderate | 11951 | Predictive Maintenance | 91.25
1019010 | Lighting Fittings including Luminaires General | B (Average): Asset is sound, operationally safe and exhibits only minor deterioration. | Category 3 (Recommended): Minor work required to prevent a deterioration of the service provided by the asset. | 20 | 2006-12-12 | 17.3689 | 62.6311 | x | 4 | 3. Moderate | 11951 | Predictive Maintenance | 91.25
1019011 | Lighting Fittings including Luminaires General | B (Average): Asset is sound, operationally safe and exhibits only minor deterioration. | Category 3 (Recommended): Minor work required to prevent a deterioration of the service provided by the asset. | 20 | 2022-10-20 | 1.514 | 78.486 | x | 4 | 3. Moderate | 11951 | Predictive Maintenance | 91.25
1019012 | Lighting Fittings including Luminaires General | B (Average): Asset is sound, operationally safe and exhibits only minor deterioration. | Category 3 (Recommended): Minor work required to prevent a deterioration of the service provided by the asset. | 20 | 2011-02-19 | 13.18 | 66.82 | x | 4 | 3. Moderate | 11951 | Predictive Maintenance | 91.25
1019013 | Lighting Fittings including Luminaires General | B (Average): Asset is sound, operationally safe and exhibits only minor deterioration. | Category 3 (Recommended): Minor work required to prevent a deterioration of the service provided by the asset. | 20 | 2018-10-15 | 5.5277 | 74.4723 | x | 4 | 3. Moderate | 11951 | Predictive Maintenance | 91.25
1019014 | Lighting Fittings including Luminaires General | B (Average): Asset is sound, operationally safe and exhibits only minor deterioration. | Category 3 (Recommended): Minor work required to prevent a deterioration of the service provided by the asset. | 20 | 2006-12-16 | 17.358 | 62.642 | x | 4 | 3. Moderate | 11951 | Predictive Maintenance | 91.25
1019015 | Lighting Fittings including Luminaires General | B (Average): Asset is sound, operationally safe and exhibits only minor deterioration. | Category 3 (Recommended): Minor work required to prevent a deterioration of the service provided by the asset. | 20 | 2010-12-03 | 13.3936 | 66.6064 | x | 4 | 3. Moderate | 11951 | Predictive Maintenance | 91.25
1019016 | Lighting Fittings including Luminaires General | B (Average): Asset is sound, operationally safe and exhibits only minor deterioration. | Category 3 (Recommended): Minor work required to prevent a deterioration of the service provided by the asset. | 20 | 2005-10-19 | 18.5161 | 61.4839 | x | 4 | 3. Moderate | 11951 | Predictive Maintenance | 91.25
1019017 | Lighting Fittings including Luminaires General | B (Average): Asset is sound, operationally safe and exhibits only minor deterioration. | Category 3 (Recommended): Minor work required to prevent a deterioration of the service provided by the asset. | 20 | 2023-07-23 | 0.75838 | 79.2416 | x | 4 | 3. Moderate | 11951 | Predictive Maintenance | 91.25
1019018 | Lighting Fittings including Luminaires General | B (Average): Asset is sound, operationally safe and exhibits only minor deterioration. | Category 3 (Recommended): Minor work required to prevent a deterioration of the service provided by the asset. | 20 | 2005-09-11 | 18.6201 | 61.3799 | x | 4 | 3. Moderate | 11951 | Predictive Maintenance | 91.25
1019019 | Lighting Fittings including Luminaires General | B (Average): Asset is sound, operationally safe and exhibits only minor deterioration. | Category 3 (Recommended): Minor work required to prevent a deterioration of the service provided by the asset. | 20 | 2007-11-07 | 16.4654 | 63.5346 | x | 4 | 3. Moderate | 11951 | Predictive Maintenance | 91.25
1019020 | Lighting Fittings including Luminaires General | B (Average): Asset is sound, operationally safe and exhibits only minor deterioration. | Category 3 (Recommended): Minor work required to prevent a deterioration of the service provided by the asset. | 20 | 2015-09-29 | 8.5722 | 71.4278 | x | 4 | 3. Moderate | 11951 | Predictive Maintenance | 91.25
1019021 | Lighting Fittings including Luminaires General | B (Average): Asset is sound, operationally safe and exhibits only minor deterioration. | Category 3 (Recommended): Minor work required to prevent a deterioration of the service provided by the asset. | 20 | 2008-03-23 | 16.0903 | 63.9097 | x | 4 | 3. Moderate | 11951 | Predictive Maintenance | 91.25
1019022 | Lighting Fittings including Luminaires General | B (Average): Asset is sound, operationally safe and exhibits only minor deterioration. | Category 3 (Recommended): Minor work required to prevent a deterioration of the service provided by the asset. | 20 | 2016-05-14 | 7.948 | 72.052 | x | 4 | 3. Moderate | 11951 | Predictive Maintenance | 91.25
1019023 | Lighting Fittings including Luminaires General | B (Average): Asset is sound, operationally safe and exhibits only minor deterioration. | Category 3 (Recommended): Minor work required to prevent a deterioration of the service provided by the asset. | 20 | 2007-09-12 | 16.6188 | 63.3812 | x | 4 | 3. Moderate | 11951 | Predictive Maintenance | 91.25
1019024 | Lighting Fittings including Luminaires General | B (Average): Asset is sound, operationally safe and exhibits only minor deterioration. | Category 3 (Recommended): Minor work required to prevent a deterioration of the service provided by the asset. | 20 | 2013-03-21 | 11.0965 | 68.9035 | x | 4 | 3. Moderate | 11951 | Predictive Maintenance | 91.25
1019025 | Lighting Fittings including Luminaires General | B (Average): Asset is sound, operationally safe and exhibits only minor deterioration. | Category 3 (Recommended): Minor work required to prevent a deterioration of the service provided by the asset. | 20 | 2015-05-28 | 8.9117 | 71.0883 | x | 4 | 3. Moderate | 11951 | Predictive Maintenance | 91.25
1019026 | Lighting Fittings including Luminaires General | B (Average): Asset is sound, operationally safe and exhibits only minor deterioration. | Category 3 (Recommended): Minor work required to prevent a deterioration of the service provided by the asset. | 20 | 2014-01-04 | 10.3053 | 69.6947 | x | 4 | 3. Moderate | 11951 | Predictive Maintenance | 91.25
1019027 | Lighting Fittings including Luminaires General | B (Average): Asset is sound, operationally safe and exhibits only minor deterioration. | Category 3 (Recommended): Minor work required to prevent a deterioration of the service provided by the asset. | 20 | 2008-03-18 | 16.104 | 63.896 | x | 4 | 3. Moderate | 11951 | Predictive Maintenance | 91.25
1019028 | Lighting Fittings including Luminaires General | B (Average): Asset is sound, operationally safe and exhibits only minor deterioration. | Category 3 (Recommended): Minor work required to prevent a deterioration of the service provided by the asset. | 20 | 2009-05-14 | 14.9487 | 65.0513 | x | 4 | 3. Moderate | 11951 | Predictive Maintenance | 91.25
1019029 | Lighting Fittings including Luminaires General | B (Average): Asset is sound, operationally safe and exhibits only minor deterioration. | Category 3 (Recommended): Minor work required to prevent a deterioration of the service provided by the asset. | 20 | 2016-12-17 | 7.3539 | 72.6461 | x | 4 | 3. Moderate | 11951 | Predictive Maintenance | 91.25
1019030 | Lighting Fittings including Luminaires General | B (Average): Asset is sound, operationally safe and exhibits only minor deterioration. | Category 3 (Recommended): Minor work required to prevent a deterioration of the service provided by the asset. | 20 | 2006-06-28 | 17.8261 | 62.1739 | x | 4 | 3. Moderate | 11951 | Predictive Maintenance | 91.25
1019031 | Lighting Fittings including Luminaires General | B (Average): Asset is sound, operationally safe and exhibits only minor deterioration. | Category 3 (Recommended): Minor work required to prevent a deterioration of the service provided by the asset. | 20 | 2006-03-01 | 18.152 | 61.848 | x | 4 | 3. Moderate | 11951 | Predictive Maintenance | 91.25
1019032 | Lighting Fittings including Luminaires General | B (Average): Asset is sound, operationally safe and exhibits only minor deterioration. | Category 3 (Recommended): Minor work required to prevent a deterioration of the service provided by the asset. | 20 | 2012-12-03 | 11.3922 | 68.6078 | x | 4 | 3. Moderate | 11951 | Predictive Maintenance | 91.25
1019033 | Lighting Fittings including Luminaires General | B (Average): Asset is sound, operationally safe and exhibits only minor deterioration. | Category 3 (Recommended): Minor work required to prevent a deterioration of the service provided by the asset. | 20 | 2005-08-04 | 18.7242 | 61.2758 | x | 4 | 3. Moderate | 11951 | Predictive Maintenance | 91.25
1019034 | Lighting Fittings including Luminaires General | B (Average): Asset is sound, operationally safe and exhibits only minor deterioration. | Category 3 (Recommended): Minor work required to prevent a deterioration of the service provided by the asset. | 20 | 2019-03-24 | 5.0897 | 74.9103 | x | 4 | 3. Moderate | 11951 | Predictive Maintenance | 91.25
1019035 | Lighting Fittings including Luminaires General | B (Average): Asset is sound, operationally safe and exhibits only minor deterioration. | Category 3 (Recommended): Minor work required to prevent a deterioration of the service provided by the asset. | 20 | 2004-02-24 | 20.167 | 59.833 | x | 4 | 3. Moderate | 11951 | Predictive Maintenance | 91.25
1019036 | Lighting Fittings including Luminaires General | B (Average): Asset is sound, operationally safe and exhibits only minor deterioration. | Category 3 (Recommended): Minor work required to prevent a deterioration of the service provided by the asset. | 20 | 2004-01-11 | 20.2875 | 59.7125 | x | 4 | 3. Moderate | 11951 | Predictive Maintenance | 91.25
1019037 | Lighting Fittings including Luminaires General | B (Average): Asset is sound, operationally safe and exhibits only minor deterioration. | Category 3 (Recommended): Minor work required to prevent a deterioration of the service provided by the asset. | 20 | 2016-03-30 | 8.0712 | 71.9288 | x | 4 | 3. Moderate | 11951 | Predictive Maintenance | 91.25
1019038 | Lighting Fittings including Luminaires General | B (Average): Asset is sound, operationally safe and exhibits only minor deterioration. | Category 3 (Recommended): Minor work required to prevent a deterioration of the service provided by the asset. | 20 | 2012-04-03 | 12.0602 | 67.9398 | x | 4 | 3. Moderate | 11951 | Predictive Maintenance | 91.25
1019039 | Lighting Fittings including Luminaires General | B (Average): Asset is sound, operationally safe and exhibits only minor deterioration. | Category 3 (Recommended): Minor work required to prevent a deterioration of the service provided by the asset. | 20 | 2021-07-14 | 2.7817 | 77.2183 | x | 4 | 3. Moderate | 11951 | Predictive Maintenance | 91.25
1019040 | Lighting Fittings including Luminaires General | B (Average): Asset is sound, operationally safe and exhibits only minor deterioration. | Category 3 (Recommended): Minor work required to prevent a deterioration of the service provided by the asset. | 20 | 2005-07-25 | 18.7515 | 61.2485 | x | 4 | 3. Moderate | 11951 | Predictive Maintenance | 91.25
1019041 | Lighting Fittings including Luminaires General | B (Average): Asset is sound, operationally safe and exhibits only minor deterioration. | Category 3 (Recommended): Minor work required to prevent a deterioration of the service provided by the asset. | 20 | 2022-11-08 | 1.462 | 78.538 | x | 4 | 3. Moderate | 11951 | Predictive Maintenance | 91.25
1019042 | Lighting Fittings including Luminaires General | B (Average): Asset is sound, operationally safe and exhibits only minor deterioration. | Category 3 (Recommended): Minor work required to prevent a deterioration of the service provided by the asset. | 20 | 2018-07-27 | 5.7467 | 74.2533 | x | 4 | 3. Moderate | 11951 | Predictive Maintenance | 91.25
1019043 | Lighting Fittings including Luminaires General | B (Average): Asset is sound, operationally safe and exhibits only minor deterioration. | Category 3 (Recommended): Minor work required to prevent a deterioration of the service provided by the asset. | 20 | 2004-11-21 | 19.4251 | 60.5749 | x | 4 | 3. Moderate | 11951 | Predictive Maintenance | 91.25
1019044 | Lighting Fittings including Luminaires General | B (Average): Asset is sound, operationally safe and exhibits only minor deterioration. | Category 3 (Recommended): Minor work required to prevent a deterioration of the service provided by the asset. | 20 | 2018-12-09 | 5.3771 | 74.6229 | x | 4 | 3. Moderate | 11951 | Predictive Maintenance | 91.25
1019045 | Lighting Fittings including Luminaires General | B (Average): Asset is sound, operationally safe and exhibits only minor deterioration. | Category 3 (Recommended): Minor work required to prevent a deterioration of the service provided by the asset. | 20 | 2011-01-24 | 13.2512 | 66.7488 | x | 4 | 3. Moderate | 11951 | Predictive Maintenance | 91.25
1019046 | Lighting Fittings including Luminaires General | B (Average): Asset is sound, operationally safe and exhibits only minor deterioration. | Category 3 (Recommended): Minor work required to prevent a deterioration of the service provided by the asset. | 20 | 2010-04-08 | 14.0479 | 65.9521 | x | 4 | 3. Moderate | 11951 | Predictive Maintenance | 91.25
1019047 | Lighting Fittings including Luminaires General | B (Average): Asset is sound, operationally safe and exhibits only minor deterioration. | Category 3 (Recommended): Minor work required to prevent a deterioration of the service provided by the asset. | 20 | 2011-11-24 | 12.4189 | 67.5811 | x | 4 | 3. Moderate | 11951 | Predictive Maintenance | 91.25
1019048 | Lighting Fittings including Luminaires General | B (Average): Asset is sound, operationally safe and exhibits only minor deterioration. | Category 3 (Recommended): Minor work required to prevent a deterioration of the service provided by the asset. | 20 | 2010-04-29 | 13.9904 | 66.0096 | x | 4 | 3. Moderate | 11951 | Predictive Maintenance | 91.25
1019049 | Lighting Fittings including Luminaires General | B (Average): Asset is sound, operationally safe and exhibits only minor deterioration. | Category 3 (Recommended): Minor work required to prevent a deterioration of the service provided by the asset. | 20 | 2012-08-17 | 11.6879 | 68.3121 | x | 4 | 3. Moderate | 11951 | Predictive Maintenance | 91.25
1019050 | Lighting Fittings including Luminaires General | B (Average): Asset is sound, operationally safe and exhibits only minor deterioration. | Category 3 (Recommended): Minor work required to prevent a deterioration of the service provided by the asset. | 20 | 2006-01-15 | 18.2752 | 61.7248 | x | 4 | 3. Moderate | 11951 | Predictive Maintenance | 91.25
1019051 | Lighting Fittings including Luminaires General | B (Average): Asset is sound, operationally safe and exhibits only minor deterioration. | Category 3 (Recommended): Minor work required to prevent a deterioration of the service provided by the asset. | 20 | 2009-11-11 | 14.4531 | 65.5469 | x | 4 | 3. Moderate | 11951 | Predictive Maintenance | 91.25
1019052 | Lighting Fittings including Luminaires General | B (Average): Asset is sound, operationally safe and exhibits only minor deterioration. | Category 3 (Recommended): Minor work required to prevent a deterioration of the service provided by the asset. | 20 | 2008-11-03 | 15.4743 | 64.5257 | x | 4 | 3. Moderate | 11951 | Predictive Maintenance | 91.25
1019053 | Lighting Fittings including Luminaires General | B (Average): Asset is sound, operationally safe and exhibits only minor deterioration. | Category 3 (Recommended): Minor work required to prevent a deterioration of the service provided by the asset. | 20 | 2017-01-25 | 7.2471 | 72.7529 | x | 4 | 3. Moderate | 11951 | Predictive Maintenance | 91.25
1019054 | Lighting Fittings including Luminaires General | B (Average): Asset is sound, operationally safe and exhibits only minor deterioration. | Category 3 (Recommended): Minor work required to prevent a deterioration of the service provided by the asset. | 20 | 2005-01-12 | 19.2827 | 60.7173 | x | 4 | 3. Moderate | 11951 | Predictive Maintenance | 91.25
1019055 | Lighting Fittings including Luminaires General | B (Average): Asset is sound, operationally safe and exhibits only minor deterioration. | Category 3 (Recommended): Minor work required to prevent a deterioration of the service provided by the asset. | 20 | 2008-10-31 | 15.4825 | 64.5175 | x | 4 | 3. Moderate | 11951 | Predictive Maintenance | 91.25
1019056 | Lighting Fittings including Luminaires General | B (Average): Asset is sound, operationally safe and exhibits only minor deterioration. | Category 3 (Recommended): Minor work required to prevent a deterioration of the service provided by the asset. | 20 | 2005-06-16 | 18.8583 | 61.1417 | x | 4 | 3. Moderate | 11951 | Predictive Maintenance | 91.25
1019057 | Lighting Fittings including Luminaires General | B (Average): Asset is sound, operationally safe and exhibits only minor deterioration. | Category 3 (Recommended): Minor work required to prevent a deterioration of the service provided by the asset. | 20 | 2012-06-06 | 11.885 | 68.115 | x | 4 | 3. Moderate | 11951 | Predictive Maintenance | 91.25
1019058 | Lighting Fittings including Luminaires General | B (Average): Asset is sound, operationally safe and exhibits only minor deterioration. | Category 3 (Recommended): Minor work required to prevent a deterioration of the service provided by the asset. | 20 | 2009-04-14 | 15.0308 | 64.9692 | x | 4 | 3. Moderate | 11951 | Predictive Maintenance | 91.25
1019059 | Lighting Fittings including Luminaires General | B (Average): Asset is sound, operationally safe and exhibits only minor deterioration. | Category 3 (Recommended): Minor work required to prevent a deterioration of the service provided by the asset. | 20 | 2005-09-20 | 18.5955 | 61.4045 | x | 4 | 3. Moderate | 11951 | Predictive Maintenance | 91.25
1019060 | Lighting Fittings including Luminaires General | B (Average): Asset is sound, operationally safe and exhibits only minor deterioration. | Category 3 (Recommended): Minor work required to prevent a deterioration of the service provided by the asset. | 20 | 2015-04-20 | 9.0157 | 70.9843 | x | 4 | 3. Moderate | 11951 | Predictive Maintenance | 91.25
1019061 | Lighting Fittings including Luminaires General | B (Average): Asset is sound, operationally safe and exhibits only minor deterioration. | Category 3 (Recommended): Minor work required to prevent a deterioration of the service provided by the asset. | 20 | 2013-09-30 | 10.5681 | 69.4319 | x | 4 | 3. Moderate | 11951 | Predictive Maintenance | 91.25
1019062 | Lighting Fittings including Luminaires General | B (Average): Asset is sound, operationally safe and exhibits only minor deterioration. | Category 3 (Recommended): Minor work required to prevent a deterioration of the service provided by the asset. | 20 | 2010-03-11 | 14.1246 | 65.8754 | x | 4 | 3. Moderate | 11951 | Predictive Maintenance | 91.25
1019063 | Lighting Fittings including Luminaires General | B (Average): Asset is sound, operationally safe and exhibits only minor deterioration. | Category 3 (Recommended): Minor work required to prevent a deterioration of the service provided by the asset. | 20 | 2008-08-15 | 15.6934 | 64.3066 | x | 4 | 3. Moderate | 11951 | Predictive Maintenance | 91.25
1019064 | Lighting Fittings including Luminaires General | B (Average): Asset is sound, operationally safe and exhibits only minor deterioration. | Category 3 (Recommended): Minor work required to prevent a deterioration of the service provided by the asset. | 20 | 2009-12-07 | 14.3819 | 65.6181 | x | 4 | 3. Moderate | 11951 | Predictive Maintenance | 91.25
1019065 | Lighting Fittings including Luminaires General | B (Average): Asset is sound, operationally safe and exhibits only minor deterioration. | Category 3 (Recommended): Minor work required to prevent a deterioration of the service provided by the asset. | 20 | 2022-05-02 | 1.9822 | 78.0178 | x | 4 | 3. Moderate | 11951 | Predictive Maintenance | 91.25
1019066 | Lighting Fittings including Luminaires General | B (Average): Asset is sound, operationally safe and exhibits only minor deterioration. | Category 3 (Recommended): Minor work required to prevent a deterioration of the service provided by the asset. | 20 | 2014-03-15 | 10.1136 | 69.8864 | x | 4 | 3. Moderate | 11951 | Predictive Maintenance | 91.25
1019067 | Lighting Fittings including Luminaires General | B (Average): Asset is sound, operationally safe and exhibits only minor deterioration. | Category 3 (Recommended): Minor work required to prevent a deterioration of the service provided by the asset. | 20 | 2020-04-27 | 3.9945 | 76.0055 | x | 4 | 3. Moderate | 11951 | Predictive Maintenance | 91.25
1019068 | Lighting Fittings including Luminaires General | B (Average): Asset is sound, operationally safe and exhibits only minor deterioration. | Category 3 (Recommended): Minor work required to prevent a deterioration of the service provided by the asset. | 20 | 2009-09-19 | 14.5982 | 65.4018 | x | 4 | 3. Moderate | 11951 | Predictive Maintenance | 91.25
1019069 | Lighting Fittings including Luminaires General | B (Average): Asset is sound, operationally safe and exhibits only minor deterioration. | Category 3 (Recommended): Minor work required to prevent a deterioration of the service provided by the asset. | 20 | 2016-09-22 | 7.5893 | 72.4107 | x | 4 | 3. Moderate | 11951 | Predictive Maintenance | 91.25
1019070 | Lighting Fittings including Luminaires General | B (Average): Asset is sound, operationally safe and exhibits only minor deterioration. | Category 3 (Recommended): Minor work required to prevent a deterioration of the service provided by the asset. | 20 | 2014-10-02 | 9.5633 | 70.4367 | x | 4 | 3. Moderate | 11951 | Predictive Maintenance | 91.25
1019071 | Lighting Fittings including Luminaires General | B (Average): Asset is sound, operationally safe and exhibits only minor deterioration. | Category 3 (Recommended): Minor work required to prevent a deterioration of the service provided by the asset. | 20 | 2015-02-13 | 9.1964 | 70.8036 | x | 4 | 3. Moderate | 11951 | Predictive Maintenance | 91.25
1019072 | Lighting Fittings including Luminaires General | B (Average): Asset is sound, operationally safe and exhibits only minor deterioration. | Category 3 (Recommended): Minor work required to prevent a deterioration of the service provided by the asset. | 20 | 2020-12-24 | 3.3347 | 76.6653 | x | 4 | 3. Moderate | 11951 | Predictive Maintenance | 91.25
1019073 | Lighting Fittings including Luminaires General | B (Average): Asset is sound, operationally safe and exhibits only minor deterioration. | Category 3 (Recommended): Minor work required to prevent a deterioration of the service provided by the asset. | 20 | 2023-04-04 | 1.0595 | 78.9405 | x | 4 | 3. Moderate | 11951 | Predictive Maintenance | 91.25
1019074 | Lighting Fittings including Luminaires General | B (Average): Asset is sound, operationally safe and exhibits only minor deterioration. | Category 3 (Recommended): Minor work required to prevent a deterioration of the service provided by the asset. | 20 | 2013-01-31 | 11.2307 | 68.7693 | x | 4 | 3. Moderate | 11951 | Predictive Maintenance | 91.25
1019075 | Lighting Fittings including Luminaires General | B (Average): Asset is sound, operationally safe and exhibits only minor deterioration. | Category 3 (Recommended): Minor work required to prevent a deterioration of the service provided by the asset. | 20 | 2020-12-26 | 3.3292 | 76.6708 | x | 4 | 3. Moderate | 11951 | Predictive Maintenance | 91.25
1019076 | Lighting Fittings including Luminaires General | B (Average): Asset is sound, operationally safe and exhibits only minor deterioration. | Category 3 (Recommended): Minor work required to prevent a deterioration of the service provided by the asset. | 20 | 2004-06-06 | 19.885 | 60.115 | x | 4 | 3. Moderate | 11951 | Predictive Maintenance | 91.25
1019077 | Lighting Fittings including Luminaires General | B (Average): Asset is sound, operationally safe and exhibits only minor deterioration. | Category 3 (Recommended): Minor work required to prevent a deterioration of the service provided by the asset. | 20 | 2022-01-02 | 2.3107 | 77.6893 | x | 4 | 3. Moderate | 11951 | Predictive Maintenance | 91.25
1019078 | Lighting Fittings including Luminaires General | B (Average): Asset is sound, operationally safe and exhibits only minor deterioration. | Category 3 (Recommended): Minor work required to prevent a deterioration of the service provided by the asset. | 20 | 2014-01-12 | 10.2834 | 69.7166 | x | 4 | 3. Moderate | 11951 | Predictive Maintenance | 91.25
1019079 | Lighting Fittings including Luminaires General | B (Average): Asset is sound, operationally safe and exhibits only minor deterioration. | Category 3 (Recommended): Minor work required to prevent a deterioration of the service provided by the asset. | 20 | 2021-08-27 | 2.6612 | 77.3388 | x | 4 | 3. Moderate | 11951 | Predictive Maintenance | 91.25
1019080 | Lighting Fittings including Luminaires General | B (Average): Asset is sound, operationally safe and exhibits only minor deterioration. | Category 3 (Recommended): Minor work required to prevent a deterioration of the service provided by the asset. | 20 | 2023-06-21 | 0.846 | 79.154 | x | 4 | 3. Moderate | 11951 | Predictive Maintenance | 91.25
1019081 | Lighting Fittings including Luminaires General | B (Average): Asset is sound, operationally safe and exhibits only minor deterioration. | Category 3 (Recommended): Minor work required to prevent a deterioration of the service provided by the asset. | 20 | 2010-02-22 | 14.1711 | 65.8289 | x | 4 | 3. Moderate | 11951 | Predictive Maintenance | 91.25
1019082 | Lighting Fittings including Luminaires General | B (Average): Asset is sound, operationally safe and exhibits only minor deterioration. | Category 3 (Recommended): Minor work required to prevent a deterioration of the service provided by the asset. | 20 | 2005-01-17 | 19.269 | 60.731 | x | 4 | 3. Moderate | 11951 | Predictive Maintenance | 91.25
1019083 | Lighting Fittings including Luminaires General | B (Average): Asset is sound, operationally safe and exhibits only minor deterioration. | Category 3 (Recommended): Minor work required to prevent a deterioration of the service provided by the asset. | 20 | 2016-02-07 | 8.2136 | 71.7864 | x | 4 | 3. Moderate | 11951 | Predictive Maintenance | 91.25
1019084 | Lighting Fittings including Luminaires General | B (Average): Asset is sound, operationally safe and exhibits only minor deterioration. | Category 3 (Recommended): Minor work required to prevent a deterioration of the service provided by the asset. | 20 | 2007-05-04 | 16.9774 | 63.0226 | x | 4 | 3. Moderate | 11951 | Predictive Maintenance | 91.25
1019085 | Lighting Fittings including Luminaires General | B (Average): Asset is sound, operationally safe and exhibits only minor deterioration. | Category 3 (Recommended): Minor work required to prevent a deterioration of the service provided by the asset. | 20 | 2008-10-16 | 15.5236 | 64.4764 | x | 4 | 3. Moderate | 11951 | Predictive Maintenance | 91.25
1019086 | Lighting Fittings including Luminaires General | B (Average): Asset is sound, operationally safe and exhibits only minor deterioration. | Category 3 (Recommended): Minor work required to prevent a deterioration of the service provided by the asset. | 20 | 2020-08-01 | 3.7317 | 76.2683 | x | 4 | 3. Moderate | 11951 | Predictive Maintenance | 91.25
1019087 | Lighting Fittings including Luminaires General | B (Average): Asset is sound, operationally safe and exhibits only minor deterioration. | Category 3 (Recommended): Minor work required to prevent a deterioration of the service provided by the asset. | 20 | 2014-12-18 | 9.3525 | 70.6475 | x | 4 | 3. Moderate | 11951 | Predictive Maintenance | 91.25
1019088 | Lighting Fittings including Luminaires General | B (Average): Asset is sound, operationally safe and exhibits only minor deterioration. | Category 3 (Recommended): Minor work required to prevent a deterioration of the service provided by the asset. | 20 | 2023-05-11 | 0.95825 | 79.0418 | x | 4 | 3. Moderate | 11951 | Predictive Maintenance | 91.25
1019089 | Lighting Fittings including Luminaires General | B (Average): Asset is sound, operationally safe and exhibits only minor deterioration. | Category 3 (Recommended): Minor work required to prevent a deterioration of the service provided by the asset. | 20 | 2021-06-16 | 2.8583 | 77.1417 | x | 4 | 3. Moderate | 11951 | Predictive Maintenance | 91.25
1019090 | Lighting Fittings including Luminaires General | B (Average): Asset is sound, operationally safe and exhibits only minor deterioration. | Category 3 (Recommended): Minor work required to prevent a deterioration of the service provided by the asset. | 20 | 2022-05-24 | 1.922 | 78.078 | x | 4 | 3. Moderate | 11951 | Predictive Maintenance | 91.25
1019091 | Lighting Fittings including Luminaires General | B (Average): Asset is sound, operationally safe and exhibits only minor deterioration. | Category 3 (Recommended): Minor work required to prevent a deterioration of the service provided by the asset. | 20 | 2017-08-17 | 6.6886 | 73.3114 | x | 4 | 3. Moderate | 11951 | Predictive Maintenance | 91.25
1019092 | Lighting Fittings including Luminaires General | B (Average): Asset is sound, operationally safe and exhibits only minor deterioration. | Category 3 (Recommended): Minor work required to prevent a deterioration of the service provided by the asset. | 20 | 2013-09-25 | 10.5818 | 69.4182 | x | 4 | 3. Moderate | 11951 | Predictive Maintenance | 91.25
1019093 | Lighting Fittings including Luminaires General | B (Average): Asset is sound, operationally safe and exhibits only minor deterioration. | Category 3 (Recommended): Minor work required to prevent a deterioration of the service provided by the asset. | 20 | 2010-02-15 | 14.1903 | 65.8097 | x | 4 | 3. Moderate | 11951 | Predictive Maintenance | 91.25
1019094 | Lighting Fittings including Luminaires General | B (Average): Asset is sound, operationally safe and exhibits only minor deterioration. | Category 3 (Recommended): Minor work required to prevent a deterioration of the service provided by the asset. | 20 | 2007-04-19 | 17.0185 | 62.9815 | x | 4 | 3. Moderate | 11951 | Predictive Maintenance | 91.25
1019095 | Lighting Fittings including Luminaires General | B (Average): Asset is sound, operationally safe and exhibits only minor deterioration. | Category 3 (Recommended): Minor work required to prevent a deterioration of the service provided by the asset. | 20 | 2019-06-24 | 4.8378 | 75.1622 | x | 4 | 3. Moderate | 11951 | Predictive Maintenance | 91.25
1019096 | Lighting Fittings including Luminaires General | B (Average): Asset is sound, operationally safe and exhibits only minor deterioration. | Category 3 (Recommended): Minor work required to prevent a deterioration of the service provided by the asset. | 20 | 2019-09-22 | 4.5914 | 75.4086 | x | 4 | 3. Moderate | 11951 | Predictive Maintenance | 91.25
1019097 | Lighting Fittings including Luminaires General | B (Average): Asset is sound, operationally safe and exhibits only minor deterioration. | Category 3 (Recommended): Minor work required to prevent a deterioration of the service provided by the asset. | 20 | 2019-06-27 | 4.8296 | 75.1704 | x | 4 | 3. Moderate | 11951 | Predictive Maintenance | 91.25
1019098 | Lighting Fittings including Luminaires General | B (Average): Asset is sound, operationally safe and exhibits only minor deterioration. | Category 3 (Recommended): Minor work required to prevent a deterioration of the service provided by the asset. | 20 | 2019-06-16 | 4.8597 | 75.1403 | x | 4 | 3. Moderate | 11951 | Predictive Maintenance | 91.25
1019099 | Lighting Fittings including Luminaires General | B (Average): Asset is sound, operationally safe and exhibits only minor deterioration. | Category 3 (Recommended): Minor work required to prevent a deterioration of the service provided by the asset. | 20 | 2008-05-09 | 15.9617 | 64.0383 | x | 4 | 3. Moderate | 11951 | Predictive Maintenance | 91.25
1019100 | Lighting Fittings including Luminaires General | B (Average): Asset is sound, operationally safe and exhibits only minor deterioration. | Category 3 (Recommended): Minor work required to prevent a deterioration of the service provided by the asset. | 20 | 2011-05-15 | 12.9473 | 67.0527 | x | 4 | 3. Moderate | 11951 | Predictive Maintenance | 91.25
1019101 | Lighting Fittings including Luminaires General | B (Average): Asset is sound, operationally safe and exhibits only minor deterioration. | Category 3 (Recommended): Minor work required to prevent a deterioration of the service provided by the asset. | 20 | 2004-08-02 | 19.729 | 60.271 | x | 4 | 3. Moderate | 11951 | Predictive Maintenance | 91.25
1019102 | Lighting Fittings including Luminaires General | B (Average): Asset is sound, operationally safe and exhibits only minor deterioration. | Category 3 (Recommended): Minor work required to prevent a deterioration of the service provided by the asset. | 20 | 2016-01-10 | 8.2902 | 71.7098 | x | 4 | 3. Moderate | 11951 | Predictive Maintenance | 91.25
1019103 | Lighting Fittings including Luminaires General | B (Average): Asset is sound, operationally safe and exhibits only minor deterioration. | Category 3 (Recommended): Minor work required to prevent a deterioration of the service provided by the asset. | 20 | 2012-10-26 | 11.4962 | 68.5038 | x | 4 | 3. Moderate | 11951 | Predictive Maintenance | 91.25
1019104 | Lighting Fittings including Luminaires General | B (Average): Asset is sound, operationally safe and exhibits only minor deterioration. | Category 3 (Recommended): Minor work required to prevent a deterioration of the service provided by the asset. | 20 | 2012-04-23 | 12.0055 | 67.9945 | x | 4 | 3. Moderate | 11951 | Predictive Maintenance | 91.25
1019105 | Lighting Fittings including Luminaires General | B (Average): Asset is sound, operationally safe and exhibits only minor deterioration. | Category 3 (Recommended): Minor work required to prevent a deterioration of the service provided by the asset. | 20 | 2018-09-19 | 5.5989 | 74.4011 | x | 4 | 3. Moderate | 11951 | Predictive Maintenance | 91.25
1019106 | Lighting Fittings including Luminaires General | B (Average): Asset is sound, operationally safe and exhibits only minor deterioration. | Category 3 (Recommended): Minor work required to prevent a deterioration of the service provided by the asset. | 20 | 2005-09-24 | 18.5845 | 61.4155 | x | 4 | 3. Moderate | 11951 | Predictive Maintenance | 91.25
1019107 | Lighting Fittings including Luminaires General | B (Average): Asset is sound, operationally safe and exhibits only minor deterioration. | Category 3 (Recommended): Minor work required to prevent a deterioration of the service provided by the asset. | 20 | 2018-02-16 | 6.1875 | 73.8125 | x | 4 | 3. Moderate | 11951 | Predictive Maintenance | 91.25
1019108 | Lighting Fittings including Luminaires General | B (Average): Asset is sound, operationally safe and exhibits only minor deterioration. | Category 3 (Recommended): Minor work required to prevent a deterioration of the service provided by the asset. | 20 | 2018-03-26 | 6.0835 | 73.9165 | x | 4 | 3. Moderate | 11951 | Predictive Maintenance | 91.25
1019109 | Lighting Fittings including Luminaires General | B (Average): Asset is sound, operationally safe and exhibits only minor deterioration. | Category 3 (Recommended): Minor work required to prevent a deterioration of the service provided by the asset. | 20 | 2020-07-16 | 3.7755 | 76.2245 | x | 4 | 3. Moderate | 11951 | Predictive Maintenance | 91.25
1019110 | Lighting Fittings including Luminaires General | B (Average): Asset is sound, operationally safe and exhibits only minor deterioration. | Category 3 (Recommended): Minor work required to prevent a deterioration of the service provided by the asset. | 20 | 2011-05-01 | 12.9856 | 67.0144 | x | 4 | 3. Moderate | 11951 | Predictive Maintenance | 91.25
1019111 | Lighting Fittings including Luminaires General | B (Average): Asset is sound, operationally safe and exhibits only minor deterioration. | Category 3 (Recommended): Minor work required to prevent a deterioration of the service provided by the asset. | 20 | 2022-04-18 | 2.0205 | 77.9795 | x | 4 | 3. Moderate | 11951 | Predictive Maintenance | 91.25
1019112 | Lighting Fittings including Luminaires General | B (Average): Asset is sound, operationally safe and exhibits only minor deterioration. | Category 3 (Recommended): Minor work required to prevent a deterioration of the service provided by the asset. | 20 | 2022-05-16 | 1.9439 | 78.0561 | x | 4 | 3. Moderate | 11951 | Predictive Maintenance | 91.25
1019113 | Lighting Fittings including Luminaires General | B (Average): Asset is sound, operationally safe and exhibits only minor deterioration. | Category 3 (Recommended): Minor work required to prevent a deterioration of the service provided by the asset. | 20 | 2023-05-16 | 0.94456 | 79.0554 | x | 4 | 3. Moderate | 11951 | Predictive Maintenance | 91.25
1019114 | Lighting Fittings including Luminaires General | B (Average): Asset is sound, operationally safe and exhibits only minor deterioration. | Category 3 (Recommended): Minor work required to prevent a deterioration of the service provided by the asset. | 20 | 2007-03-01 | 17.1526 | 62.8474 | x | 4 | 3. Moderate | 11951 | Predictive Maintenance | 91.25
1019115 | Lighting Fittings including Luminaires General | B (Average): Asset is sound, operationally safe and exhibits only minor deterioration. | Category 3 (Recommended): Minor work required to prevent a deterioration of the service provided by the asset. | 20 | 2010-12-31 | 13.3169 | 66.6831 | x | 4 | 3. Moderate | 11951 | Predictive Maintenance | 91.25
1019116 | Lighting Fittings including Luminaires General | B (Average): Asset is sound, operationally safe and exhibits only minor deterioration. | Category 3 (Recommended): Minor work required to prevent a deterioration of the service provided by the asset. | 20 | 2013-01-01 | 11.3128 | 68.6872 | x | 4 | 3. Moderate | 11951 | Predictive Maintenance | 91.25
1019117 | Lighting Fittings including Luminaires General | B (Average): Asset is sound, operationally safe and exhibits only minor deterioration. | Category 3 (Recommended): Minor work required to prevent a deterioration of the service provided by the asset. | 20 | 2021-10-01 | 2.5654 | 77.4346 | x | 4 | 3. Moderate | 11951 | Predictive Maintenance | 91.25
1019118 | Lighting Fittings including Luminaires General | B (Average): Asset is sound, operationally safe and exhibits only minor deterioration. | Category 3 (Recommended): Minor work required to prevent a deterioration of the service provided by the asset. | 20 | 2007-01-11 | 17.2868 | 62.7132 | x | 4 | 3. Moderate | 11951 | Predictive Maintenance | 91.25
1019119 | Lighting Fittings including Luminaires General | B (Average): Asset is sound, operationally safe and exhibits only minor deterioration. | Category 3 (Recommended): Minor work required to prevent a deterioration of the service provided by the asset. | 20 | 2022-07-15 | 1.7796 | 78.2204 | x | 4 | 3. Moderate | 11951 | Predictive Maintenance | 91.25
1019120 | Lighting Fittings including Luminaires General | B (Average): Asset is sound, operationally safe and exhibits only minor deterioration. | Category 3 (Recommended): Minor work required to prevent a deterioration of the service provided by the asset. | 20 | 2007-10-18 | 16.5202 | 63.4798 | x | 4 | 3. Moderate | 11951 | Predictive Maintenance | 91.25
1019121 | Lighting Fittings including Luminaires General | B (Average): Asset is sound, operationally safe and exhibits only minor deterioration. | Category 3 (Recommended): Minor work required to prevent a deterioration of the service provided by the asset. | 20 | 2015-10-03 | 8.5613 | 71.4387 | x | 4 | 3. Moderate | 11951 | Predictive Maintenance | 91.25
1019122 | Lighting Fittings including Luminaires General | B (Average): Asset is sound, operationally safe and exhibits only minor deterioration. | Category 3 (Recommended): Minor work required to prevent a deterioration of the service provided by the asset. | 20 | 2012-03-27 | 12.0794 | 67.9206 | x | 4 | 3. Moderate | 11951 | Predictive Maintenance | 91.25
1019123 | Lighting Fittings including Luminaires General | B (Average): Asset is sound, operationally safe and exhibits only minor deterioration. | Category 3 (Recommended): Minor work required to prevent a deterioration of the service provided by the asset. | 20 | 2023-11-02 | 0.47912 | 79.5209 | x | 4 | 3. Moderate | 11951 | Predictive Maintenance | 91.25
1019124 | Lighting Fittings including Luminaires General | B (Average): Asset is sound, operationally safe and exhibits only minor deterioration. | Category 3 (Recommended): Minor work required to prevent a deterioration of the service provided by the asset. | 20 | 2016-12-18 | 7.3511 | 72.6489 | x | 4 | 3. Moderate | 11951 | Predictive Maintenance | 91.25
1019125 | Lighting Fittings including Luminaires General | B (Average): Asset is sound, operationally safe and exhibits only minor deterioration. | Category 3 (Recommended): Minor work required to prevent a deterioration of the service provided by the asset. | 20 | 2017-02-16 | 7.1869 | 72.8131 | x | 4 | 3. Moderate | 11951 | Predictive Maintenance | 91.25
1019126 | Lighting Fittings including Luminaires General | B (Average): Asset is sound, operationally safe and exhibits only minor deterioration. | Category 3 (Recommended): Minor work required to prevent a deterioration of the service provided by the asset. | 20 | 2016-06-29 | 7.822 | 72.178 | x | 4 | 3. Moderate | 11951 | Predictive Maintenance | 91.25
1019127 | Lighting Fittings including Luminaires General | B (Average): Asset is sound, operationally safe and exhibits only minor deterioration. | Category 3 (Recommended): Minor work required to prevent a deterioration of the service provided by the asset. | 20 | 2006-08-21 | 17.6783 | 62.3217 | x | 4 | 3. Moderate | 11951 | Predictive Maintenance | 91.25
1019128 | Lighting Fittings including Luminaires General | B (Average): Asset is sound, operationally safe and exhibits only minor deterioration. | Category 3 (Recommended): Minor work required to prevent a deterioration of the service provided by the asset. | 20 | 2011-03-31 | 13.0705 | 66.9295 | x | 4 | 3. Moderate | 11951 | Predictive Maintenance | 91.25
1019129 | Lighting Fittings including Luminaires General | B (Average): Asset is sound, operationally safe and exhibits only minor deterioration. | Category 3 (Recommended): Minor work required to prevent a deterioration of the service provided by the asset. | 20 | 2020-07-21 | 3.7618 | 76.2382 | x | 4 | 3. Moderate | 11951 | Predictive Maintenance | 91.25
1019130 | Lighting Fittings including Luminaires General | B (Average): Asset is sound, operationally safe and exhibits only minor deterioration. | Category 3 (Recommended): Minor work required to prevent a deterioration of the service provided by the asset. | 20 | 2008-05-31 | 15.9014 | 64.0986 | x | 4 | 3. Moderate | 11951 | Predictive Maintenance | 91.25
1019131 | Lighting Fittings including Luminaires General | B (Average): Asset is sound, operationally safe and exhibits only minor deterioration. | Category 3 (Recommended): Minor work required to prevent a deterioration of the service provided by the asset. | 20 | 2007-05-14 | 16.95 | 63.05 | x | 4 | 3. Moderate | 11951 | Predictive Maintenance | 91.25
1019132 | Lighting Fittings including Luminaires General | B (Average): Asset is sound, operationally safe and exhibits only minor deterioration. | Category 3 (Recommended): Minor work required to prevent a deterioration of the service provided by the asset. | 20 | 2022-03-17 | 2.1081 | 77.8919 | x | 4 | 3. Moderate | 11951 | Predictive Maintenance | 91.25
1019133 | Lighting Fittings including Luminaires General | B (Average): Asset is sound, operationally safe and exhibits only minor deterioration. | Category 3 (Recommended): Minor work required to prevent a deterioration of the service provided by the asset. | 20 | 2014-07-17 | 9.7741 | 70.2259 | x | 4 | 3. Moderate | 11951 | Predictive Maintenance | 91.25
1019134 | Lighting Fittings including Luminaires General | B (Average): Asset is sound, operationally safe and exhibits only minor deterioration. | Category 3 (Recommended): Minor work required to prevent a deterioration of the service provided by the asset. | 20 | 2009-02-05 | 15.217 | 64.783 | x | 4 | 3. Moderate | 11951 | Predictive Maintenance | 91.25
1019135 | Lighting Fittings including Luminaires General | B (Average): Asset is sound, operationally safe and exhibits only minor deterioration. | Category 3 (Recommended): Minor work required to prevent a deterioration of the service provided by the asset. | 20 | 2011-06-19 | 12.8515 | 67.1485 | x | 4 | 3. Moderate | 11951 | Predictive Maintenance | 91.25
1019136 | Lighting Fittings including Luminaires General | B (Average): Asset is sound, operationally safe and exhibits only minor deterioration. | Category 3 (Recommended): Minor work required to prevent a deterioration of the service provided by the asset. | 20 | 2012-05-27 | 11.9124 | 68.0876 | x | 4 | 3. Moderate | 11951 | Predictive Maintenance | 91.25
1019137 | Lighting Fittings including Luminaires General | B (Average): Asset is sound, operationally safe and exhibits only minor deterioration. | Category 3 (Recommended): Minor work required to prevent a deterioration of the service provided by the asset. | 20 | 2021-09-21 | 2.5927 | 77.4073 | x | 4 | 3. Moderate | 11951 | Predictive Maintenance | 91.25
1019138 | Lighting Fittings including Luminaires General | B (Average): Asset is sound, operationally safe and exhibits only minor deterioration. | Category 3 (Recommended): Minor work required to prevent a deterioration of the service provided by the asset. | 20 | 2008-04-07 | 16.0493 | 63.9507 | x | 4 | 3. Moderate | 11951 | Predictive Maintenance | 91.25
1019139 | Lighting Fittings including Luminaires General | B (Average): Asset is sound, operationally safe and exhibits only minor deterioration. | Category 3 (Recommended): Minor work required to prevent a deterioration of the service provided by the asset. | 20 | 2010-11-17 | 13.4374 | 66.5626 | x | 4 | 3. Moderate | 11951 | Predictive Maintenance | 91.25
1019140 | Lighting Fittings including Luminaires General | B (Average): Asset is sound, operationally safe and exhibits only minor deterioration. | Category 3 (Recommended): Minor work required to prevent a deterioration of the service provided by the asset. | 20 | 2013-04-23 | 11.0062 | 68.9938 | x | 4 | 3. Moderate | 11951 | Predictive Maintenance | 91.25
1019141 | Lighting Fittings including Luminaires General | B (Average): Asset is sound, operationally safe and exhibits only minor deterioration. | Category 3 (Recommended): Minor work required to prevent a deterioration of the service provided by the asset. | 20 | 2019-01-22 | 5.2567 | 74.7433 | x | 4 | 3. Moderate | 11951 | Predictive Maintenance | 91.25
1019142 | Lighting Fittings including Luminaires General | B (Average): Asset is sound, operationally safe and exhibits only minor deterioration. | Category 3 (Recommended): Minor work required to prevent a deterioration of the service provided by the asset. | 20 | 2004-12-06 | 19.384 | 60.616 | x | 4 | 3. Moderate | 11951 | Predictive Maintenance | 91.25
1019143 | Lighting Fittings including Luminaires General | B (Average): Asset is sound, operationally safe and exhibits only minor deterioration. | Category 3 (Recommended): Minor work required to prevent a deterioration of the service provided by the asset. | 20 | 2019-10-17 | 4.5229 | 75.4771 | x | 4 | 3. Moderate | 11951 | Predictive Maintenance | 91.25
1019144 | Lighting Fittings including Luminaires General | B (Average): Asset is sound, operationally safe and exhibits only minor deterioration. | Category 3 (Recommended): Minor work required to prevent a deterioration of the service provided by the asset. | 20 | 2010-06-15 | 13.8617 | 66.1383 | x | 4 | 3. Moderate | 11951 | Predictive Maintenance | 91.25
1019145 | Lighting Fittings including Luminaires General | B (Average): Asset is sound, operationally safe and exhibits only minor deterioration. | Category 3 (Recommended): Minor work required to prevent a deterioration of the service provided by the asset. | 20 | 2022-06-14 | 1.8645 | 78.1355 | x | 4 | 3. Moderate | 11951 | Predictive Maintenance | 91.25
1019146 | Lighting Fittings including Luminaires General | B (Average): Asset is sound, operationally safe and exhibits only minor deterioration. | Category 3 (Recommended): Minor work required to prevent a deterioration of the service provided by the asset. | 20 | 2013-07-15 | 10.7789 | 69.2211 | x | 4 | 3. Moderate | 11951 | Predictive Maintenance | 91.25
1019147 | Lighting Fittings including Luminaires General | B (Average): Asset is sound, operationally safe and exhibits only minor deterioration. | Category 3 (Recommended): Minor work required to prevent a deterioration of the service provided by the asset. | 20 | 2008-08-07 | 15.7153 | 64.2847 | x | 4 | 3. Moderate | 11951 | Predictive Maintenance | 91.25
1019148 | Lighting Fittings including Luminaires General | B (Average): Asset is sound, operationally safe and exhibits only minor deterioration. | Category 3 (Recommended): Minor work required to prevent a deterioration of the service provided by the asset. | 20 | 2014-11-26 | 9.4127 | 70.5873 | x | 4 | 3. Moderate | 11951 | Predictive Maintenance | 91.25
1019149 | Lighting Fittings including Luminaires General | B (Average): Asset is sound, operationally safe and exhibits only minor deterioration. | Category 3 (Recommended): Minor work required to prevent a deterioration of the service provided by the asset. | 20 | 2005-05-09 | 18.9624 | 61.0376 | x | 4 | 3. Moderate | 11951 | Predictive Maintenance | 91.25
1019150 | Lighting Fittings including Luminaires General | B (Average): Asset is sound, operationally safe and exhibits only minor deterioration. | Category 3 (Recommended): Minor work required to prevent a deterioration of the service provided by the asset. | 20 | 2017-03-30 | 7.0719 | 72.9281 | x | 4 | 3. Moderate | 11951 | Predictive Maintenance | 91.25
1019151 | Lighting Fittings including Luminaires General | B (Average): Asset is sound, operationally safe and exhibits only minor deterioration. | Category 3 (Recommended): Minor work required to prevent a deterioration of the service provided by the asset. | 20 | 2008-03-06 | 16.1369 | 63.8631 | x | 4 | 3. Moderate | 11951 | Predictive Maintenance | 91.25
1019152 | Lighting Fittings including Luminaires General | B (Average): Asset is sound, operationally safe and exhibits only minor deterioration. | Category 3 (Recommended): Minor work required to prevent a deterioration of the service provided by the asset. | 20 | 2006-01-23 | 18.2533 | 61.7467 | x | 4 | 3. Moderate | 11951 | Predictive Maintenance | 91.25
1019153 | Lighting Fittings including Luminaires General | B (Average): Asset is sound, operationally safe and exhibits only minor deterioration. | Category 3 (Recommended): Minor work required to prevent a deterioration of the service provided by the asset. | 20 | 2010-05-05 | 13.974 | 66.026 | x | 4 | 3. Moderate | 11951 | Predictive Maintenance | 91.25
1019154 | Lighting Fittings including Luminaires General | B (Average): Asset is sound, operationally safe and exhibits only minor deterioration. | Category 3 (Recommended): Minor work required to prevent a deterioration of the service provided by the asset. | 20 | 2014-01-09 | 10.2916 | 69.7084 | x | 4 | 3. Moderate | 11951 | Predictive Maintenance | 91.25
1019155 | Lighting Fittings including Luminaires General | B (Average): Asset is sound, operationally safe and exhibits only minor deterioration. | Category 3 (Recommended): Minor work required to prevent a deterioration of the service provided by the asset. | 20 | 2004-03-27 | 20.0794 | 59.9206 | x | 4 | 3. Moderate | 11951 | Predictive Maintenance | 91.25
1019156 | Lighting Fittings including Luminaires General | B (Average): Asset is sound, operationally safe and exhibits only minor deterioration. | Category 3 (Recommended): Minor work required to prevent a deterioration of the service provided by the asset. | 20 | 2007-10-07 | 16.5503 | 63.4497 | x | 4 | 3. Moderate | 11951 | Predictive Maintenance | 91.25
1019157 | Lighting Fittings including Luminaires General | B (Average): Asset is sound, operationally safe and exhibits only minor deterioration. | Category 3 (Recommended): Minor work required to prevent a deterioration of the service provided by the asset. | 20 | 2012-02-25 | 12.1643 | 67.8357 | x | 4 | 3. Moderate | 11951 | Predictive Maintenance | 91.25
1019158 | Lighting Fittings including Luminaires General | B (Average): Asset is sound, operationally safe and exhibits only minor deterioration. | Category 3 (Recommended): Minor work required to prevent a deterioration of the service provided by the asset. | 20 | 2017-08-15 | 6.694 | 73.306 | x | 4 | 3. Moderate | 11951 | Predictive Maintenance | 91.25
1019159 | Lighting Fittings including Luminaires General | B (Average): Asset is sound, operationally safe and exhibits only minor deterioration. | Category 3 (Recommended): Minor work required to prevent a deterioration of the service provided by the asset. | 20 | 2007-12-09 | 16.3778 | 63.6222 | x | 4 | 3. Moderate | 11951 | Predictive Maintenance | 91.25
1019160 | Lighting Fittings including Luminaires General | B (Average): Asset is sound, operationally safe and exhibits only minor deterioration. | Category 3 (Recommended): Minor work required to prevent a deterioration of the service provided by the asset. | 20 | 2018-05-08 | 5.9658 | 74.0342 | x | 4 | 3. Moderate | 11951 | Predictive Maintenance | 91.25
1019161 | Lighting Fittings including Luminaires General | B (Average): Asset is sound, operationally safe and exhibits only minor deterioration. | Category 3 (Recommended): Minor work required to prevent a deterioration of the service provided by the asset. | 20 | 2019-10-21 | 4.512 | 75.488 | x | 4 | 3. Moderate | 11951 | Predictive Maintenance | 91.25
1019162 | Lighting Fittings including Luminaires General | B (Average): Asset is sound, operationally safe and exhibits only minor deterioration. | Category 3 (Recommended): Minor work required to prevent a deterioration of the service provided by the asset. | 20 | 2006-01-27 | 18.2423 | 61.7577 | x | 4 | 3. Moderate | 11951 | Predictive Maintenance | 91.25
1019163 | Lighting Fittings including Luminaires General | B (Average): Asset is sound, operationally safe and exhibits only minor deterioration. | Category 3 (Recommended): Minor work required to prevent a deterioration of the service provided by the asset. | 20 | 2005-12-08 | 18.3792 | 61.6208 | x | 4 | 3. Moderate | 11951 | Predictive Maintenance | 91.25
1019164 | Lighting Fittings including Luminaires General | B (Average): Asset is sound, operationally safe and exhibits only minor deterioration. | Category 3 (Recommended): Minor work required to prevent a deterioration of the service provided by the asset. | 20 | 2014-09-03 | 9.6427 | 70.3573 | x | 4 | 3. Moderate | 11951 | Predictive Maintenance | 91.25
1019165 | Lighting Fittings including Luminaires General | B (Average): Asset is sound, operationally safe and exhibits only minor deterioration. | Category 3 (Recommended): Minor work required to prevent a deterioration of the service provided by the asset. | 20 | 2013-04-25 | 11.0007 | 68.9993 | x | 4 | 3. Moderate | 11951 | Predictive Maintenance | 91.25
1019166 | Lighting Fittings including Luminaires General | B (Average): Asset is sound, operationally safe and exhibits only minor deterioration. | Category 3 (Recommended): Minor work required to prevent a deterioration of the service provided by the asset. | 20 | 2023-11-04 | 0.47365 | 79.5264 | x | 4 | 3. Moderate | 11951 | Predictive Maintenance | 91.25
1019167 | Lighting Fittings including Luminaires General | B (Average): Asset is sound, operationally safe and exhibits only minor deterioration. | Category 3 (Recommended): Minor work required to prevent a deterioration of the service provided by the asset. | 20 | 2007-03-14 | 17.117 | 62.883 | x | 4 | 3. Moderate | 11951 | Predictive Maintenance | 91.25
1019168 | Lighting Fittings including Luminaires General | B (Average): Asset is sound, operationally safe and exhibits only minor deterioration. | Category 3 (Recommended): Minor work required to prevent a deterioration of the service provided by the asset. | 20 | 2010-08-04 | 13.7248 | 66.2752 | x | 4 | 3. Moderate | 11951 | Predictive Maintenance | 91.25
1019169 | Lighting Fittings including Luminaires General | B (Average): Asset is sound, operationally safe and exhibits only minor deterioration. | Category 3 (Recommended): Minor work required to prevent a deterioration of the service provided by the asset. | 20 | 2020-03-28 | 4.0767 | 75.9233 | x | 4 | 3. Moderate | 11951 | Predictive Maintenance | 91.25
1019170 | Lighting Fittings including Luminaires General | B (Average): Asset is sound, operationally safe and exhibits only minor deterioration. | Category 3 (Recommended): Minor work required to prevent a deterioration of the service provided by the asset. | 20 | 2023-03-29 | 1.076 | 78.924 | x | 4 | 3. Moderate | 11951 | Predictive Maintenance | 91.25
1019171 | Lighting Fittings including Luminaires General | B (Average): Asset is sound, operationally safe and exhibits only minor deterioration. | Category 3 (Recommended): Minor work required to prevent a deterioration of the service provided by the asset. | 20 | 2009-08-26 | 14.6639 | 65.3361 | x | 4 | 3. Moderate | 11951 | Predictive Maintenance | 91.25
1019172 | Lighting Fittings including Luminaires General | B (Average): Asset is sound, operationally safe and exhibits only minor deterioration. | Category 3 (Recommended): Minor work required to prevent a deterioration of the service provided by the asset. | 20 | 2014-09-24 | 9.5852 | 70.4148 | x | 4 | 3. Moderate | 11951 | Predictive Maintenance | 91.25
1019173 | Lighting Fittings including Luminaires General | B (Average): Asset is sound, operationally safe and exhibits only minor deterioration. | Category 3 (Recommended): Minor work required to prevent a deterioration of the service provided by the asset. | 20 | 2008-06-24 | 15.8357 | 64.1643 | x | 4 | 3. Moderate | 11951 | Predictive Maintenance | 91.25
1019174 | Lighting Fittings including Luminaires General | B (Average): Asset is sound, operationally safe and exhibits only minor deterioration. | Category 3 (Recommended): Minor work required to prevent a deterioration of the service provided by the asset. | 20 | 2012-07-24 | 11.7536 | 68.2464 | x | 4 | 3. Moderate | 11951 | Predictive Maintenance | 91.25
1019175 | Lighting Fittings including Luminaires General | B (Average): Asset is sound, operationally safe and exhibits only minor deterioration. | Category 3 (Recommended): Minor work required to prevent a deterioration of the service provided by the asset. | 20 | 2016-04-25 | 8 | 72 | x | 4 | 3. Moderate | 11951 | Predictive Maintenance | 91.25
1019176 | Lighting Fittings including Luminaires General | B (Average): Asset is sound, operationally safe and exhibits only minor deterioration. | Category 3 (Recommended): Minor work required to prevent a deterioration of the service provided by the asset. | 20 | 2017-10-07 | 6.5489 | 73.4511 | x | 4 | 3. Moderate | 11951 | Predictive Maintenance | 91.25
1019177 | Lighting Fittings including Luminaires General | B (Average): Asset is sound, operationally safe and exhibits only minor deterioration. | Category 3 (Recommended): Minor work required to prevent a deterioration of the service provided by the asset. | 20 | 2004-05-22 | 19.9261 | 60.0739 | x | 4 | 3. Moderate | 11951 | Predictive Maintenance | 91.25
1019178 | Lighting Fittings including Luminaires General | B (Average): Asset is sound, operationally safe and exhibits only minor deterioration. | Category 3 (Recommended): Minor work required to prevent a deterioration of the service provided by the asset. | 20 | 2010-11-27 | 13.41 | 66.59 | x | 4 | 3. Moderate | 11951 | Predictive Maintenance | 91.25
1019179 | Lighting Fittings including Luminaires General | B (Average): Asset is sound, operationally safe and exhibits only minor deterioration. | Category 3 (Recommended): Minor work required to prevent a deterioration of the service provided by the asset. | 20 | 2010-05-04 | 13.9767 | 66.0233 | x | 4 | 3. Moderate | 11951 | Predictive Maintenance | 91.25
1019180 | Lighting Fittings including Luminaires General | B (Average): Asset is sound, operationally safe and exhibits only minor deterioration. | Category 3 (Recommended): Minor work required to prevent a deterioration of the service provided by the asset. | 20 | 2024-01-18 | 0.26831 | 79.7317 | x | 4 | 3. Moderate | 11951 | Predictive Maintenance | 91.25
1019181 | Lighting Fittings including Luminaires General | B (Average): Asset is sound, operationally safe and exhibits only minor deterioration. | Category 3 (Recommended): Minor work required to prevent a deterioration of the service provided by the asset. | 20 | 2010-02-28 | 14.1547 | 65.8453 | x | 4 | 3. Moderate | 11951 | Predictive Maintenance | 91.25
1019182 | Lighting Fittings including Luminaires General | B (Average): Asset is sound, operationally safe and exhibits only minor deterioration. | Category 3 (Recommended): Minor work required to prevent a deterioration of the service provided by the asset. | 20 | 2014-07-19 | 9.7687 | 70.2313 | x | 4 | 3. Moderate | 11951 | Predictive Maintenance | 91.25
1019183 | Lighting Fittings including Luminaires General | B (Average): Asset is sound, operationally safe and exhibits only minor deterioration. | Category 3 (Recommended): Minor work required to prevent a deterioration of the service provided by the asset. | 20 | 2021-05-18 | 2.9377 | 77.0623 | x | 4 | 3. Moderate | 11951 | Predictive Maintenance | 91.25
1019184 | Lighting Fittings including Luminaires General | B (Average): Asset is sound, operationally safe and exhibits only minor deterioration. | Category 3 (Recommended): Minor work required to prevent a deterioration of the service provided by the asset. | 20 | 2010-08-04 | 13.7248 | 66.2752 | x | 4 | 3. Moderate | 11951 | Predictive Maintenance | 91.25
1019185 | Lighting Fittings including Luminaires General | B (Average): Asset is sound, operationally safe and exhibits only minor deterioration. | Category 3 (Recommended): Minor work required to prevent a deterioration of the service provided by the asset. | 20 | 2006-05-19 | 17.9357 | 62.0643 | x | 4 | 3. Moderate | 11951 | Predictive Maintenance | 91.25
1019186 | Lighting Fittings including Luminaires General | B (Average): Asset is sound, operationally safe and exhibits only minor deterioration. | Category 3 (Recommended): Minor work required to prevent a deterioration of the service provided by the asset. | 20 | 2016-01-14 | 8.2793 | 71.7207 | x | 4 | 3. Moderate | 11951 | Predictive Maintenance | 91.25
1019187 | Lighting Fittings including Luminaires General | B (Average): Asset is sound, operationally safe and exhibits only minor deterioration. | Category 3 (Recommended): Minor work required to prevent a deterioration of the service provided by the asset. | 20 | 2012-04-10 | 12.0411 | 67.9589 | x | 4 | 3. Moderate | 11951 | Predictive Maintenance | 91.25
1019188 | Lighting Fittings including Luminaires General | B (Average): Asset is sound, operationally safe and exhibits only minor deterioration. | Category 3 (Recommended): Minor work required to prevent a deterioration of the service provided by the asset. | 20 | 2009-11-18 | 14.4339 | 65.5661 | x | 4 | 3. Moderate | 11951 | Predictive Maintenance | 91.25
1019189 | Lighting Fittings including Luminaires General | B (Average): Asset is sound, operationally safe and exhibits only minor deterioration. | Category 3 (Recommended): Minor work required to prevent a deterioration of the service provided by the asset. | 20 | 2020-02-13 | 4.1971 | 75.8029 | x | 4 | 3. Moderate | 11951 | Predictive Maintenance | 91.25
1019190 | Lighting Fittings including Luminaires General | B (Average): Asset is sound, operationally safe and exhibits only minor deterioration. | Category 3 (Recommended): Minor work required to prevent a deterioration of the service provided by the asset. | 20 | 2018-08-08 | 5.7139 | 74.2861 | x | 4 | 3. Moderate | 11951 | Predictive Maintenance | 91.25
1019191 | Lighting Fittings including Luminaires General | B (Average): Asset is sound, operationally safe and exhibits only minor deterioration. | Category 3 (Recommended): Minor work required to prevent a deterioration of the service provided by the asset. | 20 | 2022-05-20 | 1.9329 | 78.0671 | x | 4 | 3. Moderate | 11951 | Predictive Maintenance | 91.25
1019192 | Lighting Fittings including Luminaires General | B (Average): Asset is sound, operationally safe and exhibits only minor deterioration. | Category 3 (Recommended): Minor work required to prevent a deterioration of the service provided by the asset. | 20 | 2012-02-15 | 12.1916 | 67.8084 | x | 4 | 3. Moderate | 11951 | Predictive Maintenance | 91.25
1019193 | Lighting Fittings including Luminaires General | B (Average): Asset is sound, operationally safe and exhibits only minor deterioration. | Category 3 (Recommended): Minor work required to prevent a deterioration of the service provided by the asset. | 20 | 2018-02-11 | 6.2012 | 73.7988 | x | 4 | 3. Moderate | 11951 | Predictive Maintenance | 91.25
1019194 | Lighting Fittings including Luminaires General | B (Average): Asset is sound, operationally safe and exhibits only minor deterioration. | Category 3 (Recommended): Minor work required to prevent a deterioration of the service provided by the asset. | 20 | 2006-01-01 | 18.3135 | 61.6865 | x | 4 | 3. Moderate | 11951 | Predictive Maintenance | 91.25
1019195 | Lighting Fittings including Luminaires General | B (Average): Asset is sound, operationally safe and exhibits only minor deterioration. | Category 3 (Recommended): Minor work required to prevent a deterioration of the service provided by the asset. | 20 | 2010-09-16 | 13.6071 | 66.3929 | x | 4 | 3. Moderate | 11951 | Predictive Maintenance | 91.25
1019196 | Lighting Fittings including Luminaires General | B (Average): Asset is sound, operationally safe and exhibits only minor deterioration. | Category 3 (Recommended): Minor work required to prevent a deterioration of the service provided by the asset. | 20 | 2008-10-04 | 15.5565 | 64.4435 | x | 4 | 3. Moderate | 11951 | Predictive Maintenance | 91.25
1019197 | Lighting Fittings including Luminaires General | B (Average): Asset is sound, operationally safe and exhibits only minor deterioration. | Category 3 (Recommended): Minor work required to prevent a deterioration of the service provided by the asset. | 20 | 2017-03-09 | 7.1294 | 72.8706 | x | 4 | 3. Moderate | 11951 | Predictive Maintenance | 91.25
1019198 | Lighting Fittings including Luminaires General | B (Average): Asset is sound, operationally safe and exhibits only minor deterioration. | Category 3 (Recommended): Minor work required to prevent a deterioration of the service provided by the asset. | 20 | 2022-02-26 | 2.1602 | 77.8398 | x | 4 | 3. Moderate | 11951 | Predictive Maintenance | 91.25
1019199 | Lighting Fittings including Luminaires General | B (Average): Asset is sound, operationally safe and exhibits only minor deterioration. | Category 3 (Recommended): Minor work required to prevent a deterioration of the service provided by the asset. | 20 | 2011-09-28 | 12.5749 | 67.4251 | x | 4 | 3. Moderate | 11951 | Predictive Maintenance | 91.25
1019200 | Lighting Fittings including Luminaires General | B (Average): Asset is sound, operationally safe and exhibits only minor deterioration. | Category 3 (Recommended): Minor work required to prevent a deterioration of the service provided by the asset. | 20 | 2005-12-25 | 18.3326 | 61.6674 | x | 4 | 3. Moderate | 11951 | Predictive Maintenance | 91.25
1019201 | Lighting Fittings including Luminaires General | B (Average): Asset is sound, operationally safe and exhibits only minor deterioration. | Category 3 (Recommended): Minor work required to prevent a deterioration of the service provided by the asset. | 20 | 2019-05-06 | 4.9719 | 75.0281 | x | 4 | 3. Moderate | 11951 | Predictive Maintenance | 91.25
1019202 | Lighting Fittings including Luminaires General | B (Average): Asset is sound, operationally safe and exhibits only minor deterioration. | Category 3 (Recommended): Minor work required to prevent a deterioration of the service provided by the asset. | 20 | 2011-01-12 | 13.2841 | 66.7159 | x | 4 | 3. Moderate | 11951 | Predictive Maintenance | 91.25
1019203 | Lighting Fittings including Luminaires General | B (Average): Asset is sound, operationally safe and exhibits only minor deterioration. | Category 3 (Recommended): Minor work required to prevent a deterioration of the service provided by the asset. | 20 | 2008-03-11 | 16.1232 | 63.8768 | x | 4 | 3. Moderate | 11951 | Predictive Maintenance | 91.25
1019204 | Lighting Fittings including Luminaires General | B (Average): Asset is sound, operationally safe and exhibits only minor deterioration. | Category 3 (Recommended): Minor work required to prevent a deterioration of the service provided by the asset. | 20 | 2004-08-08 | 19.7125 | 60.2875 | x | 4 | 3. Moderate | 11951 | Predictive Maintenance | 91.25
1019205 | Lighting Fittings including Luminaires General | B (Average): Asset is sound, operationally safe and exhibits only minor deterioration. | Category 3 (Recommended): Minor work required to prevent a deterioration of the service provided by the asset. | 20 | 2005-04-26 | 18.9979 | 61.0021 | x | 4 | 3. Moderate | 11951 | Predictive Maintenance | 91.25
1019206 | Lighting Fittings including Luminaires General | B (Average): Asset is sound, operationally safe and exhibits only minor deterioration. | Category 3 (Recommended): Minor work required to prevent a deterioration of the service provided by the asset. | 20 | 2015-12-16 | 8.3587 | 71.6413 | x | 4 | 3. Moderate | 11951 | Predictive Maintenance | 91.25
1019207 | Lighting Fittings including Luminaires General | B (Average): Asset is sound, operationally safe and exhibits only minor deterioration. | Category 3 (Recommended): Minor work required to prevent a deterioration of the service provided by the asset. | 20 | 2009-05-21 | 14.9295 | 65.0705 | x | 4 | 3. Moderate | 11951 | Predictive Maintenance | 91.25
1019208 | Lighting Fittings including Luminaires General | B (Average): Asset is sound, operationally safe and exhibits only minor deterioration. | Category 3 (Recommended): Minor work required to prevent a deterioration of the service provided by the asset. | 20 | 2014-04-27 | 9.9959 | 70.0041 | x | 4 | 3. Moderate | 11951 | Predictive Maintenance | 91.25
1019209 | Lighting Fittings including Luminaires General | B (Average): Asset is sound, operationally safe and exhibits only minor deterioration. | Category 3 (Recommended): Minor work required to prevent a deterioration of the service provided by the asset. | 20 | 2010-10-20 | 13.514 | 66.486 | x | 4 | 3. Moderate | 11951 | Predictive Maintenance | 91.25
1019210 | Lighting Fittings including Luminaires General | B (Average): Asset is sound, operationally safe and exhibits only minor deterioration. | Category 3 (Recommended): Minor work required to prevent a deterioration of the service provided by the asset. | 20 | 2011-12-30 | 12.3203 | 67.6797 | x | 4 | 3. Moderate | 11951 | Predictive Maintenance | 91.25
1019211 | Lighting Fittings including Luminaires General | B (Average): Asset is sound, operationally safe and exhibits only minor deterioration. | Category 3 (Recommended): Minor work required to prevent a deterioration of the service provided by the asset. | 20 | 2009-06-15 | 14.8611 | 65.1389 | x | 4 | 3. Moderate | 11951 | Predictive Maintenance | 91.25
1019212 | Lighting Fittings including Luminaires General | B (Average): Asset is sound, operationally safe and exhibits only minor deterioration. | Category 3 (Recommended): Minor work required to prevent a deterioration of the service provided by the asset. | 20 | 2007-03-18 | 17.1061 | 62.8939 | x | 4 | 3. Moderate | 11951 | Predictive Maintenance | 91.25
1019213 | Lighting Fittings including Luminaires General | B (Average): Asset is sound, operationally safe and exhibits only minor deterioration. | Category 3 (Recommended): Minor work required to prevent a deterioration of the service provided by the asset. | 20 | 2014-08-10 | 9.7084 | 70.2916 | x | 4 | 3. Moderate | 11951 | Predictive Maintenance | 91.25
1019214 | Lighting Fittings including Luminaires General | B (Average): Asset is sound, operationally safe and exhibits only minor deterioration. | Category 3 (Recommended): Minor work required to prevent a deterioration of the service provided by the asset. | 20 | 2023-11-30 | 0.40246 | 79.5975 | x | 4 | 3. Moderate | 11951 | Predictive Maintenance | 91.25
1019215 | Lighting Fittings including Luminaires General | B (Average): Asset is sound, operationally safe and exhibits only minor deterioration. | Category 3 (Recommended): Minor work required to prevent a deterioration of the service provided by the asset. | 20 | 2018-05-20 | 5.9329 | 74.0671 | x | 4 | 3. Moderate | 11951 | Predictive Maintenance | 91.25
1019216 | Lighting Fittings including Luminaires General | B (Average): Asset is sound, operationally safe and exhibits only minor deterioration. | Category 3 (Recommended): Minor work required to prevent a deterioration of the service provided by the asset. | 20 | 2022-06-14 | 1.8645 | 78.1355 | x | 4 | 3. Moderate | 11951 | Predictive Maintenance | 91.25
1019217 | Lighting Fittings including Luminaires General | B (Average): Asset is sound, operationally safe and exhibits only minor deterioration. | Category 3 (Recommended): Minor work required to prevent a deterioration of the service provided by the asset. | 20 | 2020-02-14 | 4.1944 | 75.8056 | x | 4 | 3. Moderate | 11951 | Predictive Maintenance | 91.25
1019218 | Lighting Fittings including Luminaires General | B (Average): Asset is sound, operationally safe and exhibits only minor deterioration. | Category 3 (Recommended): Minor work required to prevent a deterioration of the service provided by the asset. | 20 | 2011-12-15 | 12.3614 | 67.6386 | x | 4 | 3. Moderate | 11951 | Predictive Maintenance | 91.25
1019219 | Lighting Fittings including Luminaires General | B (Average): Asset is sound, operationally safe and exhibits only minor deterioration. | Category 3 (Recommended): Minor work required to prevent a deterioration of the service provided by the asset. | 20 | 2015-06-25 | 8.835 | 71.165 | x | 4 | 3. Moderate | 11951 | Predictive Maintenance | 91.25
1019220 | Lighting Fittings including Luminaires General | B (Average): Asset is sound, operationally safe and exhibits only minor deterioration. | Category 3 (Recommended): Minor work required to prevent a deterioration of the service provided by the asset. | 20 | 2018-07-04 | 5.8097 | 74.1903 | x | 4 | 3. Moderate | 11951 | Predictive Maintenance | 91.25
1019221 | Lighting Fittings including Luminaires General | B (Average): Asset is sound, operationally safe and exhibits only minor deterioration. | Category 3 (Recommended): Minor work required to prevent a deterioration of the service provided by the asset. | 20 | 2023-11-28 | 0.40794 | 79.5921 | x | 4 | 3. Moderate | 11951 | Predictive Maintenance | 91.25
1019222 | Lighting Fittings including Luminaires General | B (Average): Asset is sound, operationally safe and exhibits only minor deterioration. | Category 3 (Recommended): Minor work required to prevent a deterioration of the service provided by the asset. | 20 | 2018-01-09 | 6.2916 | 73.7084 | x | 4 | 3. Moderate | 11951 | Predictive Maintenance | 91.25
1019223 | Lighting Fittings including Luminaires General | B (Average): Asset is sound, operationally safe and exhibits only minor deterioration. | Category 3 (Recommended): Minor work required to prevent a deterioration of the service provided by the asset. | 20 | 2009-09-08 | 14.6283 | 65.3717 | x | 4 | 3. Moderate | 11951 | Predictive Maintenance | 91.25
1019224 | Lighting Fittings including Luminaires General | B (Average): Asset is sound, operationally safe and exhibits only minor deterioration. | Category 3 (Recommended): Minor work required to prevent a deterioration of the service provided by the asset. | 20 | 2013-05-21 | 10.9295 | 69.0705 | x | 4 | 3. Moderate | 11951 | Predictive Maintenance | 91.25
1019225 | Lighting Fittings including Luminaires General | B (Average): Asset is sound, operationally safe and exhibits only minor deterioration. | Category 3 (Recommended): Minor work required to prevent a deterioration of the service provided by the asset. | 20 | 2016-06-26 | 7.8303 | 72.1697 | x | 4 | 3. Moderate | 11951 | Predictive Maintenance | 91.25
1019226 | Lighting Fittings including Luminaires General | B (Average): Asset is sound, operationally safe and exhibits only minor deterioration. | Category 3 (Recommended): Minor work required to prevent a deterioration of the service provided by the asset. | 20 | 2011-03-20 | 13.1006 | 66.8994 | x | 4 | 3. Moderate | 11951 | Predictive Maintenance | 91.25
1019227 | Lighting Fittings including Luminaires General | B (Average): Asset is sound, operationally safe and exhibits only minor deterioration. | Category 3 (Recommended): Minor work required to prevent a deterioration of the service provided by the asset. | 20 | 2009-12-03 | 14.3929 | 65.6071 | x | 4 | 3. Moderate | 11951 | Predictive Maintenance | 91.25
1019228 | Lighting Fittings including Luminaires General | B (Average): Asset is sound, operationally safe and exhibits only minor deterioration. | Category 3 (Recommended): Minor work required to prevent a deterioration of the service provided by the asset. | 20 | 2022-11-30 | 1.4018 | 78.5982 | x | 4 | 3. Moderate | 11951 | Predictive Maintenance | 91.25
1019229 | Lighting Fittings including Luminaires General | B (Average): Asset is sound, operationally safe and exhibits only minor deterioration. | Category 3 (Recommended): Minor work required to prevent a deterioration of the service provided by the asset. | 20 | 2013-06-15 | 10.8611 | 69.1389 | x | 4 | 3. Moderate | 11951 | Predictive Maintenance | 91.25
1019230 | Lighting Fittings including Luminaires General | B (Average): Asset is sound, operationally safe and exhibits only minor deterioration. | Category 3 (Recommended): Minor work required to prevent a deterioration of the service provided by the asset. | 20 | 2007-11-30 | 16.4025 | 63.5975 | x | 4 | 3. Moderate | 11951 | Predictive Maintenance | 91.25
1019231 | Lighting Fittings including Luminaires General | B (Average): Asset is sound, operationally safe and exhibits only minor deterioration. | Category 3 (Recommended): Minor work required to prevent a deterioration of the service provided by the asset. | 20 | 2018-10-13 | 5.5332 | 74.4668 | x | 4 | 3. Moderate | 11951 | Predictive Maintenance | 91.25
1019232 | Lighting Fittings including Luminaires General | B (Average): Asset is sound, operationally safe and exhibits only minor deterioration. | Category 3 (Recommended): Minor work required to prevent a deterioration of the service provided by the asset. | 20 | 2009-11-23 | 14.4203 | 65.5797 | x | 4 | 3. Moderate | 11951 | Predictive Maintenance | 91.25
1019233 | Lighting Fittings including Luminaires General | B (Average): Asset is sound, operationally safe and exhibits only minor deterioration. | Category 3 (Recommended): Minor work required to prevent a deterioration of the service provided by the asset. | 20 | 2015-03-20 | 9.1006 | 70.8994 | x | 4 | 3. Moderate | 11951 | Predictive Maintenance | 91.25
1019234 | Lighting Fittings including Luminaires General | B (Average): Asset is sound, operationally safe and exhibits only minor deterioration. | Category 3 (Recommended): Minor work required to prevent a deterioration of the service provided by the asset. | 20 | 2020-06-05 | 3.8877 | 76.1123 | x | 4 | 3. Moderate | 11951 | Predictive Maintenance | 91.25
1019235 | Lighting Fittings including Luminaires General | B (Average): Asset is sound, operationally safe and exhibits only minor deterioration. | Category 3 (Recommended): Minor work required to prevent a deterioration of the service provided by the asset. | 20 | 2015-06-16 | 8.8597 | 71.1403 | x | 4 | 3. Moderate | 11951 | Predictive Maintenance | 91.25
1019236 | Lighting Fittings including Luminaires General | B (Average): Asset is sound, operationally safe and exhibits only minor deterioration. | Category 3 (Recommended): Minor work required to prevent a deterioration of the service provided by the asset. | 20 | 2016-10-15 | 7.5264 | 72.4736 | x | 4 | 3. Moderate | 11951 | Predictive Maintenance | 91.25
1019237 | Lighting Fittings including Luminaires General | B (Average): Asset is sound, operationally safe and exhibits only minor deterioration. | Category 3 (Recommended): Minor work required to prevent a deterioration of the service provided by the asset. | 20 | 2008-07-14 | 15.781 | 64.219 | x | 4 | 3. Moderate | 11951 | Predictive Maintenance | 91.25
1019238 | Lighting Fittings including Luminaires General | B (Average): Asset is sound, operationally safe and exhibits only minor deterioration. | Category 3 (Recommended): Minor work required to prevent a deterioration of the service provided by the asset. | 20 | 2019-09-01 | 4.6489 | 75.3511 | x | 4 | 3. Moderate | 11951 | Predictive Maintenance | 91.25
1019239 | Lighting Fittings including Luminaires General | B (Average): Asset is sound, operationally safe and exhibits only minor deterioration. | Category 3 (Recommended): Minor work required to prevent a deterioration of the service provided by the asset. | 20 | 2018-03-19 | 6.1027 | 73.8973 | x | 4 | 3. Moderate | 11951 | Predictive Maintenance | 91.25
1019240 | Lighting Fittings including Luminaires General | B (Average): Asset is sound, operationally safe and exhibits only minor deterioration. | Category 3 (Recommended): Minor work required to prevent a deterioration of the service provided by the asset. | 20 | 2007-03-18 | 17.1061 | 62.8939 | x | 4 | 3. Moderate | 11951 | Predictive Maintenance | 91.25
1019241 | Lighting Fittings including Luminaires General | B (Average): Asset is sound, operationally safe and exhibits only minor deterioration. | Category 3 (Recommended): Minor work required to prevent a deterioration of the service provided by the asset. | 20 | 2006-12-09 | 17.3771 | 62.6229 | x | 4 | 3. Moderate | 11951 | Predictive Maintenance | 91.25
1019242 | Lighting Fittings including Luminaires General | B (Average): Asset is sound, operationally safe and exhibits only minor deterioration. | Category 3 (Recommended): Minor work required to prevent a deterioration of the service provided by the asset. | 20 | 2020-07-28 | 3.7426 | 76.2574 | x | 4 | 3. Moderate | 11951 | Predictive Maintenance | 91.25
1019243 | Lighting Fittings including Luminaires General | B (Average): Asset is sound, operationally safe and exhibits only minor deterioration. | Category 3 (Recommended): Minor work required to prevent a deterioration of the service provided by the asset. | 20 | 2021-10-12 | 2.5352 | 77.4648 | x | 4 | 3. Moderate | 11951 | Predictive Maintenance | 91.25
1019465 | Internal Walls and Ceilings | B (Average): Asset is sound, operationally safe and exhibits only minor deterioration. | Category 3 (Recommended): Minor work required to prevent a deterioration of the service provided by the asset. | 25 | 2009-03-11 | 15.1239 | 67.9009 | x | 4 | 3. Moderate | 11951 | Predictive Maintenance | 91.25
1019466 | Internal Walls and Ceilings | B (Average): Asset is sound, operationally safe and exhibits only minor deterioration. | Category 3 (Recommended): Minor work required to prevent a deterioration of the service provided by the asset. | 25 | 1999-06-05 | 24.8898 | 60.0882 | x | 4 | 3. Moderate | 11951 | Predictive Maintenance | 91.25
1019467 | Internal Walls and Ceilings | B (Average): Asset is sound, operationally safe and exhibits only minor deterioration. | Category 3 (Recommended): Minor work required to prevent a deterioration of the service provided by the asset. | 25 | 2008-11-22 | 15.4223 | 67.6621 | x | 4 | 3. Moderate | 11951 | Predictive Maintenance | 91.25
1019468 | Internal Walls and Ceilings | B (Average): Asset is sound, operationally safe and exhibits only minor deterioration. | Category 3 (Recommended): Minor work required to prevent a deterioration of the service provided by the asset. | 25 | 2023-08-17 | 0.68994 | 79.448 | x | 4 | 3. Moderate | 11951 | Predictive Maintenance | 91.25
1019469 | Internal Walls and Ceilings | B (Average): Asset is sound, operationally safe and exhibits only minor deterioration. | Category 3 (Recommended): Minor work required to prevent a deterioration of the service provided by the asset. | 25 | 2002-07-11 | 21.7906 | 62.5676 | x | 4 | 3. Moderate | 11951 | Predictive Maintenance | 91.25
1019470 | Internal Walls and Ceilings | B (Average): Asset is sound, operationally safe and exhibits only minor deterioration. | Category 3 (Recommended): Minor work required to prevent a deterioration of the service provided by the asset. | 25 | 2014-08-04 | 9.7248 | 72.2201 | x | 4 | 3. Moderate | 11951 | Predictive Maintenance | 91.25
1019471 | Internal Walls and Ceilings | B (Average): Asset is sound, operationally safe and exhibits only minor deterioration. | Category 3 (Recommended): Minor work required to prevent a deterioration of the service provided by the asset. | 25 | 2008-05-13 | 15.9507 | 67.2394 | x | 4 | 3. Moderate | 11951 | Predictive Maintenance | 91.25
1019472 | Internal Walls and Ceilings | B (Average): Asset is sound, operationally safe and exhibits only minor deterioration. | Category 3 (Recommended): Minor work required to prevent a deterioration of the service provided by the asset. | 25 | 2023-06-01 | 0.90075 | 79.2794 | x | 4 | 3. Moderate | 11951 | Predictive Maintenance | 91.25
1019473 | Internal Walls and Ceilings | B (Average): Asset is sound, operationally safe and exhibits only minor deterioration. | Category 3 (Recommended): Minor work required to prevent a deterioration of the service provided by the asset. | 25 | 2022-05-11 | 1.9576 | 78.4339 | x | 4 | 3. Moderate | 11951 | Predictive Maintenance | 91.25
1019474 | Internal Walls and Ceilings | B (Average): Asset is sound, operationally safe and exhibits only minor deterioration. | Category 3 (Recommended): Minor work required to prevent a deterioration of the service provided by the asset. | 25 | 2013-02-22 | 11.1704 | 71.0637 | x | 4 | 3. Moderate | 11951 | Predictive Maintenance | 91.25
1019475 | Internal Walls and Ceilings | B (Average): Asset is sound, operationally safe and exhibits only minor deterioration. | Category 3 (Recommended): Minor work required to prevent a deterioration of the service provided by the asset. | 25 | 2008-03-03 | 16.1451 | 67.0839 | x | 4 | 3. Moderate | 11951 | Predictive Maintenance | 91.25
1019476 | Internal Walls and Ceilings | B (Average): Asset is sound, operationally safe and exhibits only minor deterioration. | Category 3 (Recommended): Minor work required to prevent a deterioration of the service provided by the asset. | 25 | 2002-07-25 | 21.7522 | 62.5982 | x | 4 | 3. Moderate | 11951 | Predictive Maintenance | 91.25
1019477 | Internal Walls and Ceilings | B (Average): Asset is sound, operationally safe and exhibits only minor deterioration. | Category 3 (Recommended): Minor work required to prevent a deterioration of the service provided by the asset. | 25 | 2019-01-27 | 5.243 | 75.8056 | x | 4 | 3. Moderate | 11951 | Predictive Maintenance | 91.25
1019478 | Internal Walls and Ceilings | B (Average): Asset is sound, operationally safe and exhibits only minor deterioration. | Category 3 (Recommended): Minor work required to prevent a deterioration of the service provided by the asset. | 25 | 2016-09-14 | 7.6112 | 73.911 | x | 4 | 3. Moderate | 11951 | Predictive Maintenance | 91.25
1019479 | Internal Walls and Ceilings | B (Average): Asset is sound, operationally safe and exhibits only minor deterioration. | Category 3 (Recommended): Minor work required to prevent a deterioration of the service provided by the asset. | 25 | 2012-01-06 | 12.3012 | 70.1591 | x | 4 | 3. Moderate | 11951 | Predictive Maintenance | 91.25
1019480 | Internal Walls and Ceilings | B (Average): Asset is sound, operationally safe and exhibits only minor deterioration. | Category 3 (Recommended): Minor work required to prevent a deterioration of the service provided by the asset. | 25 | 2001-12-10 | 22.3737 | 62.101 | x | 4 | 3. Moderate | 11951 | Predictive Maintenance | 91.25
1019481 | Internal Walls and Ceilings | B (Average): Asset is sound, operationally safe and exhibits only minor deterioration. | Category 3 (Recommended): Minor work required to prevent a deterioration of the service provided by the asset. | 25 | 2016-06-06 | 7.885 | 73.692 | x | 4 | 3. Moderate | 11951 | Predictive Maintenance | 91.25
1019482 | Internal Walls and Ceilings | B (Average): Asset is sound, operationally safe and exhibits only minor deterioration. | Category 3 (Recommended): Minor work required to prevent a deterioration of the service provided by the asset. | 25 | 2019-01-25 | 5.2485 | 75.8012 | x | 4 | 3. Moderate | 11951 | Predictive Maintenance | 91.25
1019483 | Internal Walls and Ceilings | B (Average): Asset is sound, operationally safe and exhibits only minor deterioration. | Category 3 (Recommended): Minor work required to prevent a deterioration of the service provided by the asset. | 25 | 2004-11-23 | 19.4196 | 64.4643 | x | 4 | 3. Moderate | 11951 | Predictive Maintenance | 91.25
1019484 | Internal Walls and Ceilings | B (Average): Asset is sound, operationally safe and exhibits only minor deterioration. | Category 3 (Recommended): Minor work required to prevent a deterioration of the service provided by the asset. | 25 | 2008-07-30 | 15.7372 | 67.4103 | x | 4 | 3. Moderate | 11951 | Predictive Maintenance | 91.25
1019485 | Internal Walls and Ceilings | B (Average): Asset is sound, operationally safe and exhibits only minor deterioration. | Category 3 (Recommended): Minor work required to prevent a deterioration of the service provided by the asset. | 25 | 2011-07-20 | 12.7666 | 69.7867 | x | 4 | 3. Moderate | 11951 | Predictive Maintenance | 91.25
1019486 | Internal Walls and Ceilings | B (Average): Asset is sound, operationally safe and exhibits only minor deterioration. | Category 3 (Recommended): Minor work required to prevent a deterioration of the service provided by the asset. | 25 | 2009-05-01 | 14.9843 | 68.0126 | x | 4 | 3. Moderate | 11951 | Predictive Maintenance | 91.25
1019487 | Internal Walls and Ceilings | B (Average): Asset is sound, operationally safe and exhibits only minor deterioration. | Category 3 (Recommended): Minor work required to prevent a deterioration of the service provided by the asset. | 25 | 2007-03-24 | 17.0897 | 66.3283 | x | 4 | 3. Moderate | 11951 | Predictive Maintenance | 91.25
1019488 | Internal Walls and Ceilings | B (Average): Asset is sound, operationally safe and exhibits only minor deterioration. | Category 3 (Recommended): Minor work required to prevent a deterioration of the service provided by the asset. | 25 | 2001-11-22 | 22.423 | 62.0616 | x | 4 | 3. Moderate | 11951 | Predictive Maintenance | 91.25
1019528 | Portable Appliance Testing (PAT) - User Checks, Recorded Formal Visual Inspections and Combined Insp | B (Average): Asset is sound, operationally safe and exhibits only minor deterioration. | Category 3 (Recommended): Minor work required to prevent a deterioration of the service provided by the asset. | 20 | 2014-03-16 | 10.1109 | 69.8891 | x | 4 | 2. Minor | 11951 | Predictive Maintenance | 182.5
1019532 | Rainwater Downpipes and Gutters | B (Average): Asset is sound, operationally safe and exhibits only minor deterioration. | Category 3 (Recommended): Minor work required to prevent a deterioration of the service provided by the asset. | 50 | 2021-12-30 | 2.319 | 79.0724 | x | 4 | 2. Minor | 11951 | Predictive Maintenance | 182.5
1019533 | Rainwater Downpipes and Gutters | B (Average): Asset is sound, operationally safe and exhibits only minor deterioration. | Category 3 (Recommended): Minor work required to prevent a deterioration of the service provided by the asset. | 50 | 2004-04-30 | 19.9863 | 72.0055 | x | 4 | 2. Minor | 11951 | Predictive Maintenance | 182.5
1019534 | Rainwater Downpipes and Gutters | B (Average): Asset is sound, operationally safe and exhibits only minor deterioration. | Category 3 (Recommended): Minor work required to prevent a deterioration of the service provided by the asset. | 50 | 2021-12-08 | 2.3792 | 79.0483 | x | 4 | 2. Minor | 11951 | Predictive Maintenance | 182.5
1019535 | Rainwater Downpipes and Gutters | B (Average): Asset is sound, operationally safe and exhibits only minor deterioration. | Category 3 (Recommended): Minor work required to prevent a deterioration of the service provided by the asset. | 50 | 2016-06-03 | 7.8932 | 76.8427 | x | 4 | 2. Minor | 11951 | Predictive Maintenance | 182.5
1019536 | Rainwater Downpipes and Gutters | B (Average): Asset is sound, operationally safe and exhibits only minor deterioration. | Category 3 (Recommended): Minor work required to prevent a deterioration of the service provided by the asset. | 50 | 2003-08-27 | 20.6626 | 71.735 | x | 4 | 2. Minor | 11951 | Predictive Maintenance | 182.5
1019546 | Service Drainage | B (Average): Asset is sound, operationally safe and exhibits only minor deterioration. | Category 3 (Recommended): Minor work required to prevent a deterioration of the service provided by the asset. | 25 | 2018-06-14 | 5.8645 | 75.3084 | x | 4 | 4. Significant | 11951 | Predictive Maintenance | 91.25
1019547 | Service Drainage | B (Average): Asset is sound, operationally safe and exhibits only minor deterioration. | Category 3 (Recommended): Minor work required to prevent a deterioration of the service provided by the asset. | 25 | 2007-01-06 | 17.3005 | 66.1596 | x | 4 | 4. Significant | 11951 | Predictive Maintenance | 91.25
1019548 | Service Drainage | B (Average): Asset is sound, operationally safe and exhibits only minor deterioration. | Category 3 (Recommended): Minor work required to prevent a deterioration of the service provided by the asset. | 25 | 2021-05-12 | 2.9541 | 77.6367 | x | 4 | 4. Significant | 11951 | Predictive Maintenance | 91.25
1019549 | Service Drainage | B (Average): Asset is sound, operationally safe and exhibits only minor deterioration. | Category 3 (Recommended): Minor work required to prevent a deterioration of the service provided by the asset. | 25 | 2007-08-27 | 16.6626 | 66.67 | x | 4 | 4. Significant | 11951 | Predictive Maintenance | 91.25
1019550 | Service Drainage | B (Average): Asset is sound, operationally safe and exhibits only minor deterioration. | Category 3 (Recommended): Minor work required to prevent a deterioration of the service provided by the asset. | 25 | 2020-03-28 | 4.0767 | 76.7387 | x | 4 | 4. Significant | 11951 | Predictive Maintenance | 91.25
1019551 | Service Drainage | B (Average): Asset is sound, operationally safe and exhibits only minor deterioration. | Category 3 (Recommended): Minor work required to prevent a deterioration of the service provided by the asset. | 25 | 2021-07-12 | 2.7871 | 77.7703 | x | 4 | 4. Significant | 11951 | Predictive Maintenance | 91.25
1019552 | Service Drainage | B (Average): Asset is sound, operationally safe and exhibits only minor deterioration. | Category 3 (Recommended): Minor work required to prevent a deterioration of the service provided by the asset. | 25 | 2011-08-02 | 12.731 | 69.8152 | x | 4 | 4. Significant | 11951 | Predictive Maintenance | 91.25
1019553 | Service Drainage | B (Average): Asset is sound, operationally safe and exhibits only minor deterioration. | Category 3 (Recommended): Minor work required to prevent a deterioration of the service provided by the asset. | 25 | 2010-11-04 | 13.473 | 69.2216 | x | 4 | 4. Significant | 11951 | Predictive Maintenance | 91.25
1019554 | Service Drainage | B (Average): Asset is sound, operationally safe and exhibits only minor deterioration. | Category 3 (Recommended): Minor work required to prevent a deterioration of the service provided by the asset. | 25 | 2010-07-11 | 13.7906 | 68.9676 | x | 4 | 4. Significant | 11951 | Predictive Maintenance | 91.25
1019555 | Service Drainage | B (Average): Asset is sound, operationally safe and exhibits only minor deterioration. | Category 3 (Recommended): Minor work required to prevent a deterioration of the service provided by the asset. | 25 | 2001-01-10 | 23.2882 | 61.3695 | x | 4 | 4. Significant | 11951 | Predictive Maintenance | 91.25
1019556 | Service Drainage | B (Average): Asset is sound, operationally safe and exhibits only minor deterioration. | Category 3 (Recommended): Minor work required to prevent a deterioration of the service provided by the asset. | 25 | 2008-06-08 | 15.8795 | 67.2964 | x | 4 | 4. Significant | 11951 | Predictive Maintenance | 91.25
1019557 | Service Drainage | B (Average): Asset is sound, operationally safe and exhibits only minor deterioration. | Category 3 (Recommended): Minor work required to prevent a deterioration of the service provided by the asset. | 25 | 2016-05-28 | 7.9097 | 73.6723 | x | 4 | 4. Significant | 11951 | Predictive Maintenance | 91.25
1019558 | Service Drainage | B (Average): Asset is sound, operationally safe and exhibits only minor deterioration. | Category 3 (Recommended): Minor work required to prevent a deterioration of the service provided by the asset. | 25 | 2004-04-04 | 20.0575 | 63.954 | x | 4 | 4. Significant | 11951 | Predictive Maintenance | 91.25
1019559 | Service Drainage | B (Average): Asset is sound, operationally safe and exhibits only minor deterioration. | Category 3 (Recommended): Minor work required to prevent a deterioration of the service provided by the asset. | 25 | 2022-07-29 | 1.7413 | 78.607 | x | 4 | 4. Significant | 11951 | Predictive Maintenance | 91.25
1019560 | Service Drainage | B (Average): Asset is sound, operationally safe and exhibits only minor deterioration. | Category 3 (Recommended): Minor work required to prevent a deterioration of the service provided by the asset. | 25 | 2020-08-02 | 3.729 | 77.0168 | x | 4 | 4. Significant | 11951 | Predictive Maintenance | 91.25
1019561 | Service Drainage | B (Average): Asset is sound, operationally safe and exhibits only minor deterioration. | Category 3 (Recommended): Minor work required to prevent a deterioration of the service provided by the asset. | 25 | 1999-02-18 | 25.1828 | 59.8538 | x | 4 | 4. Significant | 11951 | Predictive Maintenance | 91.25
1019562 | Service Drainage | B (Average): Asset is sound, operationally safe and exhibits only minor deterioration. | Category 3 (Recommended): Minor work required to prevent a deterioration of the service provided by the asset. | 25 | 2006-01-14 | 18.2779 | 65.3777 | x | 4 | 4. Significant | 11951 | Predictive Maintenance | 91.25
1019563 | Service Drainage | B (Average): Asset is sound, operationally safe and exhibits only minor deterioration. | Category 3 (Recommended): Minor work required to prevent a deterioration of the service provided by the asset. | 25 | 2012-07-26 | 11.7481 | 70.6015 | x | 4 | 4. Significant | 11951 | Predictive Maintenance | 91.25
1019564 | Service Drainage | B (Average): Asset is sound, operationally safe and exhibits only minor deterioration. | Category 3 (Recommended): Minor work required to prevent a deterioration of the service provided by the asset. | 25 | 2015-10-21 | 8.512 | 73.1904 | x | 4 | 4. Significant | 11951 | Predictive Maintenance | 91.25
1019565 | Service Drainage | B (Average): Asset is sound, operationally safe and exhibits only minor deterioration. | Category 3 (Recommended): Minor work required to prevent a deterioration of the service provided by the asset. | 25 | 2000-07-16 | 23.7755 | 60.9796 | x | 4 | 4. Significant | 11951 | Predictive Maintenance | 91.25
1019566 | Service Drainage | B (Average): Asset is sound, operationally safe and exhibits only minor deterioration. | Category 3 (Recommended): Minor work required to prevent a deterioration of the service provided by the asset. | 25 | 1999-09-26 | 24.5804 | 60.3357 | x | 4 | 4. Significant | 11951 | Predictive Maintenance | 91.25
1019567 | Service Drainage | B (Average): Asset is sound, operationally safe and exhibits only minor deterioration. | Category 3 (Recommended): Minor work required to prevent a deterioration of the service provided by the asset. | 25 | 2003-09-29 | 20.5722 | 63.5422 | x | 4 | 4. Significant | 11951 | Predictive Maintenance | 91.25
1019568 | Service Drainage | B (Average): Asset is sound, operationally safe and exhibits only minor deterioration. | Category 3 (Recommended): Minor work required to prevent a deterioration of the service provided by the asset. | 25 | 2019-01-14 | 5.2786 | 75.7771 | x | 4 | 4. Significant | 11951 | Predictive Maintenance | 91.25
1019569 | Service Drainage | B (Average): Asset is sound, operationally safe and exhibits only minor deterioration. | Category 3 (Recommended): Minor work required to prevent a deterioration of the service provided by the asset. | 25 | 2022-09-19 | 1.5989 | 78.7209 | x | 4 | 4. Significant | 11951 | Predictive Maintenance | 91.25
1019570 | Service Drainage | B (Average): Asset is sound, operationally safe and exhibits only minor deterioration. | Category 3 (Recommended): Minor work required to prevent a deterioration of the service provided by the asset. | 25 | 2000-05-18 | 23.937 | 60.8504 | x | 4 | 4. Significant | 11951 | Predictive Maintenance | 91.25
1019571 | Service Drainage | B (Average): Asset is sound, operationally safe and exhibits only minor deterioration. | Category 3 (Recommended): Minor work required to prevent a deterioration of the service provided by the asset. | 25 | 2021-10-24 | 2.5024 | 77.9981 | x | 4 | 4. Significant | 11951 | Predictive Maintenance | 91.25
1019572 | Service Drainage | B (Average): Asset is sound, operationally safe and exhibits only minor deterioration. | Category 3 (Recommended): Minor work required to prevent a deterioration of the service provided by the asset. | 25 | 2016-07-16 | 7.7755 | 73.7796 | x | 4 | 4. Significant | 11951 | Predictive Maintenance | 91.25
1019573 | Service Drainage | B (Average): Asset is sound, operationally safe and exhibits only minor deterioration. | Category 3 (Recommended): Minor work required to prevent a deterioration of the service provided by the asset. | 25 | 2000-04-21 | 24.011 | 60.7912 | x | 4 | 4. Significant | 11951 | Predictive Maintenance | 91.25
1019574 | Service Drainage | B (Average): Asset is sound, operationally safe and exhibits only minor deterioration. | Category 3 (Recommended): Minor work required to prevent a deterioration of the service provided by the asset. | 25 | 2015-12-29 | 8.3231 | 73.3415 | x | 4 | 4. Significant | 11951 | Predictive Maintenance | 91.25
1019575 | Service Drainage | B (Average): Asset is sound, operationally safe and exhibits only minor deterioration. | Category 3 (Recommended): Minor work required to prevent a deterioration of the service provided by the asset. | 25 | 2023-12-23 | 0.33949 | 79.7284 | x | 4 | 4. Significant | 11951 | Predictive Maintenance | 91.25
1019576 | Service Drainage | B (Average): Asset is sound, operationally safe and exhibits only minor deterioration. | Category 3 (Recommended): Minor work required to prevent a deterioration of the service provided by the asset. | 25 | 2005-05-19 | 18.935 | 64.852 | x | 4 | 4. Significant | 11951 | Predictive Maintenance | 91.25
1019577 | Service Drainage | B (Average): Asset is sound, operationally safe and exhibits only minor deterioration. | Category 3 (Recommended): Minor work required to prevent a deterioration of the service provided by the asset. | 25 | 2007-11-19 | 16.4326 | 66.8539 | x | 4 | 4. Significant | 11951 | Predictive Maintenance | 91.25
1019578 | Service Drainage | B (Average): Asset is sound, operationally safe and exhibits only minor deterioration. | Category 3 (Recommended): Minor work required to prevent a deterioration of the service provided by the asset. | 25 | 2019-03-10 | 5.128 | 75.8976 | x | 4 | 4. Significant | 11951 | Predictive Maintenance | 91.25
1019579 | Service Drainage | B (Average): Asset is sound, operationally safe and exhibits only minor deterioration. | Category 3 (Recommended): Minor work required to prevent a deterioration of the service provided by the asset. | 25 | 2023-11-10 | 0.45722 | 79.6342 | x | 4 | 4. Significant | 11951 | Predictive Maintenance | 91.25
1019580 | Service Drainage | B (Average): Asset is sound, operationally safe and exhibits only minor deterioration. | Category 3 (Recommended): Minor work required to prevent a deterioration of the service provided by the asset. | 25 | 2014-09-22 | 9.5907 | 72.3274 | x | 4 | 4. Significant | 11951 | Predictive Maintenance | 91.25
1019581 | Service Drainage | B (Average): Asset is sound, operationally safe and exhibits only minor deterioration. | Category 3 (Recommended): Minor work required to prevent a deterioration of the service provided by the asset. | 25 | 2004-02-28 | 20.1561 | 63.8752 | x | 4 | 4. Significant | 11951 | Predictive Maintenance | 91.25
1019582 | Service Drainage | B (Average): Asset is sound, operationally safe and exhibits only minor deterioration. | Category 3 (Recommended): Minor work required to prevent a deterioration of the service provided by the asset. | 25 | 2000-09-20 | 23.5948 | 61.1242 | x | 4 | 4. Significant | 11951 | Predictive Maintenance | 91.25
1019583 | Service Drainage | B (Average): Asset is sound, operationally safe and exhibits only minor deterioration. | Category 3 (Recommended): Minor work required to prevent a deterioration of the service provided by the asset. | 25 | 2006-10-26 | 17.4976 | 66.0019 | x | 4 | 4. Significant | 11951 | Predictive Maintenance | 91.25
1019584 | Service Drainage | B (Average): Asset is sound, operationally safe and exhibits only minor deterioration. | Category 3 (Recommended): Minor work required to prevent a deterioration of the service provided by the asset. | 25 | 2003-01-25 | 21.2485 | 63.0012 | x | 4 | 4. Significant | 11951 | Predictive Maintenance | 91.25
1019585 | Service Drainage | B (Average): Asset is sound, operationally safe and exhibits only minor deterioration. | Category 3 (Recommended): Minor work required to prevent a deterioration of the service provided by the asset. | 25 | 2016-08-15 | 7.6934 | 73.8453 | x | 4 | 4. Significant | 11951 | Predictive Maintenance | 91.25
1019586 | Service Drainage | B (Average): Asset is sound, operationally safe and exhibits only minor deterioration. | Category 3 (Recommended): Minor work required to prevent a deterioration of the service provided by the asset. | 25 | 2012-01-13 | 12.282 | 70.1744 | x | 4 | 4. Significant | 11951 | Predictive Maintenance | 91.25
1019587 | Service Drainage | B (Average): Asset is sound, operationally safe and exhibits only minor deterioration. | Category 3 (Recommended): Minor work required to prevent a deterioration of the service provided by the asset. | 25 | 2007-07-01 | 16.8186 | 66.5451 | x | 4 | 4. Significant | 11951 | Predictive Maintenance | 91.25
1019588 | Service Drainage | B (Average): Asset is sound, operationally safe and exhibits only minor deterioration. | Category 3 (Recommended): Minor work required to prevent a deterioration of the service provided by the asset. | 25 | 2000-08-19 | 23.6824 | 61.0541 | x | 4 | 4. Significant | 11951 | Predictive Maintenance | 91.25
1019589 | Service Drainage | B (Average): Asset is sound, operationally safe and exhibits only minor deterioration. | Category 3 (Recommended): Minor work required to prevent a deterioration of the service provided by the asset. | 25 | 2007-05-22 | 16.9281 | 66.4575 | x | 4 | 4. Significant | 11951 | Predictive Maintenance | 91.25
1019590 | Service Drainage | B (Average): Asset is sound, operationally safe and exhibits only minor deterioration. | Category 3 (Recommended): Minor work required to prevent a deterioration of the service provided by the asset. | 25 | 2017-03-07 | 7.1348 | 74.2921 | x | 4 | 4. Significant | 11951 | Predictive Maintenance | 91.25
1019591 | Service Drainage | B (Average): Asset is sound, operationally safe and exhibits only minor deterioration. | Category 3 (Recommended): Minor work required to prevent a deterioration of the service provided by the asset. | 25 | 2023-06-20 | 0.84873 | 79.321 | x | 4 | 4. Significant | 11951 | Predictive Maintenance | 91.25
1019592 | Service Drainage | B (Average): Asset is sound, operationally safe and exhibits only minor deterioration. | Category 3 (Recommended): Minor work required to prevent a deterioration of the service provided by the asset. | 25 | 2003-05-17 | 20.9418 | 63.2465 | x | 4 | 4. Significant | 11951 | Predictive Maintenance | 91.25
1019593 | Service Drainage | B (Average): Asset is sound, operationally safe and exhibits only minor deterioration. | Category 3 (Recommended): Minor work required to prevent a deterioration of the service provided by the asset. | 25 | 2002-12-08 | 21.3799 | 62.8961 | x | 4 | 4. Significant | 11951 | Predictive Maintenance | 91.25
1019594 | Service Drainage | B (Average): Asset is sound, operationally safe and exhibits only minor deterioration. | Category 3 (Recommended): Minor work required to prevent a deterioration of the service provided by the asset. | 25 | 2020-01-22 | 4.2574 | 76.5941 | x | 4 | 4. Significant | 11951 | Predictive Maintenance | 91.25
1019595 | Service Drainage | B (Average): Asset is sound, operationally safe and exhibits only minor deterioration. | Category 3 (Recommended): Minor work required to prevent a deterioration of the service provided by the asset. | 25 | 2019-06-21 | 4.846 | 76.1232 | x | 4 | 4. Significant | 11951 | Predictive Maintenance | 91.25
1019596 | Service Drainage | B (Average): Asset is sound, operationally safe and exhibits only minor deterioration. | Category 3 (Recommended): Minor work required to prevent a deterioration of the service provided by the asset. | 25 | 2019-02-26 | 5.1608 | 75.8713 | x | 4 | 4. Significant | 11951 | Predictive Maintenance | 91.25
1019597 | Service Drainage | B (Average): Asset is sound, operationally safe and exhibits only minor deterioration. | Category 3 (Recommended): Minor work required to prevent a deterioration of the service provided by the asset. | 25 | 2022-07-05 | 1.807 | 78.5544 | x | 4 | 4. Significant | 11951 | Predictive Maintenance | 91.25
1019598 | Service Drainage | B (Average): Asset is sound, operationally safe and exhibits only minor deterioration. | Category 3 (Recommended): Minor work required to prevent a deterioration of the service provided by the asset. | 25 | 2005-01-05 | 19.3018 | 64.5585 | x | 4 | 4. Significant | 11951 | Predictive Maintenance | 91.25
1019599 | Service Drainage | B (Average): Asset is sound, operationally safe and exhibits only minor deterioration. | Category 3 (Recommended): Minor work required to prevent a deterioration of the service provided by the asset. | 25 | 2009-10-23 | 14.5051 | 68.3959 | x | 4 | 4. Significant | 11951 | Predictive Maintenance | 91.25
1019600 | Service Drainage | B (Average): Asset is sound, operationally safe and exhibits only minor deterioration. | Category 3 (Recommended): Minor work required to prevent a deterioration of the service provided by the asset. | 25 | 2007-05-31 | 16.9035 | 66.4772 | x | 4 | 4. Significant | 11951 | Predictive Maintenance | 91.25
1019601 | Service Drainage | B (Average): Asset is sound, operationally safe and exhibits only minor deterioration. | Category 3 (Recommended): Minor work required to prevent a deterioration of the service provided by the asset. | 25 | 2020-05-25 | 3.9179 | 76.8657 | x | 4 | 4. Significant | 11951 | Predictive Maintenance | 91.25
1019602 | Service Drainage | B (Average): Asset is sound, operationally safe and exhibits only minor deterioration. | Category 3 (Recommended): Minor work required to prevent a deterioration of the service provided by the asset. | 25 | 2000-08-05 | 23.7207 | 61.0234 | x | 4 | 4. Significant | 11951 | Predictive Maintenance | 91.25
1019603 | Service Drainage | B (Average): Asset is sound, operationally safe and exhibits only minor deterioration. | Category 3 (Recommended): Minor work required to prevent a deterioration of the service provided by the asset. | 25 | 2011-03-18 | 13.1061 | 69.5151 | x | 4 | 4. Significant | 11951 | Predictive Maintenance | 91.25
1019604 | Service Drainage | B (Average): Asset is sound, operationally safe and exhibits only minor deterioration. | Category 3 (Recommended): Minor work required to prevent a deterioration of the service provided by the asset. | 25 | 2015-02-20 | 9.1773 | 72.6582 | x | 4 | 4. Significant | 11951 | Predictive Maintenance | 91.25
1019605 | Service Drainage | B (Average): Asset is sound, operationally safe and exhibits only minor deterioration. | Category 3 (Recommended): Minor work required to prevent a deterioration of the service provided by the asset. | 25 | 2016-06-22 | 7.8412 | 73.727 | x | 4 | 4. Significant | 11951 | Predictive Maintenance | 91.25
1019606 | Service Drainage | B (Average): Asset is sound, operationally safe and exhibits only minor deterioration. | Category 3 (Recommended): Minor work required to prevent a deterioration of the service provided by the asset. | 25 | 2005-06-29 | 18.8227 | 64.9418 | x | 4 | 4. Significant | 11951 | Predictive Maintenance | 91.25
1019607 | Service Drainage | B (Average): Asset is sound, operationally safe and exhibits only minor deterioration. | Category 3 (Recommended): Minor work required to prevent a deterioration of the service provided by the asset. | 25 | 2013-04-15 | 11.0281 | 71.1775 | x | 4 | 4. Significant | 11951 | Predictive Maintenance | 91.25
1019608 | Service Drainage | B (Average): Asset is sound, operationally safe and exhibits only minor deterioration. | Category 3 (Recommended): Minor work required to prevent a deterioration of the service provided by the asset. | 25 | 2014-11-08 | 9.462 | 72.4304 | x | 4 | 4. Significant | 11951 | Predictive Maintenance | 91.25
1019609 | Service Drainage | B (Average): Asset is sound, operationally safe and exhibits only minor deterioration. | Category 3 (Recommended): Minor work required to prevent a deterioration of the service provided by the asset. | 25 | 2008-06-06 | 15.885 | 67.292 | x | 4 | 4. Significant | 11951 | Predictive Maintenance | 91.25
1019610 | Service Drainage | B (Average): Asset is sound, operationally safe and exhibits only minor deterioration. | Category 3 (Recommended): Minor work required to prevent a deterioration of the service provided by the asset. | 25 | 2003-03-19 | 21.1034 | 63.1173 | x | 4 | 4. Significant | 11951 | Predictive Maintenance | 91.25
1019611 | Service Drainage | B (Average): Asset is sound, operationally safe and exhibits only minor deterioration. | Category 3 (Recommended): Minor work required to prevent a deterioration of the service provided by the asset. | 25 | 2021-10-09 | 2.5435 | 77.9652 | x | 4 | 4. Significant | 11951 | Predictive Maintenance | 91.25
1019612 | Service Drainage | B (Average): Asset is sound, operationally safe and exhibits only minor deterioration. | Category 3 (Recommended): Minor work required to prevent a deterioration of the service provided by the asset. | 25 | 2019-02-19 | 5.18 | 75.856 | x | 4 | 4. Significant | 11951 | Predictive Maintenance | 91.25
1019613 | Service Drainage | B (Average): Asset is sound, operationally safe and exhibits only minor deterioration. | Category 3 (Recommended): Minor work required to prevent a deterioration of the service provided by the asset. | 25 | 2005-03-16 | 19.1102 | 64.7118 | x | 4 | 4. Significant | 11951 | Predictive Maintenance | 91.25
1019614 | Service Drainage | B (Average): Asset is sound, operationally safe and exhibits only minor deterioration. | Category 3 (Recommended): Minor work required to prevent a deterioration of the service provided by the asset. | 25 | 2015-12-03 | 8.3943 | 73.2846 | x | 4 | 4. Significant | 11951 | Predictive Maintenance | 91.25
1019615 | Service Drainage | B (Average): Asset is sound, operationally safe and exhibits only minor deterioration. | Category 3 (Recommended): Minor work required to prevent a deterioration of the service provided by the asset. | 25 | 2006-07-10 | 17.7933 | 65.7654 | x | 4 | 4. Significant | 11951 | Predictive Maintenance | 91.25
1019616 | Service Drainage | B (Average): Asset is sound, operationally safe and exhibits only minor deterioration. | Category 3 (Recommended): Minor work required to prevent a deterioration of the service provided by the asset. | 25 | 2015-11-23 | 8.4216 | 73.2627 | x | 4 | 4. Significant | 11951 | Predictive Maintenance | 91.25
1019617 | Service Drainage | B (Average): Asset is sound, operationally safe and exhibits only minor deterioration. | Category 3 (Recommended): Minor work required to prevent a deterioration of the service provided by the asset. | 25 | 2019-04-15 | 5.0294 | 75.9765 | x | 4 | 4. Significant | 11951 | Predictive Maintenance | 91.25
1019618 | Service Drainage | B (Average): Asset is sound, operationally safe and exhibits only minor deterioration. | Category 3 (Recommended): Minor work required to prevent a deterioration of the service provided by the asset. | 25 | 2017-05-21 | 6.9295 | 74.4564 | x | 4 | 4. Significant | 11951 | Predictive Maintenance | 91.25
1019619 | Service Drainage | B (Average): Asset is sound, operationally safe and exhibits only minor deterioration. | Category 3 (Recommended): Minor work required to prevent a deterioration of the service provided by the asset. | 25 | 2008-03-01 | 16.1506 | 67.0795 | x | 4 | 4. Significant | 11951 | Predictive Maintenance | 91.25
1019620 | Service Drainage | B (Average): Asset is sound, operationally safe and exhibits only minor deterioration. | Category 3 (Recommended): Minor work required to prevent a deterioration of the service provided by the asset. | 25 | 2000-08-25 | 23.666 | 61.0672 | x | 4 | 4. Significant | 11951 | Predictive Maintenance | 91.25
1019621 | Service Drainage | B (Average): Asset is sound, operationally safe and exhibits only minor deterioration. | Category 3 (Recommended): Minor work required to prevent a deterioration of the service provided by the asset. | 25 | 2005-09-12 | 18.6174 | 65.1061 | x | 4 | 4. Significant | 11951 | Predictive Maintenance | 91.25
1019622 | Service Drainage | B (Average): Asset is sound, operationally safe and exhibits only minor deterioration. | Category 3 (Recommended): Minor work required to prevent a deterioration of the service provided by the asset. | 25 | 2007-02-25 | 17.1636 | 66.2691 | x | 4 | 4. Significant | 11951 | Predictive Maintenance | 91.25
1019623 | Service Drainage | B (Average): Asset is sound, operationally safe and exhibits only minor deterioration. | Category 3 (Recommended): Minor work required to prevent a deterioration of the service provided by the asset. | 25 | 2022-06-01 | 1.9001 | 78.4799 | x | 4 | 4. Significant | 11951 | Predictive Maintenance | 91.25
1019624 | Service Drainage | B (Average): Asset is sound, operationally safe and exhibits only minor deterioration. | Category 3 (Recommended): Minor work required to prevent a deterioration of the service provided by the asset. | 25 | 2010-07-09 | 13.796 | 68.9632 | x | 4 | 4. Significant | 11951 | Predictive Maintenance | 91.25
1019625 | Service Drainage | B (Average): Asset is sound, operationally safe and exhibits only minor deterioration. | Category 3 (Recommended): Minor work required to prevent a deterioration of the service provided by the asset. | 25 | 2024-01-13 | 0.282 | 79.7744 | x | 4 | 4. Significant | 11951 | Predictive Maintenance | 91.25
1019626 | Service Drainage | B (Average): Asset is sound, operationally safe and exhibits only minor deterioration. | Category 3 (Recommended): Minor work required to prevent a deterioration of the service provided by the asset. | 25 | 2017-03-11 | 7.1239 | 74.3009 | x | 4 | 4. Significant | 11951 | Predictive Maintenance | 91.25
1019627 | Service Drainage | B (Average): Asset is sound, operationally safe and exhibits only minor deterioration. | Category 3 (Recommended): Minor work required to prevent a deterioration of the service provided by the asset. | 25 | 2003-06-22 | 20.8433 | 63.3254 | x | 4 | 4. Significant | 11951 | Predictive Maintenance | 91.25
1019628 | Service Drainage | B (Average): Asset is sound, operationally safe and exhibits only minor deterioration. | Category 3 (Recommended): Minor work required to prevent a deterioration of the service provided by the asset. | 25 | 2010-03-23 | 14.0917 | 68.7266 | x | 4 | 4. Significant | 11951 | Predictive Maintenance | 91.25
1019629 | Service Drainage | B (Average): Asset is sound, operationally safe and exhibits only minor deterioration. | Category 3 (Recommended): Minor work required to prevent a deterioration of the service provided by the asset. | 25 | 2019-11-04 | 4.4736 | 76.4211 | x | 4 | 4. Significant | 11951 | Predictive Maintenance | 91.25
1019630 | Service Drainage | B (Average): Asset is sound, operationally safe and exhibits only minor deterioration. | Category 3 (Recommended): Minor work required to prevent a deterioration of the service provided by the asset. | 25 | 2003-03-16 | 21.1116 | 63.1107 | x | 4 | 4. Significant | 11951 | Predictive Maintenance | 91.25
1019631 | Service Drainage | B (Average): Asset is sound, operationally safe and exhibits only minor deterioration. | Category 3 (Recommended): Minor work required to prevent a deterioration of the service provided by the asset. | 25 | 2010-01-19 | 14.2642 | 68.5886 | x | 4 | 4. Significant | 11951 | Predictive Maintenance | 91.25
1019732 | Television and Signal Receiving Equipment | B (Average): Asset is sound, operationally safe and exhibits only minor deterioration. | Category 3 (Recommended): Minor work required to prevent a deterioration of the service provided by the asset. | 15 | 2015-04-01 | 9.0678 | 67.9097 | x | 4 | 3. Moderate | 11951 | Predictive Maintenance | 91.25
1019733 | Ductwork System - General | B (Average): Asset is sound, operationally safe and exhibits only minor deterioration. | Category 3 (Recommended): Minor work required to prevent a deterioration of the service provided by the asset. | 30 | 2002-09-16 | 21.6071 | 65.5953 | x | 4 | 3. Moderate | 11951 | Predictive Maintenance | 91.25
1019882 | Manually operated Vertical & Horizontal blinds | B (Average): Asset is sound, operationally safe and exhibits only minor deterioration. | Category 3 (Recommended): Minor work required to prevent a deterioration of the service provided by the asset. | 20 | 2008-07-16 | 15.7755 | 64.2245 | x | 4 | 1. Negligible | 11951 | Predictive Maintenance | 182.5
1019883 | Manually operated Vertical & Horizontal blinds | B (Average): Asset is sound, operationally safe and exhibits only minor deterioration. | Category 3 (Recommended): Minor work required to prevent a deterioration of the service provided by the asset. | 20 | 2021-04-22 | 3.0089 | 76.9911 | x | 4 | 1. Negligible | 11951 | Predictive Maintenance | 182.5
1019884 | Manually operated Vertical & Horizontal blinds | B (Average): Asset is sound, operationally safe and exhibits only minor deterioration. | Category 3 (Recommended): Minor work required to prevent a deterioration of the service provided by the asset. | 20 | 2008-05-26 | 15.9151 | 64.0849 | x | 4 | 1. Negligible | 11951 | Predictive Maintenance | 182.5
1019885 | Manually operated Vertical & Horizontal blinds | B (Average): Asset is sound, operationally safe and exhibits only minor deterioration. | Category 3 (Recommended): Minor work required to prevent a deterioration of the service provided by the asset. | 20 | 2008-04-08 | 16.0465 | 63.9535 | x | 4 | 1. Negligible | 11951 | Predictive Maintenance | 182.5
1019886 | Manually operated Vertical & Horizontal blinds | B (Average): Asset is sound, operationally safe and exhibits only minor deterioration. | Category 3 (Recommended): Minor work required to prevent a deterioration of the service provided by the asset. | 20 | 2020-07-20 | 3.7645 | 76.2355 | x | 4 | 1. Negligible | 11951 | Predictive Maintenance | 182.5
1019887 | Manually operated Vertical & Horizontal blinds | B (Average): Asset is sound, operationally safe and exhibits only minor deterioration. | Category 3 (Recommended): Minor work required to prevent a deterioration of the service provided by the asset. | 20 | 2013-09-15 | 10.6092 | 69.3908 | x | 4 | 1. Negligible | 11951 | Predictive Maintenance | 182.5
1019888 | Manually operated Vertical & Horizontal blinds | B (Average): Asset is sound, operationally safe and exhibits only minor deterioration. | Category 3 (Recommended): Minor work required to prevent a deterioration of the service provided by the asset. | 20 | 2004-11-08 | 19.4606 | 60.5394 | x | 4 | 1. Negligible | 11951 | Predictive Maintenance | 182.5
1019889 | Manually operated Vertical & Horizontal blinds | B (Average): Asset is sound, operationally safe and exhibits only minor deterioration. | Category 3 (Recommended): Minor work required to prevent a deterioration of the service provided by the asset. | 20 | 2018-08-08 | 5.7139 | 74.2861 | x | 4 | 1. Negligible | 11951 | Predictive Maintenance | 182.5
1019890 | Manually operated Vertical & Horizontal blinds | B (Average): Asset is sound, operationally safe and exhibits only minor deterioration. | Category 3 (Recommended): Minor work required to prevent a deterioration of the service provided by the asset. | 20 | 2005-01-11 | 19.2854 | 60.7146 | x | 4 | 1. Negligible | 11951 | Predictive Maintenance | 182.5
1019891 | Manually operated Vertical & Horizontal blinds | B (Average): Asset is sound, operationally safe and exhibits only minor deterioration. | Category 3 (Recommended): Minor work required to prevent a deterioration of the service provided by the asset. | 20 | 2017-06-25 | 6.8337 | 73.1663 | x | 4 | 1. Negligible | 11951 | Predictive Maintenance | 182.5
1019892 | Manually operated Vertical & Horizontal blinds | B (Average): Asset is sound, operationally safe and exhibits only minor deterioration. | Category 3 (Recommended): Minor work required to prevent a deterioration of the service provided by the asset. | 20 | 2016-07-09 | 7.7947 | 72.2053 | x | 4 | 1. Negligible | 11951 | Predictive Maintenance | 182.5
1019893 | Manually operated Vertical & Horizontal blinds | B (Average): Asset is sound, operationally safe and exhibits only minor deterioration. | Category 3 (Recommended): Minor work required to prevent a deterioration of the service provided by the asset. | 20 | 2011-04-15 | 13.0294 | 66.9706 | x | 4 | 1. Negligible | 11951 | Predictive Maintenance | 182.5
1019894 | Windows Internal and External | B (Average): Asset is sound, operationally safe and exhibits only minor deterioration. | Category 3 (Recommended): Minor work required to prevent a deterioration of the service provided by the asset. | 36 | 2007-10-05 | 16.5558 | 70.8023 | x | 4 | 3. Moderate | 11951 | Predictive Maintenance | 91.25
1019895 | Windows Internal and External | B (Average): Asset is sound, operationally safe and exhibits only minor deterioration. | Category 3 (Recommended): Minor work required to prevent a deterioration of the service provided by the asset. | 36 | 2007-04-14 | 17.0322 | 70.5377 | x | 4 | 3. Moderate | 11951 | Predictive Maintenance | 91.25
1019896 | Windows Internal and External | B (Average): Asset is sound, operationally safe and exhibits only minor deterioration. | Category 3 (Recommended): Minor work required to prevent a deterioration of the service provided by the asset. | 38 | 2024-01-26 | 0.24641 | 79.8703 | x | 4 | 3. Moderate | 11951 | Predictive Maintenance | 91.25
1019897 | Windows Internal and External | B (Average): Asset is sound, operationally safe and exhibits only minor deterioration. | Category 3 (Recommended): Minor work required to prevent a deterioration of the service provided by the asset. | 39 | 2006-12-23 | 17.3388 | 71.1083 | x | 4 | 3. Moderate | 11951 | Predictive Maintenance | 91.25
1019899 | Locks, handles, hinges Etc. | B (Average): Asset is sound, operationally safe and exhibits only minor deterioration. | Category 3 (Recommended): Minor work required to prevent a deterioration of the service provided by the asset. | 40 | 2005-12-13 | 18.3655 | 76.8172 | x | 1 | 3. Moderate | 10108 | Predictive Maintenance | 91.25
1019900 | Flues (All Combustible Fuels) | B (Average): Asset is sound, operationally safe and exhibits only minor deterioration. | Category 3 (Recommended): Minor work required to prevent a deterioration of the service provided by the asset. | 40 | 2020-08-12 | 3.7016 | 84.1492 | x | 1 | 4. Significant | 10108 | Predictive Maintenance | 91.25
1019902 | Towel Rails, Mirrors, Toilet Roll Holders, Shelves, Pictures etc. | B (Average): Asset is sound, operationally safe and exhibits only minor deterioration. | Category 3 (Recommended): Minor work required to prevent a deterioration of the service provided by the asset. | 30 | 2016-04-30 | 7.9863 | 80.6758 | x | 1 | 2. Minor | 10108 | Predictive Maintenance | 182.5
1019904 | Software Functions | B (Average): Asset is sound, operationally safe and exhibits only minor deterioration. | Category 3 (Recommended): Minor work required to prevent a deterioration of the service provided by the asset. | 5 | 2020-09-07 | 3.6304 | 71.4784 | x | 1 | 4. Significant | 10108 | Predictive Maintenance | 91.25
1019905 | Building Inspections | B (Average): Asset is sound, operationally safe and exhibits only minor deterioration. | Category 3 (Recommended): Minor work required to prevent a deterioration of the service provided by the asset. | 20 | 2010-05-09 | 13.963 | 72.037 | x | 1 | 2. Minor | 10108 | Predictive Maintenance | 182.5
1019934 | External Lighting including Illuminated Signs | B (Average): Asset is sound, operationally safe and exhibits only minor deterioration. | Category 3 (Recommended): Minor work required to prevent a deterioration of the service provided by the asset. | 15 | 2010-09-15 | 13.6099 | 67.8535 | x | 1 | 4. Significant | 10108 | Predictive Maintenance | 91.25
1019935 | External Lighting including Illuminated Signs | B (Average): Asset is sound, operationally safe and exhibits only minor deterioration. | Category 3 (Recommended): Minor work required to prevent a deterioration of the service provided by the asset. | 15 | 2022-06-11 | 1.8727 | 83.5031 | x | 1 | 4. Significant | 10108 | Predictive Maintenance | 91.25
1019936 | External Lighting including Illuminated Signs | B (Average): Asset is sound, operationally safe and exhibits only minor deterioration. | Category 3 (Recommended): Minor work required to prevent a deterioration of the service provided by the asset. | 15 | 2021-01-15 | 3.2745 | 81.634 | x | 1 | 4. Significant | 10108 | Predictive Maintenance | 91.25
1019937 | External Lighting including Illuminated Signs | B (Average): Asset is sound, operationally safe and exhibits only minor deterioration. | Category 3 (Recommended): Minor work required to prevent a deterioration of the service provided by the asset. | 15 | 2016-09-11 | 7.6194 | 75.8407 | x | 1 | 4. Significant | 10108 | Predictive Maintenance | 91.25
1019938 | External Lighting including Illuminated Signs | B (Average): Asset is sound, operationally safe and exhibits only minor deterioration. | Category 3 (Recommended): Minor work required to prevent a deterioration of the service provided by the asset. | 15 | 2013-12-31 | 10.3162 | 72.245 | x | 1 | 4. Significant | 10108 | Predictive Maintenance | 91.25
1019941 | Fittings, Furnishings and Equipment | B (Average): Asset is sound, operationally safe and exhibits only minor deterioration. | Category 3 (Recommended): Minor work required to prevent a deterioration of the service provided by the asset. | 5 | 2022-04-16 | 2.026 | 77.896 | x | 1 | 2. Minor | 10108 | Predictive Maintenance | 182.5
1019942 | Floors and Floor Finishes | B (Average): Asset is sound, operationally safe and exhibits only minor deterioration. | Category 3 (Recommended): Minor work required to prevent a deterioration of the service provided by the asset. | 30 | 2017-04-11 | 7.039 | 81.3073 | x | 1 | 1. Negligible | 10108 | Predictive Maintenance | 182.5
1019945 | Lighting Fittings including Luminaires General | B (Average): Asset is sound, operationally safe and exhibits only minor deterioration. | Category 3 (Recommended): Minor work required to prevent a deterioration of the service provided by the asset. | 20 | 2011-05-31 | 12.9035 | 73.0965 | x | 1 | 3. Moderate | 10108 | Predictive Maintenance | 91.25
1019946 | Lighting Fittings including Luminaires General | B (Average): Asset is sound, operationally safe and exhibits only minor deterioration. | Category 3 (Recommended): Minor work required to prevent a deterioration of the service provided by the asset. | 20 | 2019-02-18 | 5.1828 | 80.8172 | x | 1 | 3. Moderate | 10108 | Predictive Maintenance | 91.25
1019947 | Lighting Fittings including Luminaires General | B (Average): Asset is sound, operationally safe and exhibits only minor deterioration. | Category 3 (Recommended): Minor work required to prevent a deterioration of the service provided by the asset. | 20 | 2005-12-02 | 18.3956 | 67.6044 | x | 1 | 3. Moderate | 10108 | Predictive Maintenance | 91.25
1019948 | Lighting Fittings including Luminaires General | B (Average): Asset is sound, operationally safe and exhibits only minor deterioration. | Category 3 (Recommended): Minor work required to prevent a deterioration of the service provided by the asset. | 20 | 2012-01-01 | 12.3149 | 73.6851 | x | 1 | 3. Moderate | 10108 | Predictive Maintenance | 91.25
1019949 | Lighting Fittings including Luminaires General | B (Average): Asset is sound, operationally safe and exhibits only minor deterioration. | Category 3 (Recommended): Minor work required to prevent a deterioration of the service provided by the asset. | 20 | 2010-12-18 | 13.3525 | 72.6475 | x | 1 | 3. Moderate | 10108 | Predictive Maintenance | 91.25
1019950 | Lighting Fittings including Luminaires General | B (Average): Asset is sound, operationally safe and exhibits only minor deterioration. | Category 3 (Recommended): Minor work required to prevent a deterioration of the service provided by the asset. | 20 | 2017-06-27 | 6.8282 | 79.1718 | x | 1 | 3. Moderate | 10108 | Predictive Maintenance | 91.25
1019951 | Lighting Fittings including Luminaires General | B (Average): Asset is sound, operationally safe and exhibits only minor deterioration. | Category 3 (Recommended): Minor work required to prevent a deterioration of the service provided by the asset. | 20 | 2010-04-21 | 14.0123 | 71.9877 | x | 1 | 3. Moderate | 10108 | Predictive Maintenance | 91.25
1019953 | Pipework Systems - General | D (Very Poor): Asset runs a serious risk of imminent breakdown or poses a health and safety risk. | Category 3 (Recommended): Minor work required to prevent a deterioration of the service provided by the asset. | 35 | 1999-12-03 | 24.3943 | 51.0604 | x | 1 | 4. Significant | 10108 | Predictive Maintenance | 91.25
1019954 | Pipework Systems - General | C (Poor): Asset is operational but major repair or replacement will be needed. | Category 3 (Recommended): Minor work required to prevent a deterioration of the service provided by the asset. | 20 | 2018-05-21 | 5.9302 | 66.0698 | x | 1 | 4. Significant | 10108 | Predictive Maintenance | 91.25
1019955 | Pipework Systems - General | D (Very Poor): Asset runs a serious risk of imminent breakdown or poses a health and safety risk. | Category 3 (Recommended): Minor work required to prevent a deterioration of the service provided by the asset. | 20 | 2018-12-24 | 5.3361 | 59.6639 | x | 1 | 4. Significant | 10108 | Predictive Maintenance | 91.25
1019956 | Pipework Systems - General | B (Average): Asset is sound, operationally safe and exhibits only minor deterioration. | Category 3 (Recommended): Minor work required to prevent a deterioration of the service provided by the asset. | 35 | 2002-12-07 | 21.3826 | 73.7814 | x | 1 | 4. Significant | 10108 | Predictive Maintenance | 91.25
1019957 | Pipework Systems - General | B (Average): Asset is sound, operationally safe and exhibits only minor deterioration. | Category 3 (Recommended): Minor work required to prevent a deterioration of the service provided by the asset. | 35 | 2021-02-07 | 3.2115 | 84.1649 | x | 1 | 4. Significant | 10108 | Predictive Maintenance | 91.25
1019958 | Internal Walls and Ceilings | B (Average): Asset is sound, operationally safe and exhibits only minor deterioration. | Category 3 (Recommended): Minor work required to prevent a deterioration of the service provided by the asset. | 25 | 2007-08-17 | 16.6899 | 72.648 | x | 1 | 3. Moderate | 10108 | Predictive Maintenance | 91.25
1019962 | Portable Appliance Testing (PAT) - User Checks, Recorded Formal Visual Inspections and Combined Insp | B (Average): Asset is sound, operationally safe and exhibits only minor deterioration. | Category 3 (Recommended): Minor work required to prevent a deterioration of the service provided by the asset. | 20 | 2018-05-30 | 5.9055 | 80.0945 | x | 1 | 2. Minor | 10108 | Predictive Maintenance | 182.5
1019964 | Rainwater Downpipes and Gutters | B (Average): Asset is sound, operationally safe and exhibits only minor deterioration. | Category 3 (Recommended): Minor work required to prevent a deterioration of the service provided by the asset. | 50 | 2005-09-27 | 18.5763 | 78.5695 | x | 1 | 2. Minor | 10108 | Predictive Maintenance | 182.5
1019965 | Rising Fire Mains and Hydrants | C (Poor): Asset is operational but major repair or replacement will be needed. | Category 4 (Normal): No work required beyond normal maintenance. | 20 | 2006-03-05 | 18.141 | 60.859 | x | 1 | 5. Severe | 10108 | Predictive Maintenance | 162.5
1019967 | Service Drainage | B (Average): Asset is sound, operationally safe and exhibits only minor deterioration. | Category 3 (Recommended): Minor work required to prevent a deterioration of the service provided by the asset. | 25 | 2017-11-03 | 6.475 | 80.82 | x | 1 | 4. Significant | 10108 | Predictive Maintenance | 91.25
1019968 | Service Drainage | B (Average): Asset is sound, operationally safe and exhibits only minor deterioration. | Category 3 (Recommended): Minor work required to prevent a deterioration of the service provided by the asset. | 25 | 2016-12-23 | 7.3374 | 80.13 | x | 1 | 4. Significant | 10108 | Predictive Maintenance | 91.25
1019969 | Service Drainage | B (Average): Asset is sound, operationally safe and exhibits only minor deterioration. | Category 3 (Recommended): Minor work required to prevent a deterioration of the service provided by the asset. | 25 | 2023-02-26 | 1.1608 | 85.0713 | x | 1 | 4. Significant | 10108 | Predictive Maintenance | 91.25
1019970 | Service Drainage | B (Average): Asset is sound, operationally safe and exhibits only minor deterioration. | Category 3 (Recommended): Minor work required to prevent a deterioration of the service provided by the asset. | 25 | 2009-10-15 | 14.527 | 74.3784 | x | 1 | 4. Significant | 10108 | Predictive Maintenance | 91.25
1019971 | Service Drainage | B (Average): Asset is sound, operationally safe and exhibits only minor deterioration. | Category 3 (Recommended): Minor work required to prevent a deterioration of the service provided by the asset. | 25 | 2002-08-01 | 21.7331 | 68.6136 | x | 1 | 4. Significant | 10108 | Predictive Maintenance | 91.25
1019972 | Service Drainage | B (Average): Asset is sound, operationally safe and exhibits only minor deterioration. | Category 3 (Recommended): Minor work required to prevent a deterioration of the service provided by the asset. | 25 | 2013-05-17 | 10.9405 | 77.2476 | x | 1 | 4. Significant | 10108 | Predictive Maintenance | 91.25
1019973 | Service Drainage | B (Average): Asset is sound, operationally safe and exhibits only minor deterioration. | Category 3 (Recommended): Minor work required to prevent a deterioration of the service provided by the asset. | 25 | 2011-12-23 | 12.3395 | 76.1284 | x | 1 | 4. Significant | 10108 | Predictive Maintenance | 91.25
1019974 | Service Drainage | B (Average): Asset is sound, operationally safe and exhibits only minor deterioration. | Category 3 (Recommended): Minor work required to prevent a deterioration of the service provided by the asset. | 25 | 2024-01-02 | 0.31211 | 85.7503 | x | 1 | 4. Significant | 10108 | Predictive Maintenance | 91.25
1019975 | Service Drainage | B (Average): Asset is sound, operationally safe and exhibits only minor deterioration. | Category 3 (Recommended): Minor work required to prevent a deterioration of the service provided by the asset. | 25 | 2016-04-03 | 8.0602 | 79.5518 | x | 1 | 4. Significant | 10108 | Predictive Maintenance | 91.25
1019976 | Service Drainage | B (Average): Asset is sound, operationally safe and exhibits only minor deterioration. | Category 3 (Recommended): Minor work required to prevent a deterioration of the service provided by the asset. | 25 | 2009-12-05 | 14.3874 | 74.4901 | x | 1 | 4. Significant | 10108 | Predictive Maintenance | 91.25
1019979 | Television and Signal Receiving Equipment | B (Average): Asset is sound, operationally safe and exhibits only minor deterioration. | Category 3 (Recommended): Minor work required to prevent a deterioration of the service provided by the asset. | 15 | 2018-10-17 | 5.5222 | 78.637 | x | 1 | 3. Moderate | 10108 | Predictive Maintenance | 91.25
1019980 | Ductwork System - General | B (Average): Asset is sound, operationally safe and exhibits only minor deterioration. | Category 3 (Recommended): Minor work required to prevent a deterioration of the service provided by the asset. | 30 | 1997-03-27 | 27.0801 | 67.9466 | x | 1 | 3. Moderate | 10108 | Predictive Maintenance | 91.25
1019992 | Manually operated Vertical & Horizontal blinds | B (Average): Asset is sound, operationally safe and exhibits only minor deterioration. | Category 3 (Recommended): Minor work required to prevent a deterioration of the service provided by the asset. | 20 | 2014-07-02 | 9.8152 | 76.1848 | x | 1 | 1. Negligible | 10108 | Predictive Maintenance | 182.5
1019993 | Windows Internal and External | B (Average): Asset is sound, operationally safe and exhibits only minor deterioration. | Category 3 (Recommended): Minor work required to prevent a deterioration of the service provided by the asset. | 40 | 1995-05-27 | 28.9144 | 71.5428 | x | 1 | 3. Moderate | 10108 | Predictive Maintenance | 91.25
1019994 | Windows Internal and External | B (Average): Asset is sound, operationally safe and exhibits only minor deterioration. | Category 3 (Recommended): Minor work required to prevent a deterioration of the service provided by the asset. | 36 | 2016-06-25 | 7.833 | 81.6483 | x | 1 | 3. Moderate | 10108 | Predictive Maintenance | 91.25
1019995 | Windows Internal and External | B (Average): Asset is sound, operationally safe and exhibits only minor deterioration. | Category 3 (Recommended): Minor work required to prevent a deterioration of the service provided by the asset. | 40 | 2016-12-08 | 7.3785 | 82.3107 | x | 1 | 3. Moderate | 10108 | Predictive Maintenance | 91.25
1019996 | Locks, handles, hinges Etc. | B (Average): Asset is sound, operationally safe and exhibits only minor deterioration. | Category 3 (Recommended): Minor work required to prevent a deterioration of the service provided by the asset. | 40 | 2020-11-16 | 3.4387 | 76.2806 | x | 5 | 3. Moderate | 12353 | Predictive Maintenance | 91.25
1019997 | Building Inspections | B (Average): Asset is sound, operationally safe and exhibits only minor deterioration. | Category 3 (Recommended): Minor work required to prevent a deterioration of the service provided by the asset. | 20 | 2014-10-05 | 9.5551 | 68.4449 | x | 5 | 2. Minor | 12353 | Predictive Maintenance | 182.5
1020000 | Lighting Fittings including Luminaires General | B (Average): Asset is sound, operationally safe and exhibits only minor deterioration. | Category 3 (Recommended): Minor work required to prevent a deterioration of the service provided by the asset. | 20 | 2011-09-20 | 12.5969 | 65.4031 | x | 5 | 3. Moderate | 12353 | Predictive Maintenance | 91.25
1020004 | Rainwater Downpipes and Gutters | B (Average): Asset is sound, operationally safe and exhibits only minor deterioration. | Category 3 (Recommended): Minor work required to prevent a deterioration of the service provided by the asset. | 50 | 2010-03-26 | 14.0835 | 72.3666 | x | 5 | 2. Minor | 12353 | Predictive Maintenance | 182.5
1020005 | Television and Signal Receiving Equipment | B (Average): Asset is sound, operationally safe and exhibits only minor deterioration. | Category 3 (Recommended): Minor work required to prevent a deterioration of the service provided by the asset. | 15 | 2019-10-13 | 4.5339 | 71.9548 | x | 5 | 3. Moderate | 12353 | Predictive Maintenance | 91.25
1020006 | Locks, handles, hinges Etc. | B (Average): Asset is sound, operationally safe and exhibits only minor deterioration. | Category 3 (Recommended): Minor work required to prevent a deterioration of the service provided by the asset. | 40 | 2018-03-31 | 6.0698 | 76.9651 | x | 4 | 3. Moderate | 12354 | Predictive Maintenance | 91.25
1020007 | Flues (All Combustible Fuels) | B (Average): Asset is sound, operationally safe and exhibits only minor deterioration. | Category 3 (Recommended): Minor work required to prevent a deterioration of the service provided by the asset. | 40 | 2004-05-29 | 19.9069 | 70.0465 | x | 4 | 4. Significant | 12354 | Predictive Maintenance | 91.25
1020009 | Towel Rails, Mirrors, Toilet Roll Holders, Shelves, Pictures etc. | B (Average): Asset is sound, operationally safe and exhibits only minor deterioration. | Category 3 (Recommended): Minor work required to prevent a deterioration of the service provided by the asset. | 30 | 2020-05-19 | 3.9343 | 77.3771 | x | 4 | 2. Minor | 12354 | Predictive Maintenance | 182.5
1020011 | Software Functions | B (Average): Asset is sound, operationally safe and exhibits only minor deterioration. | Category 3 (Recommended): Minor work required to prevent a deterioration of the service provided by the asset. | 5 | 2022-04-22 | 2.0096 | 71.9617 | x | 4 | 4. Significant | 12354 | Predictive Maintenance | 91.25
1020012 | Building Inspections | B (Average): Asset is sound, operationally safe and exhibits only minor deterioration. | Category 3 (Recommended): Minor work required to prevent a deterioration of the service provided by the asset. | 20 | 2013-12-30 | 10.319 | 69.681 | x | 4 | 2. Minor | 12354 | Predictive Maintenance | 182.5
1020013 | Catering Equipment | U (Unverified): Further investigation required. | Category U (Unverified Asset): Further investigation required to identify asset. | 15 | 2015-08-18 | 8.6872 | 54.4171 | x | 4 | 2. Minor | 12354 | Predictive Maintenance | 91.25
1020031 | External Lighting including Illuminated Signs | B (Average): Asset is sound, operationally safe and exhibits only minor deterioration. | Category 3 (Recommended): Minor work required to prevent a deterioration of the service provided by the asset. | 15 | 2014-01-13 | 10.2806 | 66.2925 | x | 4 | 4. Significant | 12354 | Predictive Maintenance | 91.25
1020032 | External Lighting including Illuminated Signs | B (Average): Asset is sound, operationally safe and exhibits only minor deterioration. | Category 3 (Recommended): Minor work required to prevent a deterioration of the service provided by the asset. | 15 | 2014-02-02 | 10.2259 | 66.3655 | x | 4 | 4. Significant | 12354 | Predictive Maintenance | 91.25
1020033 | External Lighting including Illuminated Signs | B (Average): Asset is sound, operationally safe and exhibits only minor deterioration. | Category 3 (Recommended): Minor work required to prevent a deterioration of the service provided by the asset. | 15 | 2018-08-10 | 5.7084 | 72.3888 | x | 4 | 4. Significant | 12354 | Predictive Maintenance | 91.25
1020036 | Fittings, Furnishings and Equipment | B (Average): Asset is sound, operationally safe and exhibits only minor deterioration. | Category 3 (Recommended): Minor work required to prevent a deterioration of the service provided by the asset. | 5 | 2020-03-02 | 4.1478 | 63.4086 | x | 4 | 2. Minor | 12354 | Predictive Maintenance | 182.5
1020037 | Floors and Floor Finishes | B (Average): Asset is sound, operationally safe and exhibits only minor deterioration. | Category 3 (Recommended): Minor work required to prevent a deterioration of the service provided by the asset. | 30 | 2003-10-08 | 20.5476 | 66.3016 | x | 4 | 1. Negligible | 12354 | Predictive Maintenance | 182.5
1020039 | Lighting Fittings including Luminaires General | B (Average): Asset is sound, operationally safe and exhibits only minor deterioration. | Category 3 (Recommended): Minor work required to prevent a deterioration of the service provided by the asset. | 20 | 2019-02-13 | 5.1964 | 74.8036 | x | 4 | 3. Moderate | 12354 | Predictive Maintenance | 91.25
1020044 | Internal Walls and Ceilings | B (Average): Asset is sound, operationally safe and exhibits only minor deterioration. | Category 3 (Recommended): Minor work required to prevent a deterioration of the service provided by the asset. | 25 | 2018-03-07 | 6.1355 | 75.0916 | x | 4 | 3. Moderate | 12354 | Predictive Maintenance | 91.25
1020047 | Portable Appliance Testing (PAT) - User Checks, Recorded Formal Visual Inspections and Combined Insp | B (Average): Asset is sound, operationally safe and exhibits only minor deterioration. | Category 3 (Recommended): Minor work required to prevent a deterioration of the service provided by the asset. | 20 | 2016-08-18 | 7.6851 | 72.3149 | x | 4 | 2. Minor | 12354 | Predictive Maintenance | 182.5
1020049 | Rainwater Downpipes and Gutters | B (Average): Asset is sound, operationally safe and exhibits only minor deterioration. | Category 3 (Recommended): Minor work required to prevent a deterioration of the service provided by the asset. | 50 | 2004-09-06 | 19.6331 | 72.1467 | x | 4 | 2. Minor | 12354 | Predictive Maintenance | 182.5
1020051 | Service Drainage | B (Average): Asset is sound, operationally safe and exhibits only minor deterioration. | Category 3 (Recommended): Minor work required to prevent a deterioration of the service provided by the asset. | 25 | 2023-09-29 | 0.57221 | 79.5422 | x | 4 | 4. Significant | 12354 | Predictive Maintenance | 91.25
1020053 | Television and Signal Receiving Equipment | B (Average): Asset is sound, operationally safe and exhibits only minor deterioration. | Category 3 (Recommended): Minor work required to prevent a deterioration of the service provided by the asset. | 15 | 2019-09-14 | 4.6133 | 73.849 | x | 4 | 3. Moderate | 12354 | Predictive Maintenance | 91.25
1020054 | Ductwork System - General | B (Average): Asset is sound, operationally safe and exhibits only minor deterioration. | Category 3 (Recommended): Minor work required to prevent a deterioration of the service provided by the asset. | 30 | 2018-12-25 | 5.3333 | 76.4444 | x | 4 | 3. Moderate | 12354 | Predictive Maintenance | 91.25
1020056 | Manually operated Vertical & Horizontal blinds | B (Average): Asset is sound, operationally safe and exhibits only minor deterioration. | Category 3 (Recommended): Minor work required to prevent a deterioration of the service provided by the asset. | 20 | 2014-07-01 | 9.8179 | 70.1821 | x | 4 | 1. Negligible | 12354 | Predictive Maintenance | 182.5
1020057 | Windows Internal and External | B (Average): Asset is sound, operationally safe and exhibits only minor deterioration. | Category 3 (Recommended): Minor work required to prevent a deterioration of the service provided by the asset. | 36 | 2003-05-29 | 20.909 | 68.3839 | x | 4 | 3. Moderate | 12354 | Predictive Maintenance | 91.25
1020058 | Windows Internal and External | B (Average): Asset is sound, operationally safe and exhibits only minor deterioration. | Category 3 (Recommended): Minor work required to prevent a deterioration of the service provided by the asset. | 36 | 2001-03-19 | 23.102 | 67.1656 | x | 4 | 3. Moderate | 12354 | Predictive Maintenance | 91.25
1020060 | Road & Amenity Lighting | B (Average): Asset is sound, operationally safe and exhibits only minor deterioration. | Category 3 (Recommended): Minor work required to prevent a deterioration of the service provided by the asset. | 15 | 2019-04-26 | 4.9993 | 73.3342 | x | 4 | 4. Significant | 12354 | Predictive Maintenance | 91.25
1020061 | Fences, Railings and Boundary Walls | B (Average): Asset is sound, operationally safe and exhibits only minor deterioration. | Category 3 (Recommended): Minor work required to prevent a deterioration of the service provided by the asset. | 25 | 2011-04-23 | 13.0075 | 69.594 | x | 4 | 2. Minor | 12354 | Predictive Maintenance | 182.5
1020062 | Grease Traps | B (Average): Asset is sound, operationally safe and exhibits only minor deterioration. | Category 3 (Recommended): Minor work required to prevent a deterioration of the service provided by the asset. | 25 | 2011-03-08 | 13.1335 | 69.4932 | x | 4 | 4. Significant | 12354 | Predictive Maintenance | 91.25
1020063 | Service Drainage | B (Average): Asset is sound, operationally safe and exhibits only minor deterioration. | Category 3 (Recommended): Minor work required to prevent a deterioration of the service provided by the asset. | 25 | 2005-07-08 | 18.7981 | 64.9615 | x | 4 | 4. Significant | 12354 | Predictive Maintenance | 91.25
1020064 | Below ground installation | B (Average): Asset is sound, operationally safe and exhibits only minor deterioration. | Category 3 (Recommended): Minor work required to prevent a deterioration of the service provided by the asset. | 10 | 2023-07-01 | 0.81862 | 78.3628 | x | 4 | 4. Significant | 12354 | Predictive Maintenance | 91.25
1020065 | Rainwater Drainage | B (Average): Asset is sound, operationally safe and exhibits only minor deterioration. | Category 3 (Recommended): Minor work required to prevent a deterioration of the service provided by the asset. | 20 | 2006-08-13 | 17.7002 | 62.2998 | x | 4 | 4. Significant | 12354 | Predictive Maintenance | 91.25
1020067 | Locks, handles, hinges Etc. | B (Average): Asset is sound, operationally safe and exhibits only minor deterioration. | Category 3 (Recommended): Minor work required to prevent a deterioration of the service provided by the asset. | 40 | 2010-11-14 | 13.4456 | 73.2772 | x | 4 | 3. Moderate | 12355 | Predictive Maintenance | 91.25
1020069 | Towel Rails, Mirrors, Toilet Roll Holders, Shelves, Pictures etc. | B (Average): Asset is sound, operationally safe and exhibits only minor deterioration. | Category 3 (Recommended): Minor work required to prevent a deterioration of the service provided by the asset. | 30 | 2015-06-27 | 8.8296 | 74.1136 | x | 4 | 2. Minor | 12355 | Predictive Maintenance | 182.5
1020071 | Software Functions | B (Average): Asset is sound, operationally safe and exhibits only minor deterioration. | Category 3 (Recommended): Minor work required to prevent a deterioration of the service provided by the asset. | 5 | 2023-10-02 | 0.564 | 77.744 | x | 4 | 4. Significant | 12355 | Predictive Maintenance | 91.25
1020072 | Building Inspections | B (Average): Asset is sound, operationally safe and exhibits only minor deterioration. | Category 3 (Recommended): Minor work required to prevent a deterioration of the service provided by the asset. | 20 | 2022-12-12 | 1.3689 | 78.6311 | x | 4 | 2. Minor | 12355 | Predictive Maintenance | 182.5
1020082 | External Lighting including Illuminated Signs | B (Average): Asset is sound, operationally safe and exhibits only minor deterioration. | Category 3 (Recommended): Minor work required to prevent a deterioration of the service provided by the asset. | 15 | 2016-12-31 | 7.3155 | 70.246 | x | 4 | 4. Significant | 12355 | Predictive Maintenance | 91.25
1020083 | External Lighting including Illuminated Signs | B (Average): Asset is sound, operationally safe and exhibits only minor deterioration. | Category 3 (Recommended): Minor work required to prevent a deterioration of the service provided by the asset. | 15 | 2018-06-03 | 5.8946 | 72.1405 | x | 4 | 4. Significant | 12355 | Predictive Maintenance | 91.25
1020086 | Fittings, Furnishings and Equipment | B (Average): Asset is sound, operationally safe and exhibits only minor deterioration. | Category 3 (Recommended): Minor work required to prevent a deterioration of the service provided by the asset. | 5 | 2021-06-02 | 2.8966 | 68.4134 | x | 4 | 2. Minor | 12355 | Predictive Maintenance | 182.5
1020087 | Floors and Floor Finishes | B (Average): Asset is sound, operationally safe and exhibits only minor deterioration. | Category 3 (Recommended): Minor work required to prevent a deterioration of the service provided by the asset. | 30 | 2023-03-26 | 1.0842 | 79.2772 | x | 4 | 1. Negligible | 12355 | Predictive Maintenance | 182.5
1020088 | Lighting Fittings including Luminaires General | B (Average): Asset is sound, operationally safe and exhibits only minor deterioration. | Category 3 (Recommended): Minor work required to prevent a deterioration of the service provided by the asset. | 20 | 2015-01-11 | 9.2868 | 70.7132 | x | 4 | 3. Moderate | 12355 | Predictive Maintenance | 91.25
1020089 | Lighting Fittings including Luminaires General | B (Average): Asset is sound, operationally safe and exhibits only minor deterioration. | Category 3 (Recommended): Minor work required to prevent a deterioration of the service provided by the asset. | 20 | 2021-04-17 | 3.0226 | 76.9774 | x | 4 | 3. Moderate | 12355 | Predictive Maintenance | 91.25
1020090 | Lighting Fittings including Luminaires General | B (Average): Asset is sound, operationally safe and exhibits only minor deterioration. | Category 3 (Recommended): Minor work required to prevent a deterioration of the service provided by the asset. | 20 | 2021-10-26 | 2.4969 | 77.5031 | x | 4 | 3. Moderate | 12355 | Predictive Maintenance | 91.25
1020091 | Lighting Fittings including Luminaires General | B (Average): Asset is sound, operationally safe and exhibits only minor deterioration. | Category 3 (Recommended): Minor work required to prevent a deterioration of the service provided by the asset. | 20 | 2014-07-26 | 9.7495 | 70.2505 | x | 4 | 3. Moderate | 12355 | Predictive Maintenance | 91.25
1020092 | Lighting Fittings including Luminaires General | B (Average): Asset is sound, operationally safe and exhibits only minor deterioration. | Category 3 (Recommended): Minor work required to prevent a deterioration of the service provided by the asset. | 20 | 2006-12-11 | 17.3717 | 62.6283 | x | 4 | 3. Moderate | 12355 | Predictive Maintenance | 91.25
1020093 | Lighting Fittings including Luminaires General | B (Average): Asset is sound, operationally safe and exhibits only minor deterioration. | Category 3 (Recommended): Minor work required to prevent a deterioration of the service provided by the asset. | 20 | 2023-04-14 | 1.0322 | 78.9678 | x | 4 | 3. Moderate | 12355 | Predictive Maintenance | 91.25
1020098 | Internal Walls and Ceilings | B (Average): Asset is sound, operationally safe and exhibits only minor deterioration. | Category 3 (Recommended): Minor work required to prevent a deterioration of the service provided by the asset. | 25 | 2013-06-23 | 10.8392 | 71.3287 | x | 4 | 3. Moderate | 12355 | Predictive Maintenance | 91.25
1020100 | Portable Appliance Testing (PAT) - User Checks, Recorded Formal Visual Inspections and Combined Insp | B (Average): Asset is sound, operationally safe and exhibits only minor deterioration. | Category 3 (Recommended): Minor work required to prevent a deterioration of the service provided by the asset. | 20 | 2018-07-28 | 5.744 | 74.256 | x | 4 | 2. Minor | 12355 | Predictive Maintenance | 182.5
1020102 | Rainwater Downpipes and Gutters | B (Average): Asset is sound, operationally safe and exhibits only minor deterioration. | Category 3 (Recommended): Minor work required to prevent a deterioration of the service provided by the asset. | 50 | 2011-01-28 | 13.2402 | 74.7039 | x | 4 | 2. Minor | 12355 | Predictive Maintenance | 182.5
1020106 | Service Drainage | B (Average): Asset is sound, operationally safe and exhibits only minor deterioration. | Category 3 (Recommended): Minor work required to prevent a deterioration of the service provided by the asset. | 25 | 2004-12-29 | 19.321 | 64.5432 | x | 4 | 4. Significant | 12355 | Predictive Maintenance | 91.25
1020107 | Service Drainage | B (Average): Asset is sound, operationally safe and exhibits only minor deterioration. | Category 3 (Recommended): Minor work required to prevent a deterioration of the service provided by the asset. | 25 | 2021-02-09 | 3.206 | 77.4352 | x | 4 | 4. Significant | 12355 | Predictive Maintenance | 91.25
1020108 | Service Drainage | B (Average): Asset is sound, operationally safe and exhibits only minor deterioration. | Category 3 (Recommended): Minor work required to prevent a deterioration of the service provided by the asset. | 25 | 2001-12-25 | 22.3326 | 62.1339 | x | 4 | 4. Significant | 12355 | Predictive Maintenance | 91.25
1020109 | Service Drainage | B (Average): Asset is sound, operationally safe and exhibits only minor deterioration. | Category 3 (Recommended): Minor work required to prevent a deterioration of the service provided by the asset. | 25 | 2023-06-26 | 0.83231 | 79.3342 | x | 4 | 4. Significant | 12355 | Predictive Maintenance | 91.25
1020112 | Television and Signal Receiving Equipment | B (Average): Asset is sound, operationally safe and exhibits only minor deterioration. | Category 3 (Recommended): Minor work required to prevent a deterioration of the service provided by the asset. | 15 | 2022-02-21 | 2.1739 | 77.1015 | x | 4 | 3. Moderate | 12355 | Predictive Maintenance | 91.25
1020113 | Ductwork System - General | B (Average): Asset is sound, operationally safe and exhibits only minor deterioration. | Category 3 (Recommended): Minor work required to prevent a deterioration of the service provided by the asset. | 30 | 2005-08-31 | 18.6502 | 67.5665 | x | 4 | 3. Moderate | 12355 | Predictive Maintenance | 91.25
1020126 | Manually operated Vertical & Horizontal blinds | B (Average): Asset is sound, operationally safe and exhibits only minor deterioration. | Category 3 (Recommended): Minor work required to prevent a deterioration of the service provided by the asset. | 20 | 2022-05-12 | 1.9548 | 78.0452 | x | 4 | 1. Negligible | 12355 | Predictive Maintenance | 182.5
1020127 | Windows Internal and External | B (Average): Asset is sound, operationally safe and exhibits only minor deterioration. | Category 3 (Recommended): Minor work required to prevent a deterioration of the service provided by the asset. | 37 | 2004-09-01 | 19.6468 | 69.3801 | x | 4 | 3. Moderate | 12355 | Predictive Maintenance | 91.25
1020128 | Windows Internal and External | B (Average): Asset is sound, operationally safe and exhibits only minor deterioration. | Category 3 (Recommended): Minor work required to prevent a deterioration of the service provided by the asset. | 37 | 2014-12-06 | 9.3854 | 74.9268 | x | 4 | 3. Moderate | 12355 | Predictive Maintenance | 91.25
1020129 | Locks, handles, hinges Etc. | B (Average): Asset is sound, operationally safe and exhibits only minor deterioration. | Category 3 (Recommended): Minor work required to prevent a deterioration of the service provided by the asset. | 40 | 2019-06-12 | 4.8706 | 79.5647 | x | 3 | 3. Moderate | 12356 | Predictive Maintenance | 91.25
1020130 | Locks, handles, hinges Etc. | B (Average): Asset is sound, operationally safe and exhibits only minor deterioration. | Category 3 (Recommended): Minor work required to prevent a deterioration of the service provided by the asset. | 40 | 2010-09-30 | 13.5688 | 75.2156 | x | 3 | 3. Moderate | 12356 | Predictive Maintenance | 91.25
1020132 | Towel Rails, Mirrors, Toilet Roll Holders, Shelves, Pictures etc. | B (Average): Asset is sound, operationally safe and exhibits only minor deterioration. | Category 3 (Recommended): Minor work required to prevent a deterioration of the service provided by the asset. | 30 | 2003-04-29 | 20.9911 | 68.0059 | x | 3 | 2. Minor | 12356 | Predictive Maintenance | 182.5
1020134 | Software Functions | B (Average): Asset is sound, operationally safe and exhibits only minor deterioration. | Category 3 (Recommended): Minor work required to prevent a deterioration of the service provided by the asset. | 5 | 2020-11-25 | 3.4141 | 68.3436 | x | 3 | 4. Significant | 12356 | Predictive Maintenance | 91.25
1020135 | Building Inspections | B (Average): Asset is sound, operationally safe and exhibits only minor deterioration. | Category 3 (Recommended): Minor work required to prevent a deterioration of the service provided by the asset. | 20 | 2015-02-04 | 9.2211 | 72.7789 | x | 3 | 2. Minor | 12356 | Predictive Maintenance | 182.5
1020136 | Catering Equipment | D (Very Poor): Asset runs a serious risk of imminent breakdown or poses a health and safety risk. | Category 3 (Recommended): Minor work required to prevent a deterioration of the service provided by the asset. | 15 | 2021-03-15 | 3.1129 | 56.8494 | x | 3 | 2. Minor | 12356 | Predictive Maintenance | 182.5
1020141 | External Lighting including Illuminated Signs | B (Average): Asset is sound, operationally safe and exhibits only minor deterioration. | Category 3 (Recommended): Minor work required to prevent a deterioration of the service provided by the asset. | 15 | 2017-02-16 | 7.1869 | 72.4175 | x | 3 | 4. Significant | 12356 | Predictive Maintenance | 91.25
1020142 | External Lighting including Illuminated Signs | B (Average): Asset is sound, operationally safe and exhibits only minor deterioration. | Category 3 (Recommended): Minor work required to prevent a deterioration of the service provided by the asset. | 15 | 2015-10-25 | 8.501 | 70.6653 | x | 3 | 4. Significant | 12356 | Predictive Maintenance | 91.25
1020148 | Fittings, Furnishings and Equipment | B (Average): Asset is sound, operationally safe and exhibits only minor deterioration. | Category 3 (Recommended): Minor work required to prevent a deterioration of the service provided by the asset. | 5 | 2022-03-20 | 2.0999 | 73.6003 | x | 3 | 2. Minor | 12356 | Predictive Maintenance | 182.5
1020149 | Fittings, Furnishings and Equipment | B (Average): Asset is sound, operationally safe and exhibits only minor deterioration. | Category 3 (Recommended): Minor work required to prevent a deterioration of the service provided by the asset. | 5 | 2023-12-18 | 0.35318 | 80.5873 | x | 3 | 2. Minor | 12356 | Predictive Maintenance | 182.5
1020150 | Floors and Floor Finishes | B (Average): Asset is sound, operationally safe and exhibits only minor deterioration. | Category 3 (Recommended): Minor work required to prevent a deterioration of the service provided by the asset. | 30 | 2013-05-22 | 10.9268 | 74.7155 | x | 3 | 1. Negligible | 12356 | Predictive Maintenance | 182.5
1020151 | Lighting Fittings including Luminaires General | B (Average): Asset is sound, operationally safe and exhibits only minor deterioration. | Category 3 (Recommended): Minor work required to prevent a deterioration of the service provided by the asset. | 20 | 2011-09-16 | 12.6078 | 69.3922 | x | 3 | 3. Moderate | 12356 | Predictive Maintenance | 91.25
1020152 | Lighting Fittings including Luminaires General | B (Average): Asset is sound, operationally safe and exhibits only minor deterioration. | Category 3 (Recommended): Minor work required to prevent a deterioration of the service provided by the asset. | 20 | 2011-04-09 | 13.0459 | 68.9541 | x | 3 | 3. Moderate | 12356 | Predictive Maintenance | 91.25
1020153 | Lighting Fittings including Luminaires General | B (Average): Asset is sound, operationally safe and exhibits only minor deterioration. | Category 3 (Recommended): Minor work required to prevent a deterioration of the service provided by the asset. | 20 | 2020-07-21 | 3.7618 | 78.2382 | x | 3 | 3. Moderate | 12356 | Predictive Maintenance | 91.25
1020154 | Lighting Fittings including Luminaires General | B (Average): Asset is sound, operationally safe and exhibits only minor deterioration. | Category 3 (Recommended): Minor work required to prevent a deterioration of the service provided by the asset. | 20 | 2008-01-05 | 16.3039 | 65.6961 | x | 3 | 3. Moderate | 12356 | Predictive Maintenance | 91.25
1020155 | Lighting Fittings including Luminaires General | B (Average): Asset is sound, operationally safe and exhibits only minor deterioration. | Category 3 (Recommended): Minor work required to prevent a deterioration of the service provided by the asset. | 20 | 2021-12-06 | 2.3847 | 79.6153 | x | 3 | 3. Moderate | 12356 | Predictive Maintenance | 91.25
1020156 | Lighting Fittings including Luminaires General | B (Average): Asset is sound, operationally safe and exhibits only minor deterioration. | Category 3 (Recommended): Minor work required to prevent a deterioration of the service provided by the asset. | 20 | 2012-03-10 | 12.1259 | 69.8741 | x | 3 | 3. Moderate | 12356 | Predictive Maintenance | 91.25
1020158 | Pipework Systems - General | B (Average): Asset is sound, operationally safe and exhibits only minor deterioration. | Category 3 (Recommended): Minor work required to prevent a deterioration of the service provided by the asset. | 20 | 2012-04-28 | 11.9918 | 70.0082 | x | 3 | 4. Significant | 12356 | Predictive Maintenance | 91.25
1020160 | Internal Walls and Ceilings | B (Average): Asset is sound, operationally safe and exhibits only minor deterioration. | Category 3 (Recommended): Minor work required to prevent a deterioration of the service provided by the asset. | 25 | 2001-01-25 | 23.2471 | 63.4023 | x | 3 | 3. Moderate | 12356 | Predictive Maintenance | 91.25
1020161 | Internal Walls and Ceilings | B (Average): Asset is sound, operationally safe and exhibits only minor deterioration. | Category 3 (Recommended): Minor work required to prevent a deterioration of the service provided by the asset. | 25 | 2003-05-17 | 20.9418 | 65.2465 | x | 3 | 3. Moderate | 12356 | Predictive Maintenance | 91.25
1020162 | Internal Walls and Ceilings | B (Average): Asset is sound, operationally safe and exhibits only minor deterioration. | Category 3 (Recommended): Minor work required to prevent a deterioration of the service provided by the asset. | 25 | 2004-01-01 | 20.3149 | 65.7481 | x | 3 | 3. Moderate | 12356 | Predictive Maintenance | 91.25
1020165 | Portable Appliance Testing (PAT) - User Checks, Recorded Formal Visual Inspections and Combined Insp | B (Average): Asset is sound, operationally safe and exhibits only minor deterioration. | Category 3 (Recommended): Minor work required to prevent a deterioration of the service provided by the asset. | 20 | 2009-03-09 | 15.1294 | 66.8706 | x | 3 | 2. Minor | 12356 | Predictive Maintenance | 182.5
1020167 | Rainwater Downpipes and Gutters | B (Average): Asset is sound, operationally safe and exhibits only minor deterioration. | Category 3 (Recommended): Minor work required to prevent a deterioration of the service provided by the asset. | 50 | 2018-06-14 | 5.8645 | 79.6542 | x | 3 | 2. Minor | 12356 | Predictive Maintenance | 182.5
1020169 | Service Drainage | B (Average): Asset is sound, operationally safe and exhibits only minor deterioration. | Category 3 (Recommended): Minor work required to prevent a deterioration of the service provided by the asset. | 25 | 2004-06-13 | 19.8658 | 66.1073 | x | 3 | 4. Significant | 12356 | Predictive Maintenance | 91.25
1020172 | Television and Signal Receiving Equipment | B (Average): Asset is sound, operationally safe and exhibits only minor deterioration. | Category 3 (Recommended): Minor work required to prevent a deterioration of the service provided by the asset. | 15 | 2012-02-01 | 12.23 | 65.6934 | x | 3 | 3. Moderate | 12356 | Predictive Maintenance | 91.25
1020173 | Ductwork System - General | B (Average): Asset is sound, operationally safe and exhibits only minor deterioration. | Category 3 (Recommended): Minor work required to prevent a deterioration of the service provided by the asset. | 30 | 2000-03-29 | 24.0739 | 65.9507 | x | 3 | 3. Moderate | 12356 | Predictive Maintenance | 91.25
1020178 | Manually operated Vertical & Horizontal blinds | B (Average): Asset is sound, operationally safe and exhibits only minor deterioration. | Category 3 (Recommended): Minor work required to prevent a deterioration of the service provided by the asset. | 20 | 2015-02-23 | 9.1691 | 72.8309 | x | 3 | 1. Negligible | 12356 | Predictive Maintenance | 182.5
1020179 | Manually operated Vertical & Horizontal blinds | B (Average): Asset is sound, operationally safe and exhibits only minor deterioration. | Category 3 (Recommended): Minor work required to prevent a deterioration of the service provided by the asset. | 20 | 2009-12-17 | 14.3546 | 67.6454 | x | 3 | 1. Negligible | 12356 | Predictive Maintenance | 182.5
1020180 | Windows Internal and External | B (Average): Asset is sound, operationally safe and exhibits only minor deterioration. | Category 3 (Recommended): Minor work required to prevent a deterioration of the service provided by the asset. | 36 | 2008-09-16 | 15.6057 | 73.3301 | x | 3 | 3. Moderate | 12356 | Predictive Maintenance | 91.25
1020181 | Windows Internal and External | B (Average): Asset is sound, operationally safe and exhibits only minor deterioration. | Category 3 (Recommended): Minor work required to prevent a deterioration of the service provided by the asset. | 36 | 2013-07-01 | 10.8172 | 75.9904 | x | 3 | 3. Moderate | 12356 | Predictive Maintenance | 91.25
1020183 | Locks, handles, hinges Etc. | B (Average): Asset is sound, operationally safe and exhibits only minor deterioration. | Category 3 (Recommended): Minor work required to prevent a deterioration of the service provided by the asset. | 40 | 2006-10-22 | 17.5086 | 77.2457 | x | 1 | 3. Moderate | 12357 | Predictive Maintenance | 91.25
1020184 | Locks, handles, hinges Etc. | B (Average): Asset is sound, operationally safe and exhibits only minor deterioration. | Category 3 (Recommended): Minor work required to prevent a deterioration of the service provided by the asset. | 40 | 2001-01-15 | 23.2745 | 74.3628 | x | 1 | 3. Moderate | 12357 | Predictive Maintenance | 91.25
1020186 | Towel Rails, Mirrors, Toilet Roll Holders, Shelves, Pictures etc. | B (Average): Asset is sound, operationally safe and exhibits only minor deterioration. | Category 3 (Recommended): Minor work required to prevent a deterioration of the service provided by the asset. | 30 | 2019-04-11 | 5.0404 | 82.6397 | x | 1 | 2. Minor | 12357 | Predictive Maintenance | 182.5
1020187 | Towel Rails, Mirrors, Toilet Roll Holders, Shelves, Pictures etc. | B (Average): Asset is sound, operationally safe and exhibits only minor deterioration. | Category 3 (Recommended): Minor work required to prevent a deterioration of the service provided by the asset. | 30 | 2007-11-24 | 16.4189 | 75.0541 | x | 1 | 2. Minor | 12357 | Predictive Maintenance | 182.5
1020188 | Towel Rails, Mirrors, Toilet Roll Holders, Shelves, Pictures etc. | B (Average): Asset is sound, operationally safe and exhibits only minor deterioration. | Category 3 (Recommended): Minor work required to prevent a deterioration of the service provided by the asset. | 30 | 2020-06-27 | 3.8275 | 83.4483 | x | 1 | 2. Minor | 12357 | Predictive Maintenance | 182.5
1020189 | Towel Rails, Mirrors, Toilet Roll Holders, Shelves, Pictures etc. | B (Average): Asset is sound, operationally safe and exhibits only minor deterioration. | Category 3 (Recommended): Minor work required to prevent a deterioration of the service provided by the asset. | 30 | 2001-09-15 | 22.6092 | 70.9272 | x | 1 | 2. Minor | 12357 | Predictive Maintenance | 182.5
1020191 | Software Functions | B (Average): Asset is sound, operationally safe and exhibits only minor deterioration. | Category 3 (Recommended): Minor work required to prevent a deterioration of the service provided by the asset. | 5 | 2020-01-07 | 4.2984 | 68.8063 | x | 1 | 4. Significant | 12357 | Predictive Maintenance | 91.25
1020192 | Building Inspections | B (Average): Asset is sound, operationally safe and exhibits only minor deterioration. | Category 3 (Recommended): Minor work required to prevent a deterioration of the service provided by the asset. | 20 | 2009-07-11 | 14.7899 | 71.2101 | x | 1 | 2. Minor | 12357 | Predictive Maintenance | 182.5
1020200 | External Lighting including Illuminated Signs | B (Average): Asset is sound, operationally safe and exhibits only minor deterioration. | Category 3 (Recommended): Minor work required to prevent a deterioration of the service provided by the asset. | 15 | 2012-08-08 | 11.7125 | 70.3833 | x | 1 | 4. Significant | 12357 | Predictive Maintenance | 91.25
1020201 | External Lighting including Illuminated Signs | B (Average): Asset is sound, operationally safe and exhibits only minor deterioration. | Category 3 (Recommended): Minor work required to prevent a deterioration of the service provided by the asset. | 15 | 2023-05-25 | 0.91992 | 84.7734 | x | 1 | 4. Significant | 12357 | Predictive Maintenance | 91.25
1020214 | Fittings, Furnishings and Equipment | B (Average): Asset is sound, operationally safe and exhibits only minor deterioration. | Category 3 (Recommended): Minor work required to prevent a deterioration of the service provided by the asset. | 5 | 2023-08-17 | 0.68994 | 83.2402 | x | 1 | 2. Minor | 12357 | Predictive Maintenance | 182.5
1020215 | Fittings, Furnishings and Equipment | B (Average): Asset is sound, operationally safe and exhibits only minor deterioration. | Category 3 (Recommended): Minor work required to prevent a deterioration of the service provided by the asset. | 5 | 2021-08-08 | 2.7132 | 75.1472 | x | 1 | 2. Minor | 12357 | Predictive Maintenance | 182.5
1020216 | Fittings, Furnishings and Equipment | B (Average): Asset is sound, operationally safe and exhibits only minor deterioration. | Category 3 (Recommended): Minor work required to prevent a deterioration of the service provided by the asset. | 5 | 2020-03-14 | 4.115 | 69.54 | x | 1 | 2. Minor | 12357 | Predictive Maintenance | 182.5
1020217 | Fittings, Furnishings and Equipment | B (Average): Asset is sound, operationally safe and exhibits only minor deterioration. | Category 3 (Recommended): Minor work required to prevent a deterioration of the service provided by the asset. | 5 | 2023-10-16 | 0.52567 | 83.8973 | x | 1 | 2. Minor | 12357 | Predictive Maintenance | 182.5
1020218 | Fittings, Furnishings and Equipment | B (Average): Asset is sound, operationally safe and exhibits only minor deterioration. | Category 3 (Recommended): Minor work required to prevent a deterioration of the service provided by the asset. | 5 | 2023-11-20 | 0.42984 | 84.2806 | x | 1 | 2. Minor | 12357 | Predictive Maintenance | 182.5
1020219 | Fittings, Furnishings and Equipment | B (Average): Asset is sound, operationally safe and exhibits only minor deterioration. | Category 3 (Recommended): Minor work required to prevent a deterioration of the service provided by the asset. | 5 | 2022-04-22 | 2.0096 | 77.9617 | x | 1 | 2. Minor | 12357 | Predictive Maintenance | 182.5
1020220 | Fittings, Furnishings and Equipment | B (Average): Asset is sound, operationally safe and exhibits only minor deterioration. | Category 3 (Recommended): Minor work required to prevent a deterioration of the service provided by the asset. | 5 | 2022-01-24 | 2.2505 | 76.9979 | x | 1 | 2. Minor | 12357 | Predictive Maintenance | 182.5
1020221 | Fittings, Furnishings and Equipment | B (Average): Asset is sound, operationally safe and exhibits only minor deterioration. | Category 3 (Recommended): Minor work required to prevent a deterioration of the service provided by the asset. | 5 | 2020-10-19 | 3.5154 | 71.9384 | x | 1 | 2. Minor | 12357 | Predictive Maintenance | 182.5
1020222 | Fittings, Furnishings and Equipment | B (Average): Asset is sound, operationally safe and exhibits only minor deterioration. | Category 3 (Recommended): Minor work required to prevent a deterioration of the service provided by the asset. | 5 | 2020-09-29 | 3.5702 | 71.7194 | x | 1 | 2. Minor | 12357 | Predictive Maintenance | 182.5
1020223 | Fittings, Furnishings and Equipment | B (Average): Asset is sound, operationally safe and exhibits only minor deterioration. | Category 3 (Recommended): Minor work required to prevent a deterioration of the service provided by the asset. | 5 | 2022-02-04 | 2.2204 | 77.1184 | x | 1 | 2. Minor | 12357 | Predictive Maintenance | 182.5
1020224 | Fittings, Furnishings and Equipment | B (Average): Asset is sound, operationally safe and exhibits only minor deterioration. | Category 3 (Recommended): Minor work required to prevent a deterioration of the service provided by the asset. | 5 | 2021-07-06 | 2.8036 | 74.7858 | x | 1 | 2. Minor | 12357 | Predictive Maintenance | 182.5
1020225 | Fittings, Furnishings and Equipment | B (Average): Asset is sound, operationally safe and exhibits only minor deterioration. | Category 3 (Recommended): Minor work required to prevent a deterioration of the service provided by the asset. | 5 | 2022-06-19 | 1.8508 | 78.5969 | x | 1 | 2. Minor | 12357 | Predictive Maintenance | 182.5
1020226 | Fittings, Furnishings and Equipment | B (Average): Asset is sound, operationally safe and exhibits only minor deterioration. | Category 3 (Recommended): Minor work required to prevent a deterioration of the service provided by the asset. | 5 | 2021-10-06 | 2.5517 | 75.7933 | x | 1 | 2. Minor | 12357 | Predictive Maintenance | 182.5
1020227 | Floors and Floor Finishes | B (Average): Asset is sound, operationally safe and exhibits only minor deterioration. | Category 3 (Recommended): Minor work required to prevent a deterioration of the service provided by the asset. | 30 | 2023-02-12 | 1.1992 | 85.2005 | x | 1 | 1. Negligible | 12357 | Predictive Maintenance | 182.5
1020228 | Lighting Fittings including Luminaires General | B (Average): Asset is sound, operationally safe and exhibits only minor deterioration. | Category 3 (Recommended): Minor work required to prevent a deterioration of the service provided by the asset. | 20 | 2010-06-23 | 13.8398 | 72.1602 | x | 1 | 3. Moderate | 12357 | Predictive Maintenance | 91.25
1020229 | Lighting Fittings including Luminaires General | B (Average): Asset is sound, operationally safe and exhibits only minor deterioration. | Category 3 (Recommended): Minor work required to prevent a deterioration of the service provided by the asset. | 20 | 2023-10-12 | 0.53662 | 85.4634 | x | 1 | 3. Moderate | 12357 | Predictive Maintenance | 91.25
1020230 | Lighting Fittings including Luminaires General | B (Average): Asset is sound, operationally safe and exhibits only minor deterioration. | Category 3 (Recommended): Minor work required to prevent a deterioration of the service provided by the asset. | 20 | 2009-09-27 | 14.5763 | 71.4237 | x | 1 | 3. Moderate | 12357 | Predictive Maintenance | 91.25
1020231 | Lighting Fittings including Luminaires General | B (Average): Asset is sound, operationally safe and exhibits only minor deterioration. | Category 3 (Recommended): Minor work required to prevent a deterioration of the service provided by the asset. | 20 | 2023-10-02 | 0.564 | 85.436 | x | 1 | 3. Moderate | 12357 | Predictive Maintenance | 91.25
1020232 | Lighting Fittings including Luminaires General | B (Average): Asset is sound, operationally safe and exhibits only minor deterioration. | Category 3 (Recommended): Minor work required to prevent a deterioration of the service provided by the asset. | 20 | 2016-02-18 | 8.1834 | 77.8166 | x | 1 | 3. Moderate | 12357 | Predictive Maintenance | 91.25
1020233 | Lighting Fittings including Luminaires General | B (Average): Asset is sound, operationally safe and exhibits only minor deterioration. | Category 3 (Recommended): Minor work required to prevent a deterioration of the service provided by the asset. | 20 | 2022-03-16 | 2.1109 | 83.8891 | x | 1 | 3. Moderate | 12357 | Predictive Maintenance | 91.25
1020234 | Lighting Fittings including Luminaires General | B (Average): Asset is sound, operationally safe and exhibits only minor deterioration. | Category 3 (Recommended): Minor work required to prevent a deterioration of the service provided by the asset. | 20 | 2011-08-06 | 12.7201 | 73.2799 | x | 1 | 3. Moderate | 12357 | Predictive Maintenance | 91.25
1020235 | Lighting Fittings including Luminaires General | B (Average): Asset is sound, operationally safe and exhibits only minor deterioration. | Category 3 (Recommended): Minor work required to prevent a deterioration of the service provided by the asset. | 20 | 2018-03-14 | 6.1164 | 79.8836 | x | 1 | 3. Moderate | 12357 | Predictive Maintenance | 91.25
1020236 | Lighting Fittings including Luminaires General | B (Average): Asset is sound, operationally safe and exhibits only minor deterioration. | Category 3 (Recommended): Minor work required to prevent a deterioration of the service provided by the asset. | 20 | 2006-01-25 | 18.2478 | 67.7522 | x | 1 | 3. Moderate | 12357 | Predictive Maintenance | 91.25
1020237 | Lighting Fittings including Luminaires General | B (Average): Asset is sound, operationally safe and exhibits only minor deterioration. | Category 3 (Recommended): Minor work required to prevent a deterioration of the service provided by the asset. | 20 | 2007-09-03 | 16.6434 | 69.3566 | x | 1 | 3. Moderate | 12357 | Predictive Maintenance | 91.25
1020238 | Lighting Fittings including Luminaires General | B (Average): Asset is sound, operationally safe and exhibits only minor deterioration. | Category 3 (Recommended): Minor work required to prevent a deterioration of the service provided by the asset. | 20 | 2018-09-12 | 5.6181 | 80.3819 | x | 1 | 3. Moderate | 12357 | Predictive Maintenance | 91.25
1020239 | Lighting Fittings including Luminaires General | B (Average): Asset is sound, operationally safe and exhibits only minor deterioration. | Category 3 (Recommended): Minor work required to prevent a deterioration of the service provided by the asset. | 20 | 2020-09-19 | 3.5975 | 82.4025 | x | 1 | 3. Moderate | 12357 | Predictive Maintenance | 91.25
1020240 | Lighting Fittings including Luminaires General | B (Average): Asset is sound, operationally safe and exhibits only minor deterioration. | Category 3 (Recommended): Minor work required to prevent a deterioration of the service provided by the asset. | 20 | 2012-03-06 | 12.1369 | 73.8631 | x | 1 | 3. Moderate | 12357 | Predictive Maintenance | 91.25
1020241 | Lighting Fittings including Luminaires General | B (Average): Asset is sound, operationally safe and exhibits only minor deterioration. | Category 3 (Recommended): Minor work required to prevent a deterioration of the service provided by the asset. | 20 | 2016-12-05 | 7.3867 | 78.6133 | x | 1 | 3. Moderate | 12357 | Predictive Maintenance | 91.25
1020242 | Lighting Fittings including Luminaires General | B (Average): Asset is sound, operationally safe and exhibits only minor deterioration. | Category 3 (Recommended): Minor work required to prevent a deterioration of the service provided by the asset. | 20 | 2013-09-19 | 10.5982 | 75.4018 | x | 1 | 3. Moderate | 12357 | Predictive Maintenance | 91.25
1020243 | Lighting Fittings including Luminaires General | B (Average): Asset is sound, operationally safe and exhibits only minor deterioration. | Category 3 (Recommended): Minor work required to prevent a deterioration of the service provided by the asset. | 20 | 2023-11-06 | 0.46817 | 85.5318 | x | 1 | 3. Moderate | 12357 | Predictive Maintenance | 91.25
1020244 | Lighting Fittings including Luminaires General | B (Average): Asset is sound, operationally safe and exhibits only minor deterioration. | Category 3 (Recommended): Minor work required to prevent a deterioration of the service provided by the asset. | 20 | 2018-03-17 | 6.1081 | 79.8919 | x | 1 | 3. Moderate | 12357 | Predictive Maintenance | 91.25
1020245 | Lighting Fittings including Luminaires General | B (Average): Asset is sound, operationally safe and exhibits only minor deterioration. | Category 3 (Recommended): Minor work required to prevent a deterioration of the service provided by the asset. | 20 | 2023-09-24 | 0.5859 | 85.4141 | x | 1 | 3. Moderate | 12357 | Predictive Maintenance | 91.25
1020246 | Lighting Fittings including Luminaires General | B (Average): Asset is sound, operationally safe and exhibits only minor deterioration. | Category 3 (Recommended): Minor work required to prevent a deterioration of the service provided by the asset. | 20 | 2010-12-06 | 13.3854 | 72.6146 | x | 1 | 3. Moderate | 12357 | Predictive Maintenance | 91.25
1020257 | Pipework Systems - General | A (Good): Asset is as new and can be expected to perform adequately to its full normal life if maintained appropriately. | Category 3 (Recommended): Minor work required to prevent a deterioration of the service provided by the asset. | 45 | 2004-03-29 | 20.0739 | 84.0783 | x | 1 | 4. Significant | 12357 | Predictive Maintenance | 91.25
1020258 | Pipework Systems - General | D (Very Poor): Asset runs a serious risk of imminent breakdown or poses a health and safety risk. | Category 3 (Recommended): Minor work required to prevent a deterioration of the service provided by the asset. | 45 | 2018-03-02 | 6.1492 | 62.267 | x | 1 | 4. Significant | 12357 | Predictive Maintenance | 91.25
1020259 | Pipework Systems - General | A (Good): Asset is as new and can be expected to perform adequately to its full normal life if maintained appropriately. | Category 3 (Recommended): Minor work required to prevent a deterioration of the service provided by the asset. | 45 | 2019-10-15 | 4.5284 | 90.9874 | x | 1 | 4. Significant | 12357 | Predictive Maintenance | 91.25
1020260 | Pipework Systems - General | B (Average): Asset is sound, operationally safe and exhibits only minor deterioration. | Category 3 (Recommended): Minor work required to prevent a deterioration of the service provided by the asset. | 45 | 2005-02-10 | 19.2033 | 77.4652 | x | 1 | 4. Significant | 12357 | Predictive Maintenance | 91.25
1020261 | Internal Walls and Ceilings | B (Average): Asset is sound, operationally safe and exhibits only minor deterioration. | Category 3 (Recommended): Minor work required to prevent a deterioration of the service provided by the asset. | 25 | 2012-02-28 | 12.1561 | 76.2752 | x | 1 | 3. Moderate | 12357 | Predictive Maintenance | 91.25
1020262 | Internal Walls and Ceilings | B (Average): Asset is sound, operationally safe and exhibits only minor deterioration. | Category 3 (Recommended): Minor work required to prevent a deterioration of the service provided by the asset. | 25 | 2001-08-30 | 22.653 | 67.8776 | x | 1 | 3. Moderate | 12357 | Predictive Maintenance | 91.25
1020263 | Internal Walls and Ceilings | B (Average): Asset is sound, operationally safe and exhibits only minor deterioration. | Category 3 (Recommended): Minor work required to prevent a deterioration of the service provided by the asset. | 25 | 2016-10-31 | 7.4825 | 80.014 | x | 1 | 3. Moderate | 12357 | Predictive Maintenance | 91.25
1020264 | Internal Walls and Ceilings | B (Average): Asset is sound, operationally safe and exhibits only minor deterioration. | Category 3 (Recommended): Minor work required to prevent a deterioration of the service provided by the asset. | 25 | 2008-06-27 | 15.8275 | 73.338 | x | 1 | 3. Moderate | 12357 | Predictive Maintenance | 91.25
1020265 | Internal Walls and Ceilings | B (Average): Asset is sound, operationally safe and exhibits only minor deterioration. | Category 3 (Recommended): Minor work required to prevent a deterioration of the service provided by the asset. | 25 | 2006-08-30 | 17.6537 | 71.8771 | x | 1 | 3. Moderate | 12357 | Predictive Maintenance | 91.25
1020266 | Internal Walls and Ceilings | B (Average): Asset is sound, operationally safe and exhibits only minor deterioration. | Category 3 (Recommended): Minor work required to prevent a deterioration of the service provided by the asset. | 25 | 2018-09-03 | 5.6427 | 81.4858 | x | 1 | 3. Moderate | 12357 | Predictive Maintenance | 91.25
1020272 | Portable Appliance Testing (PAT) - User Checks, Recorded Formal Visual Inspections and Combined Insp | B (Average): Asset is sound, operationally safe and exhibits only minor deterioration. | Category 3 (Recommended): Minor work required to prevent a deterioration of the service provided by the asset. | 20 | 2020-04-24 | 4.0027 | 81.9973 | x | 1 | 2. Minor | 12357 | Predictive Maintenance | 182.5
1020274 | Rainwater Downpipes and Gutters | B (Average): Asset is sound, operationally safe and exhibits only minor deterioration. | Category 3 (Recommended): Minor work required to prevent a deterioration of the service provided by the asset. | 50 | 2020-04-11 | 4.0383 | 84.3847 | x | 1 | 2. Minor | 12357 | Predictive Maintenance | 182.5
1020275 | Rising Fire Mains and Hydrants | B (Average): Asset is sound, operationally safe and exhibits only minor deterioration. | Category 3 (Recommended): Minor work required to prevent a deterioration of the service provided by the asset. | 20 | 2009-06-12 | 14.8693 | 71.1307 | x | 1 | 5. Severe | 12357 | Predictive Maintenance | 28
1020277 | Service Drainage | B (Average): Asset is sound, operationally safe and exhibits only minor deterioration. | Category 3 (Recommended): Minor work required to prevent a deterioration of the service provided by the asset. | 25 | 2000-10-28 | 23.4908 | 67.2074 | x | 1 | 4. Significant | 12357 | Predictive Maintenance | 91.25
1020278 | Service Drainage | B (Average): Asset is sound, operationally safe and exhibits only minor deterioration. | Category 3 (Recommended): Minor work required to prevent a deterioration of the service provided by the asset. | 25 | 2005-03-05 | 19.1403 | 70.6877 | x | 1 | 4. Significant | 12357 | Predictive Maintenance | 91.25
1020279 | Service Drainage | B (Average): Asset is sound, operationally safe and exhibits only minor deterioration. | Category 3 (Recommended): Minor work required to prevent a deterioration of the service provided by the asset. | 25 | 2016-08-13 | 7.6988 | 79.8409 | x | 1 | 4. Significant | 12357 | Predictive Maintenance | 91.25
1020280 | Service Drainage | B (Average): Asset is sound, operationally safe and exhibits only minor deterioration. | Category 3 (Recommended): Minor work required to prevent a deterioration of the service provided by the asset. | 25 | 2023-02-20 | 1.1773 | 85.0582 | x | 1 | 4. Significant | 12357 | Predictive Maintenance | 91.25
1020281 | Service Drainage | B (Average): Asset is sound, operationally safe and exhibits only minor deterioration. | Category 3 (Recommended): Minor work required to prevent a deterioration of the service provided by the asset. | 25 | 2010-10-03 | 13.5606 | 75.1515 | x | 1 | 4. Significant | 12357 | Predictive Maintenance | 91.25
1020282 | Service Drainage | B (Average): Asset is sound, operationally safe and exhibits only minor deterioration. | Category 3 (Recommended): Minor work required to prevent a deterioration of the service provided by the asset. | 25 | 2013-05-05 | 10.9733 | 77.2214 | x | 1 | 4. Significant | 12357 | Predictive Maintenance | 91.25
1020283 | Service Drainage | B (Average): Asset is sound, operationally safe and exhibits only minor deterioration. | Category 3 (Recommended): Minor work required to prevent a deterioration of the service provided by the asset. | 25 | 2021-05-09 | 2.9624 | 83.6301 | x | 1 | 4. Significant | 12357 | Predictive Maintenance | 91.25
1020284 | Service Drainage | B (Average): Asset is sound, operationally safe and exhibits only minor deterioration. | Category 3 (Recommended): Minor work required to prevent a deterioration of the service provided by the asset. | 25 | 2007-05-27 | 16.9144 | 72.4684 | x | 1 | 4. Significant | 12357 | Predictive Maintenance | 91.25
1020285 | Service Drainage | B (Average): Asset is sound, operationally safe and exhibits only minor deterioration. | Category 3 (Recommended): Minor work required to prevent a deterioration of the service provided by the asset. | 25 | 2007-04-25 | 17.0021 | 72.3984 | x | 1 | 4. Significant | 12357 | Predictive Maintenance | 91.25
1020286 | Service Drainage | B (Average): Asset is sound, operationally safe and exhibits only minor deterioration. | Category 3 (Recommended): Minor work required to prevent a deterioration of the service provided by the asset. | 25 | 2014-06-10 | 9.8754 | 78.0997 | x | 1 | 4. Significant | 12357 | Predictive Maintenance | 91.25
1020287 | Service Drainage | B (Average): Asset is sound, operationally safe and exhibits only minor deterioration. | Category 3 (Recommended): Minor work required to prevent a deterioration of the service provided by the asset. | 25 | 2012-05-06 | 11.9699 | 76.4241 | x | 1 | 4. Significant | 12357 | Predictive Maintenance | 91.25
1020288 | Service Drainage | B (Average): Asset is sound, operationally safe and exhibits only minor deterioration. | Category 3 (Recommended): Minor work required to prevent a deterioration of the service provided by the asset. | 25 | 1999-03-20 | 25.1006 | 65.9195 | x | 1 | 4. Significant | 12357 | Predictive Maintenance | 91.25
1020289 | Service Drainage | B (Average): Asset is sound, operationally safe and exhibits only minor deterioration. | Category 3 (Recommended): Minor work required to prevent a deterioration of the service provided by the asset. | 25 | 2015-02-19 | 9.18 | 78.656 | x | 1 | 4. Significant | 12357 | Predictive Maintenance | 91.25
1020290 | Service Drainage | B (Average): Asset is sound, operationally safe and exhibits only minor deterioration. | Category 3 (Recommended): Minor work required to prevent a deterioration of the service provided by the asset. | 25 | 2014-06-03 | 9.8946 | 78.0843 | x | 1 | 4. Significant | 12357 | Predictive Maintenance | 91.25
1020291 | Service Drainage | B (Average): Asset is sound, operationally safe and exhibits only minor deterioration. | Category 3 (Recommended): Minor work required to prevent a deterioration of the service provided by the asset. | 25 | 2008-01-22 | 16.2574 | 72.9941 | x | 1 | 4. Significant | 12357 | Predictive Maintenance | 91.25
1020292 | Service Drainage | B (Average): Asset is sound, operationally safe and exhibits only minor deterioration. | Category 3 (Recommended): Minor work required to prevent a deterioration of the service provided by the asset. | 25 | 2022-04-21 | 2.0123 | 84.3901 | x | 1 | 4. Significant | 12357 | Predictive Maintenance | 91.25
1020293 | Service Drainage | B (Average): Asset is sound, operationally safe and exhibits only minor deterioration. | Category 3 (Recommended): Minor work required to prevent a deterioration of the service provided by the asset. | 25 | 2023-07-09 | 0.79671 | 85.3626 | x | 1 | 4. Significant | 12357 | Predictive Maintenance | 91.25
1020294 | Service Drainage | B (Average): Asset is sound, operationally safe and exhibits only minor deterioration. | Category 3 (Recommended): Minor work required to prevent a deterioration of the service provided by the asset. | 25 | 2007-03-18 | 17.1061 | 72.3151 | x | 1 | 4. Significant | 12357 | Predictive Maintenance | 91.25
1020297 | Television and Signal Receiving Equipment | B (Average): Asset is sound, operationally safe and exhibits only minor deterioration. | Category 3 (Recommended): Minor work required to prevent a deterioration of the service provided by the asset. | 15 | 2014-02-25 | 10.1629 | 72.4495 | x | 1 | 3. Moderate | 12357 | Predictive Maintenance | 91.25
1020298 | Ductwork System - General | B (Average): Asset is sound, operationally safe and exhibits only minor deterioration. | Category 3 (Recommended): Minor work required to prevent a deterioration of the service provided by the asset. | 30 | 2004-10-04 | 19.5565 | 72.9624 | x | 1 | 3. Moderate | 12357 | Predictive Maintenance | 91.25
1020317 | Manually operated Vertical & Horizontal blinds | B (Average): Asset is sound, operationally safe and exhibits only minor deterioration. | Category 3 (Recommended): Minor work required to prevent a deterioration of the service provided by the asset. | 20 | 2022-11-07 | 1.4648 | 84.5352 | x | 1 | 1. Negligible | 12357 | Predictive Maintenance | 182.5
1020318 | Manually operated Vertical & Horizontal blinds | B (Average): Asset is sound, operationally safe and exhibits only minor deterioration. | Category 3 (Recommended): Minor work required to prevent a deterioration of the service provided by the asset. | 20 | 2019-02-16 | 5.1882 | 80.8118 | x | 1 | 1. Negligible | 12357 | Predictive Maintenance | 182.5
1020319 | Windows Internal and External | B (Average): Asset is sound, operationally safe and exhibits only minor deterioration. | Category 3 (Recommended): Minor work required to prevent a deterioration of the service provided by the asset. | 36 | 2013-11-15 | 10.4422 | 80.1988 | x | 1 | 3. Moderate | 12357 | Predictive Maintenance | 91.25
1020320 | Windows Internal and External | B (Average): Asset is sound, operationally safe and exhibits only minor deterioration. | Category 3 (Recommended): Minor work required to prevent a deterioration of the service provided by the asset. | 38 | 2004-02-09 | 20.2081 | 75.3642 | x | 1 | 3. Moderate | 12357 | Predictive Maintenance | 91.25
1020321 | Windows Internal and External | B (Average): Asset is sound, operationally safe and exhibits only minor deterioration. | Category 3 (Recommended): Minor work required to prevent a deterioration of the service provided by the asset. | 39 | 2014-09-04 | 9.64 | 81.0564 | x | 1 | 3. Moderate | 12357 | Predictive Maintenance | 91.25
1020322 | Windows Internal and External | B (Average): Asset is sound, operationally safe and exhibits only minor deterioration. | Category 3 (Recommended): Minor work required to prevent a deterioration of the service provided by the asset. | 39 | 2012-09-24 | 11.5838 | 80.0596 | x | 1 | 3. Moderate | 12357 | Predictive Maintenance | 91.25
1020323 | Windows Internal and External | B (Average): Asset is sound, operationally safe and exhibits only minor deterioration. | Category 3 (Recommended): Minor work required to prevent a deterioration of the service provided by the asset. | 39 | 2023-06-03 | 0.89528 | 85.5409 | x | 1 | 3. Moderate | 12357 | Predictive Maintenance | 91.25
1020324 | Windows Internal and External | B (Average): Asset is sound, operationally safe and exhibits only minor deterioration. | Category 3 (Recommended): Minor work required to prevent a deterioration of the service provided by the asset. | 39 | 2014-07-14 | 9.7823 | 80.9834 | x | 1 | 3. Moderate | 12357 | Predictive Maintenance | 91.25
1020325 | Windows Internal and External | B (Average): Asset is sound, operationally safe and exhibits only minor deterioration. | Category 3 (Recommended): Minor work required to prevent a deterioration of the service provided by the asset. | 39 | 2016-08-31 | 7.6496 | 82.0772 | x | 1 | 3. Moderate | 12357 | Predictive Maintenance | 91.25
1020326 | Windows Internal and External | B (Average): Asset is sound, operationally safe and exhibits only minor deterioration. | Category 3 (Recommended): Minor work required to prevent a deterioration of the service provided by the asset. | 39 | 1997-03-29 | 27.0746 | 72.1156 | x | 1 | 3. Moderate | 12357 | Predictive Maintenance | 91.25
1020327 | Windows Internal and External | B (Average): Asset is sound, operationally safe and exhibits only minor deterioration. | Category 3 (Recommended): Minor work required to prevent a deterioration of the service provided by the asset. | 40 | 2014-12-30 | 9.3196 | 81.3402 | x | 1 | 3. Moderate | 12357 | Predictive Maintenance | 91.25
1020328 | Locks, handles, hinges Etc. | B (Average): Asset is sound, operationally safe and exhibits only minor deterioration. | Category 3 (Recommended): Minor work required to prevent a deterioration of the service provided by the asset. | 40 | 2019-02-02 | 5.2266 | 83.3867 | x | 1 | 3. Moderate | 12358 | Predictive Maintenance | 91.25
1020329 | Towel Rails, Mirrors, Toilet Roll Holders, Shelves, Pictures etc. | B (Average): Asset is sound, operationally safe and exhibits only minor deterioration. | Category 3 (Recommended): Minor work required to prevent a deterioration of the service provided by the asset. | 30 | 2021-07-28 | 2.7433 | 84.1711 | x | 1 | 2. Minor | 12358 | Predictive Maintenance | 182.5
1020331 | Software Functions | B (Average): Asset is sound, operationally safe and exhibits only minor deterioration. | Category 3 (Recommended): Minor work required to prevent a deterioration of the service provided by the asset. | 5 | 2022-02-22 | 2.1711 | 77.3155 | x | 1 | 4. Significant | 12358 | Predictive Maintenance | 91.25
1020332 | Building Inspections | B (Average): Asset is sound, operationally safe and exhibits only minor deterioration. | Category 3 (Recommended): Minor work required to prevent a deterioration of the service provided by the asset. | 20 | 2006-10-13 | 17.5332 | 68.4668 | x | 1 | 2. Minor | 12358 | Predictive Maintenance | 182.5
1020333 | Building Inspections | B (Average): Asset is sound, operationally safe and exhibits only minor deterioration. | Category 3 (Recommended): Minor work required to prevent a deterioration of the service provided by the asset. | 20 | 2005-11-01 | 18.4805 | 67.5195 | x | 1 | 2. Minor | 12358 | Predictive Maintenance | 182.5
1020350 | External Lighting including Illuminated Signs | B (Average): Asset is sound, operationally safe and exhibits only minor deterioration. | Category 3 (Recommended): Minor work required to prevent a deterioration of the service provided by the asset. | 15 | 2016-05-04 | 7.9754 | 75.3662 | x | 1 | 4. Significant | 12358 | Predictive Maintenance | 91.25
1020351 | External Lighting including Illuminated Signs | B (Average): Asset is sound, operationally safe and exhibits only minor deterioration. | Category 3 (Recommended): Minor work required to prevent a deterioration of the service provided by the asset. | 15 | 2019-03-23 | 5.0924 | 79.2101 | x | 1 | 4. Significant | 12358 | Predictive Maintenance | 91.25
1020352 | External Lighting including Illuminated Signs | B (Average): Asset is sound, operationally safe and exhibits only minor deterioration. | Category 3 (Recommended): Minor work required to prevent a deterioration of the service provided by the asset. | 15 | 2015-08-14 | 8.6982 | 74.4025 | x | 1 | 4. Significant | 12358 | Predictive Maintenance | 91.25
1020355 | Fittings, Furnishings and Equipment | B (Average): Asset is sound, operationally safe and exhibits only minor deterioration. | Category 3 (Recommended): Minor work required to prevent a deterioration of the service provided by the asset. | 5 | 2022-01-16 | 2.2724 | 76.9103 | x | 1 | 2. Minor | 12358 | Predictive Maintenance | 182.5
1020356 | Floors and Floor Finishes | B (Average): Asset is sound, operationally safe and exhibits only minor deterioration. | Category 3 (Recommended): Minor work required to prevent a deterioration of the service provided by the asset. | 30 | 1998-11-09 | 25.4593 | 69.0272 | x | 1 | 1. Negligible | 12358 | Predictive Maintenance | 182.5
1020357 | Floors and Floor Finishes | B (Average): Asset is sound, operationally safe and exhibits only minor deterioration. | Category 3 (Recommended): Minor work required to prevent a deterioration of the service provided by the asset. | 30 | 2008-09-11 | 15.6194 | 75.587 | x | 1 | 1. Negligible | 12358 | Predictive Maintenance | 182.5
1020358 | Lighting Fittings including Luminaires General | B (Average): Asset is sound, operationally safe and exhibits only minor deterioration. | Category 3 (Recommended): Minor work required to prevent a deterioration of the service provided by the asset. | 20 | 2012-11-10 | 11.4552 | 74.5448 | x | 1 | 3. Moderate | 12358 | Predictive Maintenance | 91.25
1020359 | Lighting Fittings including Luminaires General | B (Average): Asset is sound, operationally safe and exhibits only minor deterioration. | Category 3 (Recommended): Minor work required to prevent a deterioration of the service provided by the asset. | 20 | 2015-12-07 | 8.3833 | 77.6167 | x | 1 | 3. Moderate | 12358 | Predictive Maintenance | 91.25
1020360 | Lighting Fittings including Luminaires General | B (Average): Asset is sound, operationally safe and exhibits only minor deterioration. | Category 3 (Recommended): Minor work required to prevent a deterioration of the service provided by the asset. | 20 | 2021-08-04 | 2.7242 | 83.2758 | x | 1 | 3. Moderate | 12358 | Predictive Maintenance | 91.25
1020361 | Lighting Fittings including Luminaires General | B (Average): Asset is sound, operationally safe and exhibits only minor deterioration. | Category 3 (Recommended): Minor work required to prevent a deterioration of the service provided by the asset. | 20 | 2019-01-21 | 5.2594 | 80.7406 | x | 1 | 3. Moderate | 12358 | Predictive Maintenance | 91.25
1020367 | Portable Appliance Testing (PAT) - User Checks, Recorded Formal Visual Inspections and Combined Insp | B (Average): Asset is sound, operationally safe and exhibits only minor deterioration. | Category 3 (Recommended): Minor work required to prevent a deterioration of the service provided by the asset. | 20 | 2017-12-28 | 6.3244 | 79.6756 | x | 1 | 2. Minor | 12358 | Predictive Maintenance | 182.5
1020369 | Rainwater Downpipes and Gutters | B (Average): Asset is sound, operationally safe and exhibits only minor deterioration. | Category 3 (Recommended): Minor work required to prevent a deterioration of the service provided by the asset. | 50 | 1995-09-20 | 28.5969 | 74.5613 | x | 1 | 2. Minor | 12358 | Predictive Maintenance | 182.5
1020371 | Service Drainage | B (Average): Asset is sound, operationally safe and exhibits only minor deterioration. | Category 3 (Recommended): Minor work required to prevent a deterioration of the service provided by the asset. | 25 | 2002-12-04 | 21.3908 | 68.8873 | x | 1 | 4. Significant | 12358 | Predictive Maintenance | 91.25
1020372 | Service Drainage | B (Average): Asset is sound, operationally safe and exhibits only minor deterioration. | Category 3 (Recommended): Minor work required to prevent a deterioration of the service provided by the asset. | 25 | 2019-12-08 | 4.3806 | 82.4956 | x | 1 | 4. Significant | 12358 | Predictive Maintenance | 91.25
1020375 | Television and Signal Receiving Equipment | B (Average): Asset is sound, operationally safe and exhibits only minor deterioration. | Category 3 (Recommended): Minor work required to prevent a deterioration of the service provided by the asset. | 15 | 2018-10-12 | 5.5359 | 78.6188 | x | 1 | 3. Moderate | 12358 | Predictive Maintenance | 91.25
1020376 | Ductwork System - General | B (Average): Asset is sound, operationally safe and exhibits only minor deterioration. | Category 3 (Recommended): Minor work required to prevent a deterioration of the service provided by the asset. | 30 | 2011-10-05 | 12.5558 | 77.6295 | x | 1 | 3. Moderate | 12358 | Predictive Maintenance | 91.25
1020378 | Manually operated Vertical & Horizontal blinds | B (Average): Asset is sound, operationally safe and exhibits only minor deterioration. | Category 3 (Recommended): Minor work required to prevent a deterioration of the service provided by the asset. | 20 | 2022-10-26 | 1.4976 | 84.5024 | x | 1 | 1. Negligible | 12358 | Predictive Maintenance | 182.5
1020379 | Windows Internal and External | B (Average): Asset is sound, operationally safe and exhibits only minor deterioration. | Category 3 (Recommended): Minor work required to prevent a deterioration of the service provided by the asset. | 38 | 2009-11-21 | 14.4257 | 78.4075 | x | 1 | 3. Moderate | 12358 | Predictive Maintenance | 91.25
1020380 | Windows Internal and External | B (Average): Asset is sound, operationally safe and exhibits only minor deterioration. | Category 3 (Recommended): Minor work required to prevent a deterioration of the service provided by the asset. | 40 | 2018-04-25 | 6.0014 | 82.9993 | x | 1 | 3. Moderate | 12358 | Predictive Maintenance | 91.25
1020382 | Locks, handles, hinges Etc. | B (Average): Asset is sound, operationally safe and exhibits only minor deterioration. | Category 3 (Recommended): Minor work required to prevent a deterioration of the service provided by the asset. | 40 | 1998-06-30 | 25.8207 | 69.0897 | x | 3 | 3. Moderate | 12359 | Predictive Maintenance | 91.25
1020383 | Flues (All Combustible Fuels) | B (Average): Asset is sound, operationally safe and exhibits only minor deterioration. | Category 3 (Recommended): Minor work required to prevent a deterioration of the service provided by the asset. | 30 | 1997-02-25 | 27.1622 | 63.8919 | x | 3 | 4. Significant | 12359 | Predictive Maintenance | 91.25
1020385 | Towel Rails, Mirrors, Toilet Roll Holders, Shelves, Pictures etc. | B (Average): Asset is sound, operationally safe and exhibits only minor deterioration. | Category 3 (Recommended): Minor work required to prevent a deterioration of the service provided by the asset. | 30 | 2014-02-19 | 10.1793 | 75.2138 | x | 3 | 2. Minor | 12359 | Predictive Maintenance | 182.5
1020387 | Software Functions | B (Average): Asset is sound, operationally safe and exhibits only minor deterioration. | Category 3 (Recommended): Minor work required to prevent a deterioration of the service provided by the asset. | 5 | 2023-03-16 | 1.1116 | 77.5537 | x | 3 | 4. Significant | 12359 | Predictive Maintenance | 91.25
1020388 | Building Inspections | B (Average): Asset is sound, operationally safe and exhibits only minor deterioration. | Category 3 (Recommended): Minor work required to prevent a deterioration of the service provided by the asset. | 20 | 2017-04-01 | 7.0664 | 74.9336 | x | 3 | 2. Minor | 12359 | Predictive Maintenance | 182.5
1020403 | External Lighting including Illuminated Signs | B (Average): Asset is sound, operationally safe and exhibits only minor deterioration. | Category 3 (Recommended): Minor work required to prevent a deterioration of the service provided by the asset. | 15 | 2010-12-02 | 13.3963 | 64.1383 | x | 3 | 4. Significant | 12359 | Predictive Maintenance | 91.25
1020404 | External Lighting including Illuminated Signs | B (Average): Asset is sound, operationally safe and exhibits only minor deterioration. | Category 3 (Recommended): Minor work required to prevent a deterioration of the service provided by the asset. | 15 | 2023-01-02 | 1.3114 | 80.2514 | x | 3 | 4. Significant | 12359 | Predictive Maintenance | 91.25
1020407 | Fittings, Furnishings and Equipment | B (Average): Asset is sound, operationally safe and exhibits only minor deterioration. | Category 3 (Recommended): Minor work required to prevent a deterioration of the service provided by the asset. | 5 | 2023-10-06 | 0.55305 | 79.7878 | x | 3 | 2. Minor | 12359 | Predictive Maintenance | 182.5
1020408 | Fittings, Furnishings and Equipment | B (Average): Asset is sound, operationally safe and exhibits only minor deterioration. | Category 3 (Recommended): Minor work required to prevent a deterioration of the service provided by the asset. | 5 | 2021-05-16 | 2.9432 | 70.2272 | x | 3 | 2. Minor | 12359 | Predictive Maintenance | 182.5
1020409 | Fittings, Furnishings and Equipment | B (Average): Asset is sound, operationally safe and exhibits only minor deterioration. | Category 3 (Recommended): Minor work required to prevent a deterioration of the service provided by the asset. | 5 | 2022-04-26 | 1.9986 | 74.0055 | x | 3 | 2. Minor | 12359 | Predictive Maintenance | 182.5
1020410 | Fittings, Furnishings and Equipment | B (Average): Asset is sound, operationally safe and exhibits only minor deterioration. | Category 3 (Recommended): Minor work required to prevent a deterioration of the service provided by the asset. | 5 | 2021-07-06 | 2.8036 | 70.7858 | x | 3 | 2. Minor | 12359 | Predictive Maintenance | 182.5
1020411 | Floors and Floor Finishes | B (Average): Asset is sound, operationally safe and exhibits only minor deterioration. | Category 3 (Recommended): Minor work required to prevent a deterioration of the service provided by the asset. | 30 | 2004-06-26 | 19.8303 | 68.7798 | x | 3 | 1. Negligible | 12359 | Predictive Maintenance | 182.5
1020413 | Lighting Fittings including Luminaires General | B (Average): Asset is sound, operationally safe and exhibits only minor deterioration. | Category 3 (Recommended): Minor work required to prevent a deterioration of the service provided by the asset. | 20 | 2011-01-03 | 13.3087 | 68.6913 | x | 3 | 3. Moderate | 12359 | Predictive Maintenance | 91.25
1020414 | Lighting Fittings including Luminaires General | B (Average): Asset is sound, operationally safe and exhibits only minor deterioration. | Category 3 (Recommended): Minor work required to prevent a deterioration of the service provided by the asset. | 20 | 2017-06-17 | 6.8556 | 75.1444 | x | 3 | 3. Moderate | 12359 | Predictive Maintenance | 91.25
1020415 | Lighting Fittings including Luminaires General | B (Average): Asset is sound, operationally safe and exhibits only minor deterioration. | Category 3 (Recommended): Minor work required to prevent a deterioration of the service provided by the asset. | 20 | 2015-03-02 | 9.1499 | 72.8501 | x | 3 | 3. Moderate | 12359 | Predictive Maintenance | 91.25
1020416 | Lighting Fittings including Luminaires General | B (Average): Asset is sound, operationally safe and exhibits only minor deterioration. | Category 3 (Recommended): Minor work required to prevent a deterioration of the service provided by the asset. | 20 | 2011-12-31 | 12.3176 | 69.6824 | x | 3 | 3. Moderate | 12359 | Predictive Maintenance | 91.25
1020417 | Lighting Fittings including Luminaires General | B (Average): Asset is sound, operationally safe and exhibits only minor deterioration. | Category 3 (Recommended): Minor work required to prevent a deterioration of the service provided by the asset. | 20 | 2015-11-30 | 8.4025 | 73.5975 | x | 3 | 3. Moderate | 12359 | Predictive Maintenance | 91.25
1020418 | Lighting Fittings including Luminaires General | B (Average): Asset is sound, operationally safe and exhibits only minor deterioration. | Category 3 (Recommended): Minor work required to prevent a deterioration of the service provided by the asset. | 20 | 2017-03-25 | 7.0856 | 74.9144 | x | 3 | 3. Moderate | 12359 | Predictive Maintenance | 91.25
1020419 | Lighting Fittings including Luminaires General | B (Average): Asset is sound, operationally safe and exhibits only minor deterioration. | Category 3 (Recommended): Minor work required to prevent a deterioration of the service provided by the asset. | 20 | 2004-09-27 | 19.5756 | 62.4244 | x | 3 | 3. Moderate | 12359 | Predictive Maintenance | 91.25
1020420 | Lighting Fittings including Luminaires General | B (Average): Asset is sound, operationally safe and exhibits only minor deterioration. | Category 3 (Recommended): Minor work required to prevent a deterioration of the service provided by the asset. | 20 | 2016-06-24 | 7.8357 | 74.1643 | x | 3 | 3. Moderate | 12359 | Predictive Maintenance | 91.25
1020433 | Internal Walls and Ceilings | A (Good): Asset is as new and can be expected to perform adequately to its full normal life if maintained appropriately. | Category 3 (Recommended): Minor work required to prevent a deterioration of the service provided by the asset. | 25 | 2022-04-19 | 2.0178 | 87.3858 | x | 3 | 3. Moderate | 12359 | Predictive Maintenance | 91.25
1020436 | Portable Appliance Testing (PAT) - User Checks, Recorded Formal Visual Inspections and Combined Insp | B (Average): Asset is sound, operationally safe and exhibits only minor deterioration. | Category 3 (Recommended): Minor work required to prevent a deterioration of the service provided by the asset. | 20 | 2021-06-23 | 2.8392 | 79.1608 | x | 3 | 2. Minor | 12359 | Predictive Maintenance | 182.5
1020438 | Rainwater Downpipes and Gutters | B (Average): Asset is sound, operationally safe and exhibits only minor deterioration. | Category 3 (Recommended): Minor work required to prevent a deterioration of the service provided by the asset. | 50 | 1999-11-29 | 24.4052 | 72.2379 | x | 3 | 2. Minor | 12359 | Predictive Maintenance | 182.5
1020440 | Service Drainage | B (Average): Asset is sound, operationally safe and exhibits only minor deterioration. | Category 3 (Recommended): Minor work required to prevent a deterioration of the service provided by the asset. | 25 | 2008-07-04 | 15.8084 | 69.3533 | x | 3 | 4. Significant | 12359 | Predictive Maintenance | 91.25
1020441 | Service Drainage | B (Average): Asset is sound, operationally safe and exhibits only minor deterioration. | Category 3 (Recommended): Minor work required to prevent a deterioration of the service provided by the asset. | 25 | 2023-03-03 | 1.1472 | 81.0823 | x | 3 | 4. Significant | 12359 | Predictive Maintenance | 91.25
1020442 | Service Drainage | B (Average): Asset is sound, operationally safe and exhibits only minor deterioration. | Category 3 (Recommended): Minor work required to prevent a deterioration of the service provided by the asset. | 25 | 2008-08-29 | 15.655 | 69.476 | x | 3 | 4. Significant | 12359 | Predictive Maintenance | 91.25
1020443 | Service Drainage | B (Average): Asset is sound, operationally safe and exhibits only minor deterioration. | Category 3 (Recommended): Minor work required to prevent a deterioration of the service provided by the asset. | 25 | 2003-10-18 | 20.5202 | 65.5838 | x | 3 | 4. Significant | 12359 | Predictive Maintenance | 91.25
1020447 | Television and Signal Receiving Equipment | B (Average): Asset is sound, operationally safe and exhibits only minor deterioration. | Category 3 (Recommended): Minor work required to prevent a deterioration of the service provided by the asset. | 15 | 2020-08-03 | 3.7262 | 77.0317 | x | 3 | 3. Moderate | 12359 | Predictive Maintenance | 91.25
1020448 | Ductwork System - General | B (Average): Asset is sound, operationally safe and exhibits only minor deterioration. | Category 3 (Recommended): Minor work required to prevent a deterioration of the service provided by the asset. | 30 | 2007-02-05 | 17.2183 | 70.5211 | x | 3 | 3. Moderate | 12359 | Predictive Maintenance | 91.25
1020450 | Manually operated Vertical & Horizontal blinds | B (Average): Asset is sound, operationally safe and exhibits only minor deterioration. | Category 3 (Recommended): Minor work required to prevent a deterioration of the service provided by the asset. | 20 | 2013-10-21 | 10.5106 | 71.4894 | x | 3 | 1. Negligible | 12359 | Predictive Maintenance | 182.5
1020451 | Windows Internal and External | B (Average): Asset is sound, operationally safe and exhibits only minor deterioration. | Category 3 (Recommended): Minor work required to prevent a deterioration of the service provided by the asset. | 36 | 2019-02-13 | 5.1964 | 79.1131 | x | 3 | 3. Moderate | 12359 | Predictive Maintenance | 91.25
1020452 | Windows Internal and External | B (Average): Asset is sound, operationally safe and exhibits only minor deterioration. | Category 3 (Recommended): Minor work required to prevent a deterioration of the service provided by the asset. | 37 | 2017-06-11 | 6.872 | 78.2854 | x | 3 | 3. Moderate | 12359 | Predictive Maintenance | 91.25
1020453 | Locks, handles, hinges Etc. | B (Average): Asset is sound, operationally safe and exhibits only minor deterioration. | Category 3 (Recommended): Minor work required to prevent a deterioration of the service provided by the asset. | 40 | 1995-05-25 | 28.9199 | 67.54 | x | 3 | 3. Moderate | 12360 | Predictive Maintenance | 91.25
1020454 | Flues (All Combustible Fuels) | B (Average): Asset is sound, operationally safe and exhibits only minor deterioration. | Category 3 (Recommended): Minor work required to prevent a deterioration of the service provided by the asset. | 40 | 2005-10-26 | 18.4969 | 72.7515 | x | 3 | 4. Significant | 12360 | Predictive Maintenance | 91.25
1020456 | Towel Rails, Mirrors, Toilet Roll Holders, Shelves, Pictures etc. | B (Average): Asset is sound, operationally safe and exhibits only minor deterioration. | Category 3 (Recommended): Minor work required to prevent a deterioration of the service provided by the asset. | 30 | 2015-12-10 | 8.3751 | 76.4166 | x | 3 | 2. Minor | 12360 | Predictive Maintenance | 182.5
1020459 | Building Inspections | B (Average): Asset is sound, operationally safe and exhibits only minor deterioration. | Category 3 (Recommended): Minor work required to prevent a deterioration of the service provided by the asset. | 20 | 2018-02-14 | 6.193 | 75.807 | x | 3 | 2. Minor | 12360 | Predictive Maintenance | 182.5
1020460 | Catering Equipment | U (Unverified): Further investigation required. | Category U (Unverified Asset): Further investigation required to identify asset. | 15 | 2020-11-06 | 3.4661 | 63.3785 | x | 3 | 2. Minor | 12360 | Predictive Maintenance | 91.25
1020463 | External Lighting including Illuminated Signs | B (Average): Asset is sound, operationally safe and exhibits only minor deterioration. | Category 3 (Recommended): Minor work required to prevent a deterioration of the service provided by the asset. | 15 | 2021-04-16 | 3.0253 | 77.9662 | x | 3 | 4. Significant | 12360 | Predictive Maintenance | 91.25
1020464 | External Lighting including Illuminated Signs | B (Average): Asset is sound, operationally safe and exhibits only minor deterioration. | Category 3 (Recommended): Minor work required to prevent a deterioration of the service provided by the asset. | 15 | 2019-10-10 | 4.5421 | 75.9439 | x | 3 | 4. Significant | 12360 | Predictive Maintenance | 91.25
1020465 | External Lighting including Illuminated Signs | B (Average): Asset is sound, operationally safe and exhibits only minor deterioration. | Category 3 (Recommended): Minor work required to prevent a deterioration of the service provided by the asset. | 15 | 2013-05-22 | 10.9268 | 67.431 | x | 3 | 4. Significant | 12360 | Predictive Maintenance | 91.25
1020468 | Fittings, Furnishings and Equipment | B (Average): Asset is sound, operationally safe and exhibits only minor deterioration. | Category 3 (Recommended): Minor work required to prevent a deterioration of the service provided by the asset. | 5 | 2023-08-08 | 0.71458 | 79.1417 | x | 3 | 2. Minor | 12360 | Predictive Maintenance | 182.5
1020469 | Floors and Floor Finishes | B (Average): Asset is sound, operationally safe and exhibits only minor deterioration. | Category 3 (Recommended): Minor work required to prevent a deterioration of the service provided by the asset. | 30 | 2004-11-30 | 19.4004 | 69.0664 | x | 3 | 1. Negligible | 12360 | Predictive Maintenance | 182.5
1020471 | Lighting Fittings including Luminaires General | B (Average): Asset is sound, operationally safe and exhibits only minor deterioration. | Category 3 (Recommended): Minor work required to prevent a deterioration of the service provided by the asset. | 20 | 2009-03-24 | 15.0883 | 66.9117 | x | 3 | 3. Moderate | 12360 | Predictive Maintenance | 91.25
1020480 | Internal Walls and Ceilings | B (Average): Asset is sound, operationally safe and exhibits only minor deterioration. | Category 3 (Recommended): Minor work required to prevent a deterioration of the service provided by the asset. | 25 | 2003-01-01 | 21.3142 | 64.9487 | x | 3 | 3. Moderate | 12360 | Predictive Maintenance | 91.25
1020483 | Portable Appliance Testing (PAT) - User Checks, Recorded Formal Visual Inspections and Combined Insp | B (Average): Asset is sound, operationally safe and exhibits only minor deterioration. | Category 3 (Recommended): Minor work required to prevent a deterioration of the service provided by the asset. | 20 | 2018-09-16 | 5.6071 | 76.3929 | x | 3 | 2. Minor | 12360 | Predictive Maintenance | 182.5
1020485 | Rainwater Downpipes and Gutters | B (Average): Asset is sound, operationally safe and exhibits only minor deterioration. | Category 3 (Recommended): Minor work required to prevent a deterioration of the service provided by the asset. | 50 | 2021-05-01 | 2.9843 | 80.8063 | x | 3 | 2. Minor | 12360 | Predictive Maintenance | 182.5
1020487 | Service Drainage | B (Average): Asset is sound, operationally safe and exhibits only minor deterioration. | Category 3 (Recommended): Minor work required to prevent a deterioration of the service provided by the asset. | 25 | 1999-02-24 | 25.1663 | 61.8669 | x | 3 | 4. Significant | 12360 | Predictive Maintenance | 91.25
1020488 | Service Drainage | B (Average): Asset is sound, operationally safe and exhibits only minor deterioration. | Category 3 (Recommended): Minor work required to prevent a deterioration of the service provided by the asset. | 25 | 2011-07-29 | 12.742 | 71.8064 | x | 3 | 4. Significant | 12360 | Predictive Maintenance | 91.25
1020489 | Service Drainage | B (Average): Asset is sound, operationally safe and exhibits only minor deterioration. | Category 3 (Recommended): Minor work required to prevent a deterioration of the service provided by the asset. | 25 | 2009-06-01 | 14.8994 | 70.0805 | x | 3 | 4. Significant | 12360 | Predictive Maintenance | 91.25
1020492 | Television and Signal Receiving Equipment | B (Average): Asset is sound, operationally safe and exhibits only minor deterioration. | Category 3 (Recommended): Minor work required to prevent a deterioration of the service provided by the asset. | 15 | 2017-06-17 | 6.8556 | 72.8592 | x | 3 | 3. Moderate | 12360 | Predictive Maintenance | 91.25
1020493 | Ductwork System - General | B (Average): Asset is sound, operationally safe and exhibits only minor deterioration. | Category 3 (Recommended): Minor work required to prevent a deterioration of the service provided by the asset. | 30 | 2010-10-15 | 13.5277 | 72.9815 | x | 3 | 3. Moderate | 12360 | Predictive Maintenance | 91.25
1020495 | Manually operated Vertical & Horizontal blinds | B (Average): Asset is sound, operationally safe and exhibits only minor deterioration. | Category 3 (Recommended): Minor work required to prevent a deterioration of the service provided by the asset. | 20 | 2016-05-26 | 7.9151 | 74.0849 | x | 3 | 1. Negligible | 12360 | Predictive Maintenance | 182.5
1020496 | Windows Internal and External | B (Average): Asset is sound, operationally safe and exhibits only minor deterioration. | Category 3 (Recommended): Minor work required to prevent a deterioration of the service provided by the asset. | 36 | 2000-01-23 | 24.2546 | 68.5252 | x | 3 | 3. Moderate | 12360 | Predictive Maintenance | 91.25
1020497 | Windows Internal and External | B (Average): Asset is sound, operationally safe and exhibits only minor deterioration. | Category 3 (Recommended): Minor work required to prevent a deterioration of the service provided by the asset. | 39 | 2001-07-07 | 22.8008 | 70.3073 | x | 3 | 3. Moderate | 12360 | Predictive Maintenance | 91.25
1020499 | Locks, handles, hinges Etc. | B (Average): Asset is sound, operationally safe and exhibits only minor deterioration. | Category 3 (Recommended): Minor work required to prevent a deterioration of the service provided by the asset. | 40 | 2003-01-09 | 21.2923 | 73.3539 | x | 2 | 3. Moderate | 12334 | Predictive Maintenance | 91.25
1020500 | Flues (All Combustible Fuels) | B (Average): Asset is sound, operationally safe and exhibits only minor deterioration. | Category 3 (Recommended): Minor work required to prevent a deterioration of the service provided by the asset. | 40 | 1994-03-18 | 30.1054 | 68.9473 | x | 2 | 4. Significant | 12334 | Predictive Maintenance | 91.25
1020502 | Towel Rails, Mirrors, Toilet Roll Holders, Shelves, Pictures etc. | B (Average): Asset is sound, operationally safe and exhibits only minor deterioration. | Category 3 (Recommended): Minor work required to prevent a deterioration of the service provided by the asset. | 30 | 1994-12-28 | 29.3251 | 64.4499 | x | 2 | 2. Minor | 12334 | Predictive Maintenance | 182.5
1020504 | Software Functions | B (Average): Asset is sound, operationally safe and exhibits only minor deterioration. | Category 3 (Recommended): Minor work required to prevent a deterioration of the service provided by the asset. | 5 | 2022-08-31 | 1.6509 | 77.3963 | x | 2 | 4. Significant | 12334 | Predictive Maintenance | 91.25
1020505 | Building Inspections | B (Average): Asset is sound, operationally safe and exhibits only minor deterioration. | Category 3 (Recommended): Minor work required to prevent a deterioration of the service provided by the asset. | 20 | 2018-07-09 | 5.796 | 78.204 | x | 2 | 2. Minor | 12334 | Predictive Maintenance | 182.5
1020511 | External Lighting including Illuminated Signs | B (Average): Asset is sound, operationally safe and exhibits only minor deterioration. | Category 3 (Recommended): Minor work required to prevent a deterioration of the service provided by the asset. | 15 | 2018-02-19 | 6.1793 | 75.7609 | x | 2 | 4. Significant | 12334 | Predictive Maintenance | 91.25
1020512 | External Lighting including Illuminated Signs | B (Average): Asset is sound, operationally safe and exhibits only minor deterioration. | Category 3 (Recommended): Minor work required to prevent a deterioration of the service provided by the asset. | 15 | 2010-11-27 | 13.41 | 66.12 | x | 2 | 4. Significant | 12334 | Predictive Maintenance | 91.25
1020513 | External Lighting including Illuminated Signs | B (Average): Asset is sound, operationally safe and exhibits only minor deterioration. | Category 3 (Recommended): Minor work required to prevent a deterioration of the service provided by the asset. | 15 | 2022-09-30 | 1.5688 | 81.9083 | x | 2 | 4. Significant | 12334 | Predictive Maintenance | 91.25
1020514 | External Lighting including Illuminated Signs | B (Average): Asset is sound, operationally safe and exhibits only minor deterioration. | Category 3 (Recommended): Minor work required to prevent a deterioration of the service provided by the asset. | 15 | 2011-01-10 | 13.2895 | 66.2806 | x | 2 | 4. Significant | 12334 | Predictive Maintenance | 91.25
1020517 | Lighting Fittings including Luminaires General | B (Average): Asset is sound, operationally safe and exhibits only minor deterioration. | Category 3 (Recommended): Minor work required to prevent a deterioration of the service provided by the asset. | 20 | 2014-08-06 | 9.7194 | 74.2806 | x | 2 | 3. Moderate | 12334 | Predictive Maintenance | 91.25
1020518 | Lighting Fittings including Luminaires General | B (Average): Asset is sound, operationally safe and exhibits only minor deterioration. | Category 3 (Recommended): Minor work required to prevent a deterioration of the service provided by the asset. | 20 | 2014-11-22 | 9.4237 | 74.5763 | x | 2 | 3. Moderate | 12334 | Predictive Maintenance | 91.25
1020523 | Internal Walls and Ceilings | B (Average): Asset is sound, operationally safe and exhibits only minor deterioration. | Category 3 (Recommended): Minor work required to prevent a deterioration of the service provided by the asset. | 25 | 2005-11-27 | 18.4093 | 69.2726 | x | 2 | 3. Moderate | 12334 | Predictive Maintenance | 91.25
1020526 | Portable Appliance Testing (PAT) - User Checks, Recorded Formal Visual Inspections and Combined Insp | B (Average): Asset is sound, operationally safe and exhibits only minor deterioration. | Category 3 (Recommended): Minor work required to prevent a deterioration of the service provided by the asset. | 20 | 2012-07-31 | 11.7344 | 72.2656 | x | 2 | 2. Minor | 12334 | Predictive Maintenance | 182.5
1020529 | Service Drainage | B (Average): Asset is sound, operationally safe and exhibits only minor deterioration. | Category 3 (Recommended): Minor work required to prevent a deterioration of the service provided by the asset. | 25 | 2020-04-03 | 4.0602 | 80.7518 | x | 2 | 4. Significant | 12334 | Predictive Maintenance | 91.25
1020530 | Service Drainage | B (Average): Asset is sound, operationally safe and exhibits only minor deterioration. | Category 3 (Recommended): Minor work required to prevent a deterioration of the service provided by the asset. | 25 | 2006-07-15 | 17.7796 | 69.7763 | x | 2 | 4. Significant | 12334 | Predictive Maintenance | 91.25
1020533 | Television and Signal Receiving Equipment | B (Average): Asset is sound, operationally safe and exhibits only minor deterioration. | Category 3 (Recommended): Minor work required to prevent a deterioration of the service provided by the asset. | 15 | 2023-04-30 | 0.98836 | 82.6822 | x | 2 | 3. Moderate | 12334 | Predictive Maintenance | 91.25
1020534 | Ductwork System - General | B (Average): Asset is sound, operationally safe and exhibits only minor deterioration. | Category 3 (Recommended): Minor work required to prevent a deterioration of the service provided by the asset. | 30 | 1995-02-22 | 29.1718 | 64.5521 | x | 2 | 3. Moderate | 12334 | Predictive Maintenance | 91.25
1020536 | Windows Internal and External | B (Average): Asset is sound, operationally safe and exhibits only minor deterioration. | Category 3 (Recommended): Minor work required to prevent a deterioration of the service provided by the asset. | 38 | 1997-06-12 | 26.8693 | 69.8583 | x | 2 | 3. Moderate | 12334 | Predictive Maintenance | 91.25
1020537 | Windows Internal and External | B (Average): Asset is sound, operationally safe and exhibits only minor deterioration. | Category 3 (Recommended): Minor work required to prevent a deterioration of the service provided by the asset. | 40 | 1997-07-20 | 26.7652 | 70.6174 | x | 2 | 3. Moderate | 12334 | Predictive Maintenance | 91.25
1020538 | Locks, handles, hinges Etc. | B (Average): Asset is sound, operationally safe and exhibits only minor deterioration. | Category 3 (Recommended): Minor work required to prevent a deterioration of the service provided by the asset. | 40 | 2002-06-12 | 21.87 | 73.065 | x | 2 | 3. Moderate | 11139 | Predictive Maintenance | 91.25
1020539 | Towel Rails, Mirrors, Toilet Roll Holders, Shelves, Pictures etc. | B (Average): Asset is sound, operationally safe and exhibits only minor deterioration. | Category 3 (Recommended): Minor work required to prevent a deterioration of the service provided by the asset. | 30 | 2008-06-27 | 15.8275 | 73.4483 | x | 2 | 2. Minor | 11139 | Predictive Maintenance | 182.5
1020541 | Software Functions | B (Average): Asset is sound, operationally safe and exhibits only minor deterioration. | Category 3 (Recommended): Minor work required to prevent a deterioration of the service provided by the asset. | 5 | 2022-10-11 | 1.5387 | 77.8453 | x | 2 | 4. Significant | 11139 | Predictive Maintenance | 91.25
1020542 | Building Inspections | B (Average): Asset is sound, operationally safe and exhibits only minor deterioration. | Category 3 (Recommended): Minor work required to prevent a deterioration of the service provided by the asset. | 20 | 2018-06-20 | 5.848 | 78.152 | x | 2 | 2. Minor | 11139 | Predictive Maintenance | 182.5
1020556 | External Lighting including Illuminated Signs | B (Average): Asset is sound, operationally safe and exhibits only minor deterioration. | Category 3 (Recommended): Minor work required to prevent a deterioration of the service provided by the asset. | 15 | 2022-11-04 | 1.473 | 82.036 | x | 2 | 4. Significant | 11139 | Predictive Maintenance | 91.25
1020557 | External Lighting including Illuminated Signs | B (Average): Asset is sound, operationally safe and exhibits only minor deterioration. | Category 3 (Recommended): Minor work required to prevent a deterioration of the service provided by the asset. | 15 | 2010-02-22 | 14.1711 | 65.1052 | x | 2 | 4. Significant | 11139 | Predictive Maintenance | 91.25
1020558 | External Lighting including Illuminated Signs | B (Average): Asset is sound, operationally safe and exhibits only minor deterioration. | Category 3 (Recommended): Minor work required to prevent a deterioration of the service provided by the asset. | 15 | 2022-06-15 | 1.8617 | 81.5177 | x | 2 | 4. Significant | 11139 | Predictive Maintenance | 91.25
1020561 | Fittings, Furnishings and Equipment | B (Average): Asset is sound, operationally safe and exhibits only minor deterioration. | Category 3 (Recommended): Minor work required to prevent a deterioration of the service provided by the asset. | 5 | 2020-09-19 | 3.5975 | 69.6099 | x | 2 | 2. Minor | 11139 | Predictive Maintenance | 182.5
1020562 | Floors and Floor Finishes | B (Average): Asset is sound, operationally safe and exhibits only minor deterioration. | Category 3 (Recommended): Minor work required to prevent a deterioration of the service provided by the asset. | 30 | 2007-08-09 | 16.7118 | 72.8588 | x | 2 | 1. Negligible | 11139 | Predictive Maintenance | 182.5
1020563 | Lighting Fittings including Luminaires General | B (Average): Asset is sound, operationally safe and exhibits only minor deterioration. | Category 3 (Recommended): Minor work required to prevent a deterioration of the service provided by the asset. | 20 | 2022-04-07 | 2.0507 | 81.9493 | x | 2 | 3. Moderate | 11139 | Predictive Maintenance | 91.25
1020564 | Lighting Fittings including Luminaires General | B (Average): Asset is sound, operationally safe and exhibits only minor deterioration. | Category 3 (Recommended): Minor work required to prevent a deterioration of the service provided by the asset. | 20 | 2023-07-05 | 0.80767 | 83.1923 | x | 2 | 3. Moderate | 11139 | Predictive Maintenance | 91.25
1020576 | Internal Walls and Ceilings | B (Average): Asset is sound, operationally safe and exhibits only minor deterioration. | Category 3 (Recommended): Minor work required to prevent a deterioration of the service provided by the asset. | 25 | 2009-12-23 | 14.3381 | 72.5295 | x | 2 | 3. Moderate | 11139 | Predictive Maintenance | 91.25
1020581 | Portable Appliance Testing (PAT) - User Checks, Recorded Formal Visual Inspections and Combined Insp | B (Average): Asset is sound, operationally safe and exhibits only minor deterioration. | Category 3 (Recommended): Minor work required to prevent a deterioration of the service provided by the asset. | 20 | 2005-06-28 | 18.8255 | 65.1745 | x | 2 | 2. Minor | 11139 | Predictive Maintenance | 182.5
1020583 | Rainwater Downpipes and Gutters | B (Average): Asset is sound, operationally safe and exhibits only minor deterioration. | Category 3 (Recommended): Minor work required to prevent a deterioration of the service provided by the asset. | 50 | 2013-08-12 | 10.7023 | 79.7191 | x | 2 | 2. Minor | 11139 | Predictive Maintenance | 182.5
1020585 | Service Drainage | B (Average): Asset is sound, operationally safe and exhibits only minor deterioration. | Category 3 (Recommended): Minor work required to prevent a deterioration of the service provided by the asset. | 25 | 2016-11-26 | 7.4114 | 78.0709 | x | 2 | 4. Significant | 11139 | Predictive Maintenance | 91.25
1020586 | Service Drainage | B (Average): Asset is sound, operationally safe and exhibits only minor deterioration. | Category 3 (Recommended): Minor work required to prevent a deterioration of the service provided by the asset. | 25 | 2002-02-15 | 22.1903 | 66.2478 | x | 2 | 4. Significant | 11139 | Predictive Maintenance | 91.25
1020587 | Service Drainage | B (Average): Asset is sound, operationally safe and exhibits only minor deterioration. | Category 3 (Recommended): Minor work required to prevent a deterioration of the service provided by the asset. | 25 | 2009-08-06 | 14.7187 | 72.2251 | x | 2 | 4. Significant | 11139 | Predictive Maintenance | 91.25
1020590 | Television and Signal Receiving Equipment | B (Average): Asset is sound, operationally safe and exhibits only minor deterioration. | Category 3 (Recommended): Minor work required to prevent a deterioration of the service provided by the asset. | 15 | 2017-01-04 | 7.3046 | 74.2606 | x | 2 | 3. Moderate | 11139 | Predictive Maintenance | 91.25
1020591 | Ductwork System - General | B (Average): Asset is sound, operationally safe and exhibits only minor deterioration. | Category 3 (Recommended): Minor work required to prevent a deterioration of the service provided by the asset. | 30 | 2023-11-11 | 0.45448 | 83.697 | x | 2 | 3. Moderate | 11139 | Predictive Maintenance | 91.25
1020593 | Manually operated Vertical & Horizontal blinds | B (Average): Asset is sound, operationally safe and exhibits only minor deterioration. | Category 3 (Recommended): Minor work required to prevent a deterioration of the service provided by the asset. | 20 | 2010-06-23 | 13.8398 | 70.1602 | x | 2 | 1. Negligible | 11139 | Predictive Maintenance | 182.5
1020594 | Windows Internal and External | B (Average): Asset is sound, operationally safe and exhibits only minor deterioration. | Category 3 (Recommended): Minor work required to prevent a deterioration of the service provided by the asset. | 37 | 2015-11-16 | 8.4408 | 79.4374 | x | 2 | 3. Moderate | 11139 | Predictive Maintenance | 91.25
1020595 | Windows Internal and External | B (Average): Asset is sound, operationally safe and exhibits only minor deterioration. | Category 3 (Recommended): Minor work required to prevent a deterioration of the service provided by the asset. | 40 | 2019-03-01 | 5.1526 | 81.4237 | x | 2 | 3. Moderate | 11139 | Predictive Maintenance | 91.25
1020597 | Locks, handles, hinges Etc. | B (Average): Asset is sound, operationally safe and exhibits only minor deterioration. | Category 3 (Recommended): Minor work required to prevent a deterioration of the service provided by the asset. | 40 | 1995-12-16 | 28.3587 | 67.8207 | x | 3 | 3. Moderate | 12361 | Predictive Maintenance | 91.25
1020599 | Towel Rails, Mirrors, Toilet Roll Holders, Shelves, Pictures etc. | B (Average): Asset is sound, operationally safe and exhibits only minor deterioration. | Category 3 (Recommended): Minor work required to prevent a deterioration of the service provided by the asset. | 30 | 2016-02-05 | 8.219 | 76.5206 | x | 3 | 2. Minor | 12361 | Predictive Maintenance | 182.5
1020600 | Towel Rails, Mirrors, Toilet Roll Holders, Shelves, Pictures etc. | B (Average): Asset is sound, operationally safe and exhibits only minor deterioration. | Category 3 (Recommended): Minor work required to prevent a deterioration of the service provided by the asset. | 30 | 1994-05-12 | 29.9548 | 62.0301 | x | 3 | 2. Minor | 12361 | Predictive Maintenance | 182.5
1020601 | Towel Rails, Mirrors, Toilet Roll Holders, Shelves, Pictures etc. | B (Average): Asset is sound, operationally safe and exhibits only minor deterioration. | Category 3 (Recommended): Minor work required to prevent a deterioration of the service provided by the asset. | 30 | 2017-09-10 | 6.6229 | 77.5848 | x | 3 | 2. Minor | 12361 | Predictive Maintenance | 182.5
1020603 | Software Functions | B (Average): Asset is sound, operationally safe and exhibits only minor deterioration. | Category 3 (Recommended): Minor work required to prevent a deterioration of the service provided by the asset. | 5 | 2023-01-06 | 1.3005 | 76.7981 | x | 3 | 4. Significant | 12361 | Predictive Maintenance | 91.25
1020604 | Building Inspections | B (Average): Asset is sound, operationally safe and exhibits only minor deterioration. | Category 3 (Recommended): Minor work required to prevent a deterioration of the service provided by the asset. | 20 | 2010-07-05 | 13.807 | 68.193 | x | 3 | 2. Minor | 12361 | Predictive Maintenance | 182.5
1020605 | Catering Equipment | C (Poor): Asset is operational but major repair or replacement will be needed. | Category 3 (Recommended): Minor work required to prevent a deterioration of the service provided by the asset. | 15 | 2017-03-01 | 7.1513 | 58.465 | x | 3 | 2. Minor | 12361 | Predictive Maintenance | 182.5
1020629 | External Lighting including Illuminated Signs | B (Average): Asset is sound, operationally safe and exhibits only minor deterioration. | Category 3 (Recommended): Minor work required to prevent a deterioration of the service provided by the asset. | 15 | 2023-10-18 | 0.52019 | 81.3064 | x | 3 | 4. Significant | 12361 | Predictive Maintenance | 91.25
1020630 | External Lighting including Illuminated Signs | B (Average): Asset is sound, operationally safe and exhibits only minor deterioration. | Category 3 (Recommended): Minor work required to prevent a deterioration of the service provided by the asset. | 15 | 2011-08-03 | 12.7283 | 65.029 | x | 3 | 4. Significant | 12361 | Predictive Maintenance | 91.25
1020631 | External Lighting including Illuminated Signs | B (Average): Asset is sound, operationally safe and exhibits only minor deterioration. | Category 3 (Recommended): Minor work required to prevent a deterioration of the service provided by the asset. | 15 | 2014-10-06 | 9.5524 | 69.2635 | x | 3 | 4. Significant | 12361 | Predictive Maintenance | 91.25
1020632 | External Lighting including Illuminated Signs | B (Average): Asset is sound, operationally safe and exhibits only minor deterioration. | Category 3 (Recommended): Minor work required to prevent a deterioration of the service provided by the asset. | 15 | 2019-04-26 | 4.9993 | 75.3342 | x | 3 | 4. Significant | 12361 | Predictive Maintenance | 91.25
1020639 | Fittings, Furnishings and Equipment | B (Average): Asset is sound, operationally safe and exhibits only minor deterioration. | Category 3 (Recommended): Minor work required to prevent a deterioration of the service provided by the asset. | 5 | 2022-11-29 | 1.4045 | 76.3819 | x | 3 | 2. Minor | 12361 | Predictive Maintenance | 182.5
1020640 | Fittings, Furnishings and Equipment | B (Average): Asset is sound, operationally safe and exhibits only minor deterioration. | Category 3 (Recommended): Minor work required to prevent a deterioration of the service provided by the asset. | 5 | 2020-02-29 | 4.1533 | 65.3867 | x | 3 | 2. Minor | 12361 | Predictive Maintenance | 182.5
1020641 | Fittings, Furnishings and Equipment | B (Average): Asset is sound, operationally safe and exhibits only minor deterioration. | Category 3 (Recommended): Minor work required to prevent a deterioration of the service provided by the asset. | 5 | 2021-06-18 | 2.8528 | 70.5886 | x | 3 | 2. Minor | 12361 | Predictive Maintenance | 182.5
1020642 | Fittings, Furnishings and Equipment | B (Average): Asset is sound, operationally safe and exhibits only minor deterioration. | Category 3 (Recommended): Minor work required to prevent a deterioration of the service provided by the asset. | 5 | 2023-01-31 | 1.232 | 77.0719 | x | 3 | 2. Minor | 12361 | Predictive Maintenance | 182.5
1020643 | Fittings, Furnishings and Equipment | B (Average): Asset is sound, operationally safe and exhibits only minor deterioration. | Category 3 (Recommended): Minor work required to prevent a deterioration of the service provided by the asset. | 5 | 2023-01-03 | 1.3087 | 76.7652 | x | 3 | 2. Minor | 12361 | Predictive Maintenance | 182.5
1020644 | Floors and Floor Finishes | B (Average): Asset is sound, operationally safe and exhibits only minor deterioration. | Category 3 (Recommended): Minor work required to prevent a deterioration of the service provided by the asset. | 30 | 2008-08-27 | 15.6605 | 71.5597 | x | 3 | 1. Negligible | 12361 | Predictive Maintenance | 182.5
1020645 | Lighting Fittings including Luminaires General | B (Average): Asset is sound, operationally safe and exhibits only minor deterioration. | Category 3 (Recommended): Minor work required to prevent a deterioration of the service provided by the asset. | 20 | 2016-10-01 | 7.5647 | 74.4353 | x | 3 | 3. Moderate | 12361 | Predictive Maintenance | 91.25
1020646 | Lighting Fittings including Luminaires General | B (Average): Asset is sound, operationally safe and exhibits only minor deterioration. | Category 3 (Recommended): Minor work required to prevent a deterioration of the service provided by the asset. | 20 | 2018-03-20 | 6.0999 | 75.9001 | x | 3 | 3. Moderate | 12361 | Predictive Maintenance | 91.25
1020647 | Lighting Fittings including Luminaires General | B (Average): Asset is sound, operationally safe and exhibits only minor deterioration. | Category 3 (Recommended): Minor work required to prevent a deterioration of the service provided by the asset. | 20 | 2006-11-09 | 17.4593 | 64.5407 | x | 3 | 3. Moderate | 12361 | Predictive Maintenance | 91.25
1020648 | Lighting Fittings including Luminaires General | B (Average): Asset is sound, operationally safe and exhibits only minor deterioration. | Category 3 (Recommended): Minor work required to prevent a deterioration of the service provided by the asset. | 20 | 2006-04-29 | 17.9904 | 64.0096 | x | 3 | 3. Moderate | 12361 | Predictive Maintenance | 91.25
1020649 | Lighting Fittings including Luminaires General | B (Average): Asset is sound, operationally safe and exhibits only minor deterioration. | Category 3 (Recommended): Minor work required to prevent a deterioration of the service provided by the asset. | 20 | 2007-11-03 | 16.4764 | 65.5236 | x | 3 | 3. Moderate | 12361 | Predictive Maintenance | 91.25
1020650 | Lighting Fittings including Luminaires General | B (Average): Asset is sound, operationally safe and exhibits only minor deterioration. | Category 3 (Recommended): Minor work required to prevent a deterioration of the service provided by the asset. | 20 | 2008-03-16 | 16.1095 | 65.8905 | x | 3 | 3. Moderate | 12361 | Predictive Maintenance | 91.25
1020651 | Lighting Fittings including Luminaires General | B (Average): Asset is sound, operationally safe and exhibits only minor deterioration. | Category 3 (Recommended): Minor work required to prevent a deterioration of the service provided by the asset. | 20 | 2017-09-12 | 6.6174 | 75.3826 | x | 3 | 3. Moderate | 12361 | Predictive Maintenance | 91.25
1020652 | Lighting Fittings including Luminaires General | B (Average): Asset is sound, operationally safe and exhibits only minor deterioration. | Category 3 (Recommended): Minor work required to prevent a deterioration of the service provided by the asset. | 20 | 2009-05-01 | 14.9843 | 67.0157 | x | 3 | 3. Moderate | 12361 | Predictive Maintenance | 91.25
1020653 | Lighting Fittings including Luminaires General | B (Average): Asset is sound, operationally safe and exhibits only minor deterioration. | Category 3 (Recommended): Minor work required to prevent a deterioration of the service provided by the asset. | 20 | 2013-06-16 | 10.8583 | 71.1417 | x | 3 | 3. Moderate | 12361 | Predictive Maintenance | 91.25
1020654 | Lighting Fittings including Luminaires General | B (Average): Asset is sound, operationally safe and exhibits only minor deterioration. | Category 3 (Recommended): Minor work required to prevent a deterioration of the service provided by the asset. | 20 | 2013-08-27 | 10.6612 | 71.3388 | x | 3 | 3. Moderate | 12361 | Predictive Maintenance | 91.25
1020655 | Lighting Fittings including Luminaires General | B (Average): Asset is sound, operationally safe and exhibits only minor deterioration. | Category 3 (Recommended): Minor work required to prevent a deterioration of the service provided by the asset. | 20 | 2022-04-11 | 2.0397 | 79.9603 | x | 3 | 3. Moderate | 12361 | Predictive Maintenance | 91.25
1020656 | Lighting Fittings including Luminaires General | B (Average): Asset is sound, operationally safe and exhibits only minor deterioration. | Category 3 (Recommended): Minor work required to prevent a deterioration of the service provided by the asset. | 20 | 2021-08-20 | 2.6804 | 79.3196 | x | 3 | 3. Moderate | 12361 | Predictive Maintenance | 91.25
1020657 | Lighting Fittings including Luminaires General | B (Average): Asset is sound, operationally safe and exhibits only minor deterioration. | Category 3 (Recommended): Minor work required to prevent a deterioration of the service provided by the asset. | 20 | 2012-03-11 | 12.1232 | 69.8768 | x | 3 | 3. Moderate | 12361 | Predictive Maintenance | 91.25
1020658 | Lighting Fittings including Luminaires General | B (Average): Asset is sound, operationally safe and exhibits only minor deterioration. | Category 3 (Recommended): Minor work required to prevent a deterioration of the service provided by the asset. | 20 | 2019-02-27 | 5.1581 | 76.8419 | x | 3 | 3. Moderate | 12361 | Predictive Maintenance | 91.25
1020659 | Lighting Fittings including Luminaires General | B (Average): Asset is sound, operationally safe and exhibits only minor deterioration. | Category 3 (Recommended): Minor work required to prevent a deterioration of the service provided by the asset. | 20 | 2008-05-16 | 15.9425 | 66.0575 | x | 3 | 3. Moderate | 12361 | Predictive Maintenance | 91.25
1020660 | Lighting Fittings including Luminaires General | B (Average): Asset is sound, operationally safe and exhibits only minor deterioration. | Category 3 (Recommended): Minor work required to prevent a deterioration of the service provided by the asset. | 20 | 2012-11-10 | 11.4552 | 70.5448 | x | 3 | 3. Moderate | 12361 | Predictive Maintenance | 91.25
1020661 | Lighting Fittings including Luminaires General | B (Average): Asset is sound, operationally safe and exhibits only minor deterioration. | Category 3 (Recommended): Minor work required to prevent a deterioration of the service provided by the asset. | 20 | 2017-08-12 | 6.7023 | 75.2977 | x | 3 | 3. Moderate | 12361 | Predictive Maintenance | 91.25
1020662 | Lighting Fittings including Luminaires General | B (Average): Asset is sound, operationally safe and exhibits only minor deterioration. | Category 3 (Recommended): Minor work required to prevent a deterioration of the service provided by the asset. | 20 | 2012-05-02 | 11.9808 | 70.0192 | x | 3 | 3. Moderate | 12361 | Predictive Maintenance | 91.25
1020663 | Lighting Fittings including Luminaires General | B (Average): Asset is sound, operationally safe and exhibits only minor deterioration. | Category 3 (Recommended): Minor work required to prevent a deterioration of the service provided by the asset. | 20 | 2017-02-08 | 7.2088 | 74.7912 | x | 3 | 3. Moderate | 12361 | Predictive Maintenance | 91.25
1020664 | Lighting Fittings including Luminaires General | B (Average): Asset is sound, operationally safe and exhibits only minor deterioration. | Category 3 (Recommended): Minor work required to prevent a deterioration of the service provided by the asset. | 20 | 2012-11-06 | 11.4661 | 70.5339 | x | 3 | 3. Moderate | 12361 | Predictive Maintenance | 91.25
1020665 | Lighting Fittings including Luminaires General | B (Average): Asset is sound, operationally safe and exhibits only minor deterioration. | Category 3 (Recommended): Minor work required to prevent a deterioration of the service provided by the asset. | 20 | 2022-06-27 | 1.8289 | 80.1711 | x | 3 | 3. Moderate | 12361 | Predictive Maintenance | 91.25
1020666 | Lighting Fittings including Luminaires General | B (Average): Asset is sound, operationally safe and exhibits only minor deterioration. | Category 3 (Recommended): Minor work required to prevent a deterioration of the service provided by the asset. | 20 | 2019-03-16 | 5.1116 | 76.8884 | x | 3 | 3. Moderate | 12361 | Predictive Maintenance | 91.25
1020667 | Lighting Fittings including Luminaires General | B (Average): Asset is sound, operationally safe and exhibits only minor deterioration. | Category 3 (Recommended): Minor work required to prevent a deterioration of the service provided by the asset. | 20 | 2014-07-02 | 9.8152 | 72.1848 | x | 3 | 3. Moderate | 12361 | Predictive Maintenance | 91.25
1020668 | Lighting Fittings including Luminaires General | B (Average): Asset is sound, operationally safe and exhibits only minor deterioration. | Category 3 (Recommended): Minor work required to prevent a deterioration of the service provided by the asset. | 20 | 2014-04-07 | 10.0507 | 71.9493 | x | 3 | 3. Moderate | 12361 | Predictive Maintenance | 91.25
1020669 | Lighting Fittings including Luminaires General | B (Average): Asset is sound, operationally safe and exhibits only minor deterioration. | Category 3 (Recommended): Minor work required to prevent a deterioration of the service provided by the asset. | 20 | 2020-11-12 | 3.4497 | 78.5503 | x | 3 | 3. Moderate | 12361 | Predictive Maintenance | 91.25
1020670 | Lighting Fittings including Luminaires General | B (Average): Asset is sound, operationally safe and exhibits only minor deterioration. | Category 3 (Recommended): Minor work required to prevent a deterioration of the service provided by the asset. | 20 | 2008-10-27 | 15.4935 | 66.5065 | x | 3 | 3. Moderate | 12361 | Predictive Maintenance | 91.25
1020671 | Lighting Fittings including Luminaires General | B (Average): Asset is sound, operationally safe and exhibits only minor deterioration. | Category 3 (Recommended): Minor work required to prevent a deterioration of the service provided by the asset. | 20 | 2012-10-04 | 11.5565 | 70.4435 | x | 3 | 3. Moderate | 12361 | Predictive Maintenance | 91.25
1020672 | Lighting Fittings including Luminaires General | B (Average): Asset is sound, operationally safe and exhibits only minor deterioration. | Category 3 (Recommended): Minor work required to prevent a deterioration of the service provided by the asset. | 20 | 2010-10-08 | 13.5469 | 68.4531 | x | 3 | 3. Moderate | 12361 | Predictive Maintenance | 91.25
1020673 | Lighting Fittings including Luminaires General | B (Average): Asset is sound, operationally safe and exhibits only minor deterioration. | Category 3 (Recommended): Minor work required to prevent a deterioration of the service provided by the asset. | 20 | 2022-09-18 | 1.6016 | 80.3984 | x | 3 | 3. Moderate | 12361 | Predictive Maintenance | 91.25
1020674 | Lighting Fittings including Luminaires General | B (Average): Asset is sound, operationally safe and exhibits only minor deterioration. | Category 3 (Recommended): Minor work required to prevent a deterioration of the service provided by the asset. | 20 | 2006-08-21 | 17.6783 | 64.3217 | x | 3 | 3. Moderate | 12361 | Predictive Maintenance | 91.25
1020675 | Lighting Fittings including Luminaires General | B (Average): Asset is sound, operationally safe and exhibits only minor deterioration. | Category 3 (Recommended): Minor work required to prevent a deterioration of the service provided by the asset. | 20 | 2018-12-19 | 5.3498 | 76.6502 | x | 3 | 3. Moderate | 12361 | Predictive Maintenance | 91.25
1020676 | Lighting Fittings including Luminaires General | B (Average): Asset is sound, operationally safe and exhibits only minor deterioration. | Category 3 (Recommended): Minor work required to prevent a deterioration of the service provided by the asset. | 20 | 2014-10-16 | 9.525 | 72.475 | x | 3 | 3. Moderate | 12361 | Predictive Maintenance | 91.25
1020677 | Lighting Fittings including Luminaires General | B (Average): Asset is sound, operationally safe and exhibits only minor deterioration. | Category 3 (Recommended): Minor work required to prevent a deterioration of the service provided by the asset. | 20 | 2004-11-25 | 19.4141 | 62.5859 | x | 3 | 3. Moderate | 12361 | Predictive Maintenance | 91.25
1020678 | Lighting Fittings including Luminaires General | B (Average): Asset is sound, operationally safe and exhibits only minor deterioration. | Category 3 (Recommended): Minor work required to prevent a deterioration of the service provided by the asset. | 20 | 2008-08-15 | 15.6934 | 66.3066 | x | 3 | 3. Moderate | 12361 | Predictive Maintenance | 91.25
1020696 | Internal Walls and Ceilings | B (Average): Asset is sound, operationally safe and exhibits only minor deterioration. | Category 3 (Recommended): Minor work required to prevent a deterioration of the service provided by the asset. | 25 | 2014-06-13 | 9.8672 | 74.1062 | x | 3 | 3. Moderate | 12361 | Predictive Maintenance | 91.25
1020706 | Portable Appliance Testing (PAT) - User Checks, Recorded Formal Visual Inspections and Combined Insp | B (Average): Asset is sound, operationally safe and exhibits only minor deterioration. | Category 3 (Recommended): Minor work required to prevent a deterioration of the service provided by the asset. | 20 | 2019-05-05 | 4.9747 | 77.0253 | x | 3 | 2. Minor | 12361 | Predictive Maintenance | 182.5
1020708 | Communications - Public Address Systems | B (Average): Asset is sound, operationally safe and exhibits only minor deterioration. | Category 3 (Recommended): Minor work required to prevent a deterioration of the service provided by the asset. | 20 | 2011-07-15 | 12.7803 | 69.2197 | x | 3 | 4. Significant | 12361 | Predictive Maintenance | 91.25
1020709 | Rainwater Downpipes and Gutters | B (Average): Asset is sound, operationally safe and exhibits only minor deterioration. | Category 3 (Recommended): Minor work required to prevent a deterioration of the service provided by the asset. | 50 | 2001-12-29 | 22.3217 | 73.0713 | x | 3 | 2. Minor | 12361 | Predictive Maintenance | 182.5
1020710 | Rainwater Downpipes and Gutters | B (Average): Asset is sound, operationally safe and exhibits only minor deterioration. | Category 3 (Recommended): Minor work required to prevent a deterioration of the service provided by the asset. | 50 | 1999-06-19 | 24.8515 | 72.0594 | x | 3 | 2. Minor | 12361 | Predictive Maintenance | 182.5
1020712 | Service Drainage | B (Average): Asset is sound, operationally safe and exhibits only minor deterioration. | Category 3 (Recommended): Minor work required to prevent a deterioration of the service provided by the asset. | 25 | 2019-02-04 | 5.2211 | 77.8231 | x | 3 | 4. Significant | 12361 | Predictive Maintenance | 91.25
1020713 | Service Drainage | B (Average): Asset is sound, operationally safe and exhibits only minor deterioration. | Category 3 (Recommended): Minor work required to prevent a deterioration of the service provided by the asset. | 25 | 2014-07-16 | 9.7769 | 74.1785 | x | 3 | 4. Significant | 12361 | Predictive Maintenance | 91.25
1020714 | Service Drainage | B (Average): Asset is sound, operationally safe and exhibits only minor deterioration. | Category 3 (Recommended): Minor work required to prevent a deterioration of the service provided by the asset. | 25 | 2019-12-22 | 4.3422 | 78.5262 | x | 3 | 4. Significant | 12361 | Predictive Maintenance | 91.25
1020715 | Service Drainage | B (Average): Asset is sound, operationally safe and exhibits only minor deterioration. | Category 3 (Recommended): Minor work required to prevent a deterioration of the service provided by the asset. | 25 | 2015-03-02 | 9.1499 | 74.6801 | x | 3 | 4. Significant | 12361 | Predictive Maintenance | 91.25
1020716 | Service Drainage | B (Average): Asset is sound, operationally safe and exhibits only minor deterioration. | Category 3 (Recommended): Minor work required to prevent a deterioration of the service provided by the asset. | 25 | 2012-04-11 | 12.0383 | 72.3693 | x | 3 | 4. Significant | 12361 | Predictive Maintenance | 91.25
1020717 | Service Drainage | B (Average): Asset is sound, operationally safe and exhibits only minor deterioration. | Category 3 (Recommended): Minor work required to prevent a deterioration of the service provided by the asset. | 25 | 2002-04-04 | 22.0589 | 64.3529 | x | 3 | 4. Significant | 12361 | Predictive Maintenance | 91.25
1020720 | Television and Signal Receiving Equipment | B (Average): Asset is sound, operationally safe and exhibits only minor deterioration. | Category 3 (Recommended): Minor work required to prevent a deterioration of the service provided by the asset. | 15 | 2013-01-06 | 11.2991 | 66.9345 | x | 3 | 3. Moderate | 12361 | Predictive Maintenance | 91.25
1020721 | Ductwork System - General | B (Average): Asset is sound, operationally safe and exhibits only minor deterioration. | Category 3 (Recommended): Minor work required to prevent a deterioration of the service provided by the asset. | 30 | 2010-12-08 | 13.3799 | 73.0801 | x | 3 | 3. Moderate | 12361 | Predictive Maintenance | 91.25
1020739 | Manually operated Vertical & Horizontal blinds | B (Average): Asset is sound, operationally safe and exhibits only minor deterioration. | Category 3 (Recommended): Minor work required to prevent a deterioration of the service provided by the asset. | 20 | 2009-10-26 | 14.4969 | 67.5031 | x | 3 | 1. Negligible | 12361 | Predictive Maintenance | 182.5
1020740 | Windows Internal and External | B (Average): Asset is sound, operationally safe and exhibits only minor deterioration. | Category 3 (Recommended): Minor work required to prevent a deterioration of the service provided by the asset. | 37 | 1997-09-17 | 26.6037 | 67.6196 | x | 3 | 3. Moderate | 12361 | Predictive Maintenance | 91.25
1020741 | Windows Internal and External | B (Average): Asset is sound, operationally safe and exhibits only minor deterioration. | Category 3 (Recommended): Minor work required to prevent a deterioration of the service provided by the asset. | 38 | 1998-06-11 | 25.8727 | 68.3828 | x | 3 | 3. Moderate | 12361 | Predictive Maintenance | 91.25
1020742 | Windows Internal and External | B (Average): Asset is sound, operationally safe and exhibits only minor deterioration. | Category 3 (Recommended): Minor work required to prevent a deterioration of the service provided by the asset. | 39 | 1994-02-27 | 30.1574 | 66.5347 | x | 3 | 3. Moderate | 12361 | Predictive Maintenance | 91.25
1020743 | Windows Internal and External | B (Average): Asset is sound, operationally safe and exhibits only minor deterioration. | Category 3 (Recommended): Minor work required to prevent a deterioration of the service provided by the asset. | 40 | 1996-09-23 | 27.5866 | 68.2067 | x | 3 | 3. Moderate | 12361 | Predictive Maintenance | 91.25
1020744 | Locks, handles, hinges Etc. | B (Average): Asset is sound, operationally safe and exhibits only minor deterioration. | Category 3 (Recommended): Minor work required to prevent a deterioration of the service provided by the asset. | 40 | 2008-05-23 | 15.9233 | 74.0383 | x | 3 | 3. Moderate | 12362 | Predictive Maintenance | 91.25
1020745 | Locks, handles, hinges Etc. | B (Average): Asset is sound, operationally safe and exhibits only minor deterioration. | Category 3 (Recommended): Minor work required to prevent a deterioration of the service provided by the asset. | 40 | 2003-03-19 | 21.1034 | 71.4483 | x | 3 | 3. Moderate | 12362 | Predictive Maintenance | 91.25
1020746 | Locks, handles, hinges Etc. | B (Average): Asset is sound, operationally safe and exhibits only minor deterioration. | Category 3 (Recommended): Minor work required to prevent a deterioration of the service provided by the asset. | 40 | 2023-09-20 | 0.59685 | 81.7016 | x | 3 | 3. Moderate | 12362 | Predictive Maintenance | 91.25
1020747 | Towel Rails, Mirrors, Toilet Roll Holders, Shelves, Pictures etc. | B (Average): Asset is sound, operationally safe and exhibits only minor deterioration. | Category 3 (Recommended): Minor work required to prevent a deterioration of the service provided by the asset. | 30 | 1998-04-22 | 26.0096 | 64.6603 | x | 3 | 2. Minor | 12362 | Predictive Maintenance | 182.5
1020749 | Software Functions | B (Average): Asset is sound, operationally safe and exhibits only minor deterioration. | Category 3 (Recommended): Minor work required to prevent a deterioration of the service provided by the asset. | 5 | 2020-04-30 | 3.9863 | 66.0548 | x | 3 | 4. Significant | 12362 | Predictive Maintenance | 91.25
1020750 | Building Inspections | B (Average): Asset is sound, operationally safe and exhibits only minor deterioration. | Category 3 (Recommended): Minor work required to prevent a deterioration of the service provided by the asset. | 20 | 2014-05-08 | 9.9658 | 72.0342 | x | 3 | 2. Minor | 12362 | Predictive Maintenance | 182.5
1020755 | External Lighting including Illuminated Signs | B (Average): Asset is sound, operationally safe and exhibits only minor deterioration. | Category 3 (Recommended): Minor work required to prevent a deterioration of the service provided by the asset. | 15 | 2021-04-21 | 3.0116 | 77.9845 | x | 3 | 4. Significant | 12362 | Predictive Maintenance | 91.25
1020760 | Fittings, Furnishings and Equipment | B (Average): Asset is sound, operationally safe and exhibits only minor deterioration. | Category 3 (Recommended): Minor work required to prevent a deterioration of the service provided by the asset. | 5 | 2023-05-23 | 0.92539 | 78.2984 | x | 3 | 2. Minor | 12362 | Predictive Maintenance | 182.5
1020761 | Fittings, Furnishings and Equipment | B (Average): Asset is sound, operationally safe and exhibits only minor deterioration. | Category 3 (Recommended): Minor work required to prevent a deterioration of the service provided by the asset. | 5 | 2022-11-03 | 1.4757 | 76.0972 | x | 3 | 2. Minor | 12362 | Predictive Maintenance | 182.5
1020762 | Fittings, Furnishings and Equipment | B (Average): Asset is sound, operationally safe and exhibits only minor deterioration. | Category 3 (Recommended): Minor work required to prevent a deterioration of the service provided by the asset. | 5 | 2022-09-05 | 1.6372 | 75.4511 | x | 3 | 2. Minor | 12362 | Predictive Maintenance | 182.5
1020763 | Fittings, Furnishings and Equipment | B (Average): Asset is sound, operationally safe and exhibits only minor deterioration. | Category 3 (Recommended): Minor work required to prevent a deterioration of the service provided by the asset. | 5 | 2021-06-09 | 2.8775 | 70.4901 | x | 3 | 2. Minor | 12362 | Predictive Maintenance | 182.5
1020764 | Fittings, Furnishings and Equipment | B (Average): Asset is sound, operationally safe and exhibits only minor deterioration. | Category 3 (Recommended): Minor work required to prevent a deterioration of the service provided by the asset. | 5 | 2022-12-17 | 1.3552 | 76.5791 | x | 3 | 2. Minor | 12362 | Predictive Maintenance | 182.5
1020765 | Fittings, Furnishings and Equipment | B (Average): Asset is sound, operationally safe and exhibits only minor deterioration. | Category 3 (Recommended): Minor work required to prevent a deterioration of the service provided by the asset. | 5 | 2021-10-28 | 2.4914 | 72.0342 | x | 3 | 2. Minor | 12362 | Predictive Maintenance | 182.5
1020766 | Fittings, Furnishings and Equipment | B (Average): Asset is sound, operationally safe and exhibits only minor deterioration. | Category 3 (Recommended): Minor work required to prevent a deterioration of the service provided by the asset. | 5 | 2021-01-30 | 3.2334 | 69.0664 | x | 3 | 2. Minor | 12362 | Predictive Maintenance | 182.5
1020767 | Fittings, Furnishings and Equipment | B (Average): Asset is sound, operationally safe and exhibits only minor deterioration. | Category 3 (Recommended): Minor work required to prevent a deterioration of the service provided by the asset. | 5 | 2022-02-17 | 2.1848 | 73.2608 | x | 3 | 2. Minor | 12362 | Predictive Maintenance | 182.5
1020768 | Fittings, Furnishings and Equipment | B (Average): Asset is sound, operationally safe and exhibits only minor deterioration. | Category 3 (Recommended): Minor work required to prevent a deterioration of the service provided by the asset. | 5 | 2022-06-05 | 1.8891 | 74.4435 | x | 3 | 2. Minor | 12362 | Predictive Maintenance | 182.5
1020769 | Floors and Floor Finishes | B (Average): Asset is sound, operationally safe and exhibits only minor deterioration. | Category 3 (Recommended): Minor work required to prevent a deterioration of the service provided by the asset. | 30 | 1998-09-11 | 25.6208 | 64.9195 | x | 3 | 1. Negligible | 12362 | Predictive Maintenance | 182.5
1020770 | Laboratory Fume Cupboard | B (Average): Asset is sound, operationally safe and exhibits only minor deterioration. | Category 3 (Recommended): Minor work required to prevent a deterioration of the service provided by the asset. | 15 | 2016-10-12 | 7.5346 | 71.9539 | x | 3 | 4. Significant | 12362 | Predictive Maintenance | 91.25
1020771 | Lighting Fittings including Luminaires General | B (Average): Asset is sound, operationally safe and exhibits only minor deterioration. | Category 3 (Recommended): Minor work required to prevent a deterioration of the service provided by the asset. | 20 | 2008-01-30 | 16.2355 | 65.7645 | x | 3 | 3. Moderate | 12362 | Predictive Maintenance | 91.25
1020772 | Lighting Fittings including Luminaires General | B (Average): Asset is sound, operationally safe and exhibits only minor deterioration. | Category 3 (Recommended): Minor work required to prevent a deterioration of the service provided by the asset. | 20 | 2023-03-26 | 1.0842 | 80.9158 | x | 3 | 3. Moderate | 12362 | Predictive Maintenance | 91.25
1020773 | Lighting Fittings including Luminaires General | B (Average): Asset is sound, operationally safe and exhibits only minor deterioration. | Category 3 (Recommended): Minor work required to prevent a deterioration of the service provided by the asset. | 20 | 2021-11-22 | 2.423 | 79.577 | x | 3 | 3. Moderate | 12362 | Predictive Maintenance | 91.25
1020774 | Lighting Fittings including Luminaires General | B (Average): Asset is sound, operationally safe and exhibits only minor deterioration. | Category 3 (Recommended): Minor work required to prevent a deterioration of the service provided by the asset. | 20 | 2019-02-06 | 5.2156 | 76.7844 | x | 3 | 3. Moderate | 12362 | Predictive Maintenance | 91.25
1020775 | Lighting Fittings including Luminaires General | B (Average): Asset is sound, operationally safe and exhibits only minor deterioration. | Category 3 (Recommended): Minor work required to prevent a deterioration of the service provided by the asset. | 20 | 2020-08-04 | 3.7235 | 78.2765 | x | 3 | 3. Moderate | 12362 | Predictive Maintenance | 91.25
1020776 | Lighting Fittings including Luminaires General | B (Average): Asset is sound, operationally safe and exhibits only minor deterioration. | Category 3 (Recommended): Minor work required to prevent a deterioration of the service provided by the asset. | 20 | 2020-12-12 | 3.3676 | 78.6324 | x | 3 | 3. Moderate | 12362 | Predictive Maintenance | 91.25
1020777 | Lighting Fittings including Luminaires General | B (Average): Asset is sound, operationally safe and exhibits only minor deterioration. | Category 3 (Recommended): Minor work required to prevent a deterioration of the service provided by the asset. | 20 | 2023-12-27 | 0.32854 | 81.6715 | x | 3 | 3. Moderate | 12362 | Predictive Maintenance | 91.25
1020778 | Lighting Fittings including Luminaires General | B (Average): Asset is sound, operationally safe and exhibits only minor deterioration. | Category 3 (Recommended): Minor work required to prevent a deterioration of the service provided by the asset. | 20 | 2017-02-12 | 7.1978 | 74.8022 | x | 3 | 3. Moderate | 12362 | Predictive Maintenance | 91.25
1020779 | Lighting Fittings including Luminaires General | B (Average): Asset is sound, operationally safe and exhibits only minor deterioration. | Category 3 (Recommended): Minor work required to prevent a deterioration of the service provided by the asset. | 20 | 2007-08-03 | 16.7283 | 65.2717 | x | 3 | 3. Moderate | 12362 | Predictive Maintenance | 91.25
1020780 | Lighting Fittings including Luminaires General | B (Average): Asset is sound, operationally safe and exhibits only minor deterioration. | Category 3 (Recommended): Minor work required to prevent a deterioration of the service provided by the asset. | 20 | 2004-06-10 | 19.8741 | 62.1259 | x | 3 | 3. Moderate | 12362 | Predictive Maintenance | 91.25
1020781 | Lighting Fittings including Luminaires General | B (Average): Asset is sound, operationally safe and exhibits only minor deterioration. | Category 3 (Recommended): Minor work required to prevent a deterioration of the service provided by the asset. | 20 | 2013-03-18 | 11.1047 | 70.8953 | x | 3 | 3. Moderate | 12362 | Predictive Maintenance | 91.25
1020782 | Lighting Fittings including Luminaires General | B (Average): Asset is sound, operationally safe and exhibits only minor deterioration. | Category 3 (Recommended): Minor work required to prevent a deterioration of the service provided by the asset. | 20 | 2006-08-19 | 17.6838 | 64.3162 | x | 3 | 3. Moderate | 12362 | Predictive Maintenance | 91.25
1020783 | Lighting Fittings including Luminaires General | B (Average): Asset is sound, operationally safe and exhibits only minor deterioration. | Category 3 (Recommended): Minor work required to prevent a deterioration of the service provided by the asset. | 20 | 2024-01-26 | 0.24641 | 81.7536 | x | 3 | 3. Moderate | 12362 | Predictive Maintenance | 91.25
1020784 | Lighting Fittings including Luminaires General | B (Average): Asset is sound, operationally safe and exhibits only minor deterioration. | Category 3 (Recommended): Minor work required to prevent a deterioration of the service provided by the asset. | 20 | 2018-05-05 | 5.974 | 76.026 | x | 3 | 3. Moderate | 12362 | Predictive Maintenance | 91.25
1020785 | Lighting Fittings including Luminaires General | B (Average): Asset is sound, operationally safe and exhibits only minor deterioration. | Category 3 (Recommended): Minor work required to prevent a deterioration of the service provided by the asset. | 20 | 2011-08-25 | 12.668 | 69.332 | x | 3 | 3. Moderate | 12362 | Predictive Maintenance | 91.25
1020786 | Lighting Fittings including Luminaires General | B (Average): Asset is sound, operationally safe and exhibits only minor deterioration. | Category 3 (Recommended): Minor work required to prevent a deterioration of the service provided by the asset. | 20 | 2007-07-13 | 16.7858 | 65.2142 | x | 3 | 3. Moderate | 12362 | Predictive Maintenance | 91.25
1020787 | Lighting Fittings including Luminaires General | B (Average): Asset is sound, operationally safe and exhibits only minor deterioration. | Category 3 (Recommended): Minor work required to prevent a deterioration of the service provided by the asset. | 20 | 2023-05-29 | 0.90897 | 81.091 | x | 3 | 3. Moderate | 12362 | Predictive Maintenance | 91.25
1020788 | Lighting Fittings including Luminaires General | B (Average): Asset is sound, operationally safe and exhibits only minor deterioration. | Category 3 (Recommended): Minor work required to prevent a deterioration of the service provided by the asset. | 20 | 2011-01-17 | 13.2704 | 68.7296 | x | 3 | 3. Moderate | 12362 | Predictive Maintenance | 91.25
1020789 | Lighting Fittings including Luminaires General | B (Average): Asset is sound, operationally safe and exhibits only minor deterioration. | Category 3 (Recommended): Minor work required to prevent a deterioration of the service provided by the asset. | 20 | 2004-11-07 | 19.4634 | 62.5366 | x | 3 | 3. Moderate | 12362 | Predictive Maintenance | 91.25
1020790 | Lighting Fittings including Luminaires General | B (Average): Asset is sound, operationally safe and exhibits only minor deterioration. | Category 3 (Recommended): Minor work required to prevent a deterioration of the service provided by the asset. | 20 | 2022-08-22 | 1.6756 | 80.3244 | x | 3 | 3. Moderate | 12362 | Predictive Maintenance | 91.25
1020791 | Lighting Fittings including Luminaires General | B (Average): Asset is sound, operationally safe and exhibits only minor deterioration. | Category 3 (Recommended): Minor work required to prevent a deterioration of the service provided by the asset. | 20 | 2006-07-15 | 17.7796 | 64.2204 | x | 3 | 3. Moderate | 12362 | Predictive Maintenance | 91.25
1020792 | Lighting Fittings including Luminaires General | B (Average): Asset is sound, operationally safe and exhibits only minor deterioration. | Category 3 (Recommended): Minor work required to prevent a deterioration of the service provided by the asset. | 20 | 2013-10-17 | 10.5216 | 71.4784 | x | 3 | 3. Moderate | 12362 | Predictive Maintenance | 91.25
1020793 | Lighting Fittings including Luminaires General | B (Average): Asset is sound, operationally safe and exhibits only minor deterioration. | Category 3 (Recommended): Minor work required to prevent a deterioration of the service provided by the asset. | 20 | 2006-04-02 | 18.0643 | 63.9357 | x | 3 | 3. Moderate | 12362 | Predictive Maintenance | 91.25
1020794 | Lighting Fittings including Luminaires General | B (Average): Asset is sound, operationally safe and exhibits only minor deterioration. | Category 3 (Recommended): Minor work required to prevent a deterioration of the service provided by the asset. | 20 | 2022-08-19 | 1.6838 | 80.3162 | x | 3 | 3. Moderate | 12362 | Predictive Maintenance | 91.25
1020795 | Lighting Fittings including Luminaires General | B (Average): Asset is sound, operationally safe and exhibits only minor deterioration. | Category 3 (Recommended): Minor work required to prevent a deterioration of the service provided by the asset. | 20 | 2014-11-12 | 9.4511 | 72.5489 | x | 3 | 3. Moderate | 12362 | Predictive Maintenance | 91.25
1020796 | Lighting Fittings including Luminaires General | B (Average): Asset is sound, operationally safe and exhibits only minor deterioration. | Category 3 (Recommended): Minor work required to prevent a deterioration of the service provided by the asset. | 20 | 2014-05-28 | 9.911 | 72.089 | x | 3 | 3. Moderate | 12362 | Predictive Maintenance | 91.25
1020797 | Lighting Fittings including Luminaires General | B (Average): Asset is sound, operationally safe and exhibits only minor deterioration. | Category 3 (Recommended): Minor work required to prevent a deterioration of the service provided by the asset. | 20 | 2012-02-17 | 12.1862 | 69.8138 | x | 3 | 3. Moderate | 12362 | Predictive Maintenance | 91.25
1020798 | Lighting Fittings including Luminaires General | B (Average): Asset is sound, operationally safe and exhibits only minor deterioration. | Category 3 (Recommended): Minor work required to prevent a deterioration of the service provided by the asset. | 20 | 2007-06-21 | 16.846 | 65.154 | x | 3 | 3. Moderate | 12362 | Predictive Maintenance | 91.25
1020799 | Lighting Fittings including Luminaires General | B (Average): Asset is sound, operationally safe and exhibits only minor deterioration. | Category 3 (Recommended): Minor work required to prevent a deterioration of the service provided by the asset. | 20 | 2011-03-12 | 13.1225 | 68.8775 | x | 3 | 3. Moderate | 12362 | Predictive Maintenance | 91.25
1020800 | Lighting Fittings including Luminaires General | B (Average): Asset is sound, operationally safe and exhibits only minor deterioration. | Category 3 (Recommended): Minor work required to prevent a deterioration of the service provided by the asset. | 20 | 2022-12-10 | 1.3744 | 80.6256 | x | 3 | 3. Moderate | 12362 | Predictive Maintenance | 91.25
1020801 | Lighting Fittings including Luminaires General | B (Average): Asset is sound, operationally safe and exhibits only minor deterioration. | Category 3 (Recommended): Minor work required to prevent a deterioration of the service provided by the asset. | 20 | 2019-11-05 | 4.4709 | 77.5291 | x | 3 | 3. Moderate | 12362 | Predictive Maintenance | 91.25
1020802 | Lighting Fittings including Luminaires General | B (Average): Asset is sound, operationally safe and exhibits only minor deterioration. | Category 3 (Recommended): Minor work required to prevent a deterioration of the service provided by the asset. | 20 | 2022-11-23 | 1.4209 | 80.5791 | x | 3 | 3. Moderate | 12362 | Predictive Maintenance | 91.25
1020813 | Internal Walls and Ceilings | B (Average): Asset is sound, operationally safe and exhibits only minor deterioration. | Category 3 (Recommended): Minor work required to prevent a deterioration of the service provided by the asset. | 25 | 2013-09-28 | 10.5736 | 73.5411 | x | 3 | 3. Moderate | 12362 | Predictive Maintenance | 91.25
1020814 | Internal Walls and Ceilings | B (Average): Asset is sound, operationally safe and exhibits only minor deterioration. | Category 3 (Recommended): Minor work required to prevent a deterioration of the service provided by the asset. | 25 | 2022-01-26 | 2.245 | 80.204 | x | 3 | 3. Moderate | 12362 | Predictive Maintenance | 91.25
1020817 | Portable Appliance Testing (PAT) - User Checks, Recorded Formal Visual Inspections and Combined Insp | B (Average): Asset is sound, operationally safe and exhibits only minor deterioration. | Category 3 (Recommended): Minor work required to prevent a deterioration of the service provided by the asset. | 20 | 2014-08-23 | 9.6728 | 72.3272 | x | 3 | 2. Minor | 12362 | Predictive Maintenance | 182.5
1020819 | Rainwater Downpipes and Gutters | B (Average): Asset is sound, operationally safe and exhibits only minor deterioration. | Category 3 (Recommended): Minor work required to prevent a deterioration of the service provided by the asset. | 50 | 2007-03-06 | 17.1389 | 75.1444 | x | 3 | 2. Minor | 12362 | Predictive Maintenance | 182.5
1020821 | Service Drainage | B (Average): Asset is sound, operationally safe and exhibits only minor deterioration. | Category 3 (Recommended): Minor work required to prevent a deterioration of the service provided by the asset. | 25 | 2006-05-01 | 17.9849 | 67.612 | x | 3 | 4. Significant | 12362 | Predictive Maintenance | 91.25
1020822 | Service Drainage | B (Average): Asset is sound, operationally safe and exhibits only minor deterioration. | Category 3 (Recommended): Minor work required to prevent a deterioration of the service provided by the asset. | 25 | 2018-12-18 | 5.3525 | 77.718 | x | 3 | 4. Significant | 12362 | Predictive Maintenance | 91.25
1020823 | Service Drainage | B (Average): Asset is sound, operationally safe and exhibits only minor deterioration. | Category 3 (Recommended): Minor work required to prevent a deterioration of the service provided by the asset. | 25 | 2002-09-22 | 21.5907 | 64.7274 | x | 3 | 4. Significant | 12362 | Predictive Maintenance | 91.25
1020824 | Service Drainage | B (Average): Asset is sound, operationally safe and exhibits only minor deterioration. | Category 3 (Recommended): Minor work required to prevent a deterioration of the service provided by the asset. | 25 | 2020-12-18 | 3.3511 | 79.3191 | x | 3 | 4. Significant | 12362 | Predictive Maintenance | 91.25
1020825 | Service Drainage | B (Average): Asset is sound, operationally safe and exhibits only minor deterioration. | Category 3 (Recommended): Minor work required to prevent a deterioration of the service provided by the asset. | 25 | 1999-10-30 | 24.4873 | 62.4101 | x | 3 | 4. Significant | 12362 | Predictive Maintenance | 91.25
1020826 | Service Drainage | B (Average): Asset is sound, operationally safe and exhibits only minor deterioration. | Category 3 (Recommended): Minor work required to prevent a deterioration of the service provided by the asset. | 25 | 2009-09-15 | 14.6092 | 70.3127 | x | 3 | 4. Significant | 12362 | Predictive Maintenance | 91.25
1020829 | Television and Signal Receiving Equipment | B (Average): Asset is sound, operationally safe and exhibits only minor deterioration. | Category 3 (Recommended): Minor work required to prevent a deterioration of the service provided by the asset. | 15 | 2021-05-28 | 2.9103 | 78.1196 | x | 3 | 3. Moderate | 12362 | Predictive Maintenance | 91.25
1020830 | Ductwork System - General | B (Average): Asset is sound, operationally safe and exhibits only minor deterioration. | Category 3 (Recommended): Minor work required to prevent a deterioration of the service provided by the asset. | 30 | 2016-02-15 | 8.1916 | 76.5389 | x | 3 | 3. Moderate | 12362 | Predictive Maintenance | 91.25
1020838 | Manually operated Vertical & Horizontal blinds | B (Average): Asset is sound, operationally safe and exhibits only minor deterioration. | Category 3 (Recommended): Minor work required to prevent a deterioration of the service provided by the asset. | 20 | 2010-09-20 | 13.5962 | 68.4038 | x | 3 | 1. Negligible | 12362 | Predictive Maintenance | 182.5
1020839 | Windows Internal and External | B (Average): Asset is sound, operationally safe and exhibits only minor deterioration. | Category 3 (Recommended): Minor work required to prevent a deterioration of the service provided by the asset. | 37 | 2005-08-25 | 18.6667 | 71.9099 | x | 3 | 3. Moderate | 12362 | Predictive Maintenance | 91.25
1020840 | Windows Internal and External | B (Average): Asset is sound, operationally safe and exhibits only minor deterioration. | Category 3 (Recommended): Minor work required to prevent a deterioration of the service provided by the asset. | 38 | 2012-01-25 | 12.2491 | 75.5531 | x | 3 | 3. Moderate | 12362 | Predictive Maintenance | 91.25
1020841 | Windows Internal and External | B (Average): Asset is sound, operationally safe and exhibits only minor deterioration. | Category 3 (Recommended): Minor work required to prevent a deterioration of the service provided by the asset. | 38 | 2022-05-23 | 1.9247 | 80.987 | x | 3 | 3. Moderate | 12362 | Predictive Maintenance | 91.25
1020842 | Windows Internal and External | B (Average): Asset is sound, operationally safe and exhibits only minor deterioration. | Category 3 (Recommended): Minor work required to prevent a deterioration of the service provided by the asset. | 40 | 2004-10-17 | 19.5209 | 72.2396 | x | 3 | 3. Moderate | 12362 | Predictive Maintenance | 91.25
1020843 | Windows Internal and External | B (Average): Asset is sound, operationally safe and exhibits only minor deterioration. | Category 3 (Recommended): Minor work required to prevent a deterioration of the service provided by the asset. | 40 | 2002-06-25 | 21.8344 | 71.0828 | x | 3 | 3. Moderate | 12362 | Predictive Maintenance | 91.25
1020844 | Locks, handles, hinges Etc. | B (Average): Asset is sound, operationally safe and exhibits only minor deterioration. | Category 3 (Recommended): Minor work required to prevent a deterioration of the service provided by the asset. | 40 | 2005-08-23 | 18.6721 | 72.6639 | x | 3 | 3. Moderate | 11138 | Predictive Maintenance | 91.25
1020845 | Towel Rails, Mirrors, Toilet Roll Holders, Shelves, Pictures etc. | B (Average): Asset is sound, operationally safe and exhibits only minor deterioration. | Category 3 (Recommended): Minor work required to prevent a deterioration of the service provided by the asset. | 30 | 2013-10-25 | 10.4997 | 75.0002 | x | 3 | 2. Minor | 11138 | Predictive Maintenance | 182.5
1020847 | Software Functions | B (Average): Asset is sound, operationally safe and exhibits only minor deterioration. | Category 3 (Recommended): Minor work required to prevent a deterioration of the service provided by the asset. | 5 | 2023-11-06 | 0.46817 | 80.1273 | x | 3 | 4. Significant | 11138 | Predictive Maintenance | 91.25
1020848 | Building Inspections | B (Average): Asset is sound, operationally safe and exhibits only minor deterioration. | Category 3 (Recommended): Minor work required to prevent a deterioration of the service provided by the asset. | 20 | 2007-03-12 | 17.1225 | 64.8775 | x | 3 | 2. Minor | 11138 | Predictive Maintenance | 182.5
1020861 | External Lighting including Illuminated Signs | B (Average): Asset is sound, operationally safe and exhibits only minor deterioration. | Category 3 (Recommended): Minor work required to prevent a deterioration of the service provided by the asset. | 15 | 2021-07-21 | 2.7625 | 78.3167 | x | 3 | 4. Significant | 11138 | Predictive Maintenance | 91.25
1020862 | External Lighting including Illuminated Signs | B (Average): Asset is sound, operationally safe and exhibits only minor deterioration. | Category 3 (Recommended): Minor work required to prevent a deterioration of the service provided by the asset. | 15 | 2013-04-23 | 11.0062 | 67.3251 | x | 3 | 4. Significant | 11138 | Predictive Maintenance | 91.25
1020865 | Fittings, Furnishings and Equipment | B (Average): Asset is sound, operationally safe and exhibits only minor deterioration. | Category 3 (Recommended): Minor work required to prevent a deterioration of the service provided by the asset. | 5 | 2021-11-02 | 2.4778 | 72.089 | x | 3 | 2. Minor | 11138 | Predictive Maintenance | 182.5
1020866 | Floors and Floor Finishes | B (Average): Asset is sound, operationally safe and exhibits only minor deterioration. | Category 3 (Recommended): Minor work required to prevent a deterioration of the service provided by the asset. | 30 | 2022-10-18 | 1.5195 | 80.987 | x | 3 | 1. Negligible | 11138 | Predictive Maintenance | 182.5
1020867 | Lighting Fittings including Luminaires General | B (Average): Asset is sound, operationally safe and exhibits only minor deterioration. | Category 3 (Recommended): Minor work required to prevent a deterioration of the service provided by the asset. | 20 | 2004-03-23 | 20.0903 | 61.9097 | x | 3 | 3. Moderate | 11138 | Predictive Maintenance | 91.25
1020873 | Internal Walls and Ceilings | B (Average): Asset is sound, operationally safe and exhibits only minor deterioration. | Category 3 (Recommended): Minor work required to prevent a deterioration of the service provided by the asset. | 25 | 2001-02-22 | 23.1704 | 63.4637 | x | 3 | 3. Moderate | 11138 | Predictive Maintenance | 91.25
1020874 | Internal Walls and Ceilings | B (Average): Asset is sound, operationally safe and exhibits only minor deterioration. | Category 3 (Recommended): Minor work required to prevent a deterioration of the service provided by the asset. | 25 | 2019-06-23 | 4.8405 | 78.1276 | x | 3 | 3. Moderate | 11138 | Predictive Maintenance | 91.25
1020875 | Internal Walls and Ceilings | B (Average): Asset is sound, operationally safe and exhibits only minor deterioration. | Category 3 (Recommended): Minor work required to prevent a deterioration of the service provided by the asset. | 25 | 2002-08-12 | 21.7029 | 64.6376 | x | 3 | 3. Moderate | 11138 | Predictive Maintenance | 91.25
1020876 | Internal Walls and Ceilings | B (Average): Asset is sound, operationally safe and exhibits only minor deterioration. | Category 3 (Recommended): Minor work required to prevent a deterioration of the service provided by the asset. | 25 | 2007-08-17 | 16.6899 | 68.648 | x | 3 | 3. Moderate | 11138 | Predictive Maintenance | 91.25
1020877 | Internal Walls and Ceilings | B (Average): Asset is sound, operationally safe and exhibits only minor deterioration. | Category 3 (Recommended): Minor work required to prevent a deterioration of the service provided by the asset. | 25 | 1999-05-20 | 24.9336 | 62.0531 | x | 3 | 3. Moderate | 11138 | Predictive Maintenance | 91.25
1020879 | Portable Appliance Testing (PAT) - User Checks, Recorded Formal Visual Inspections and Combined Insp | B (Average): Asset is sound, operationally safe and exhibits only minor deterioration. | Category 3 (Recommended): Minor work required to prevent a deterioration of the service provided by the asset. | 20 | 2020-02-20 | 4.178 | 77.822 | x | 3 | 2. Minor | 11138 | Predictive Maintenance | 182.5
1020881 | Rainwater Downpipes and Gutters | B (Average): Asset is sound, operationally safe and exhibits only minor deterioration. | Category 3 (Recommended): Minor work required to prevent a deterioration of the service provided by the asset. | 50 | 2015-10-07 | 8.5503 | 78.5799 | x | 3 | 2. Minor | 11138 | Predictive Maintenance | 182.5
1020883 | Service Drainage | B (Average): Asset is sound, operationally safe and exhibits only minor deterioration. | Category 3 (Recommended): Minor work required to prevent a deterioration of the service provided by the asset. | 25 | 2009-05-28 | 14.9103 | 70.0717 | x | 3 | 4. Significant | 11138 | Predictive Maintenance | 91.25
1020884 | Service Drainage | B (Average): Asset is sound, operationally safe and exhibits only minor deterioration. | Category 3 (Recommended): Minor work required to prevent a deterioration of the service provided by the asset. | 25 | 2003-10-03 | 20.5613 | 65.551 | x | 3 | 4. Significant | 11138 | Predictive Maintenance | 91.25
1020885 | Service Drainage | B (Average): Asset is sound, operationally safe and exhibits only minor deterioration. | Category 3 (Recommended): Minor work required to prevent a deterioration of the service provided by the asset. | 25 | 2013-10-22 | 10.5079 | 73.5937 | x | 3 | 4. Significant | 11138 | Predictive Maintenance | 91.25
1020888 | Television and Signal Receiving Equipment | B (Average): Asset is sound, operationally safe and exhibits only minor deterioration. | Category 3 (Recommended): Minor work required to prevent a deterioration of the service provided by the asset. | 15 | 2015-02-06 | 9.2156 | 69.7125 | x | 3 | 3. Moderate | 11138 | Predictive Maintenance | 91.25
1020889 | Ductwork System - General | B (Average): Asset is sound, operationally safe and exhibits only minor deterioration. | Category 3 (Recommended): Minor work required to prevent a deterioration of the service provided by the asset. | 30 | 2012-02-19 | 12.1807 | 73.8795 | x | 3 | 3. Moderate | 11138 | Predictive Maintenance | 91.25
1020891 | Manually operated Vertical & Horizontal blinds | B (Average): Asset is sound, operationally safe and exhibits only minor deterioration. | Category 3 (Recommended): Minor work required to prevent a deterioration of the service provided by the asset. | 20 | 2016-06-01 | 7.8987 | 74.1013 | x | 3 | 1. Negligible | 11138 | Predictive Maintenance | 182.5
1020892 | Windows Internal and External | B (Average): Asset is sound, operationally safe and exhibits only minor deterioration. | Category 3 (Recommended): Minor work required to prevent a deterioration of the service provided by the asset. | 37 | 2013-09-30 | 10.5681 | 76.2875 | x | 3 | 3. Moderate | 11138 | Predictive Maintenance | 91.25
1020893 | Windows Internal and External | B (Average): Asset is sound, operationally safe and exhibits only minor deterioration. | Category 3 (Recommended): Minor work required to prevent a deterioration of the service provided by the asset. | 39 | 1996-03-12 | 28.1205 | 67.5792 | x | 3 | 3. Moderate | 11138 | Predictive Maintenance | 91.25
1020895 | Closed-Circuit Television (CCTV) | B (Average): Asset is sound, operationally safe and exhibits only minor deterioration. | Category 3 (Recommended): Minor work required to prevent a deterioration of the service provided by the asset. | 15 | 2020-11-10 | 3.4552 | 77.3931 | x | 3 | 5. Severe | 10198 | Predictive Maintenance | 28
1020896 | Closed-Circuit Television (CCTV) | B (Average): Asset is sound, operationally safe and exhibits only minor deterioration. | Category 3 (Recommended): Minor work required to prevent a deterioration of the service provided by the asset. | 15 | 2020-03-19 | 4.1013 | 76.5316 | x | 3 | 5. Severe | 10198 | Predictive Maintenance | 28
1020897 | Sports Pitch Flood Lighting | B (Average): Asset is sound, operationally safe and exhibits only minor deterioration. | Category 3 (Recommended): Minor work required to prevent a deterioration of the service provided by the asset. | 15 | 2021-01-01 | 3.3128 | 77.5829 | x | 3 | 4. Significant | 10198 | Predictive Maintenance | 91.25
1020898 | Sports Pitch Flood Lighting | B (Average): Asset is sound, operationally safe and exhibits only minor deterioration. | Category 3 (Recommended): Minor work required to prevent a deterioration of the service provided by the asset. | 15 | 2010-02-15 | 14.1903 | 63.0796 | x | 3 | 4. Significant | 10198 | Predictive Maintenance | 91.25
1020899 | Road & Amenity Lighting | B (Average): Asset is sound, operationally safe and exhibits only minor deterioration. | Category 3 (Recommended): Minor work required to prevent a deterioration of the service provided by the asset. | 15 | 2010-10-24 | 13.5031 | 63.9959 | x | 3 | 4. Significant | 10198 | Predictive Maintenance | 91.25
1020900 | Fences, Railings and Boundary Walls | B (Average): Asset is sound, operationally safe and exhibits only minor deterioration. | Category 3 (Recommended): Minor work required to prevent a deterioration of the service provided by the asset. | 25 | 2006-06-15 | 17.8617 | 67.7106 | x | 3 | 2. Minor | 10198 | Predictive Maintenance | 182.5
1020901 | Fences, Railings and Boundary Walls | B (Average): Asset is sound, operationally safe and exhibits only minor deterioration. | Category 3 (Recommended): Minor work required to prevent a deterioration of the service provided by the asset. | 25 | 2010-06-01 | 13.9001 | 70.8799 | x | 3 | 2. Minor | 10198 | Predictive Maintenance | 182.5
1020902 | Fences, Railings and Boundary Walls | B (Average): Asset is sound, operationally safe and exhibits only minor deterioration. | Category 3 (Recommended): Minor work required to prevent a deterioration of the service provided by the asset. | 25 | 2020-09-04 | 3.6386 | 79.0891 | x | 3 | 2. Minor | 10198 | Predictive Maintenance | 182.5
1020903 | Fences, Railings and Boundary Walls | B (Average): Asset is sound, operationally safe and exhibits only minor deterioration. | Category 3 (Recommended): Minor work required to prevent a deterioration of the service provided by the asset. | 25 | 2022-06-30 | 1.8207 | 80.5435 | x | 3 | 2. Minor | 10198 | Predictive Maintenance | 182.5
1020904 | Grease Traps | B (Average): Asset is sound, operationally safe and exhibits only minor deterioration. | Category 3 (Recommended): Minor work required to prevent a deterioration of the service provided by the asset. | 25 | 2003-10-09 | 20.5448 | 65.5641 | x | 3 | 4. Significant | 10198 | Predictive Maintenance | 91.25
1020907 | Service Drainage | B (Average): Asset is sound, operationally safe and exhibits only minor deterioration. | Category 3 (Recommended): Minor work required to prevent a deterioration of the service provided by the asset. | 25 | 2008-05-17 | 15.9398 | 69.2482 | x | 3 | 4. Significant | 10198 | Predictive Maintenance | 91.25
1020908 | Service Drainage | B (Average): Asset is sound, operationally safe and exhibits only minor deterioration. | Category 3 (Recommended): Minor work required to prevent a deterioration of the service provided by the asset. | 25 | 2003-04-13 | 21.0349 | 65.1721 | x | 3 | 4. Significant | 10198 | Predictive Maintenance | 91.25
1020909 | Service Drainage | B (Average): Asset is sound, operationally safe and exhibits only minor deterioration. | Category 3 (Recommended): Minor work required to prevent a deterioration of the service provided by the asset. | 25 | 2020-12-24 | 3.3347 | 79.3322 | x | 3 | 4. Significant | 10198 | Predictive Maintenance | 91.25
1020910 | Service Drainage | B (Average): Asset is sound, operationally safe and exhibits only minor deterioration. | Category 3 (Recommended): Minor work required to prevent a deterioration of the service provided by the asset. | 25 | 2015-09-03 | 8.6434 | 75.0853 | x | 3 | 4. Significant | 10198 | Predictive Maintenance | 91.25
1020911 | Service Drainage | B (Average): Asset is sound, operationally safe and exhibits only minor deterioration. | Category 3 (Recommended): Minor work required to prevent a deterioration of the service provided by the asset. | 25 | 2019-08-28 | 4.6598 | 78.2721 | x | 3 | 4. Significant | 10198 | Predictive Maintenance | 91.25
1020912 | Below ground installation | B (Average): Asset is sound, operationally safe and exhibits only minor deterioration. | Category 3 (Recommended): Minor work required to prevent a deterioration of the service provided by the asset. | 10 | 2016-02-26 | 8.1615 | 65.6769 | x | 3 | 4. Significant | 10198 | Predictive Maintenance | 91.25
1020913 | Rainwater Drainage | B (Average): Asset is sound, operationally safe and exhibits only minor deterioration. | Category 3 (Recommended): Minor work required to prevent a deterioration of the service provided by the asset. | 20 | 2008-05-12 | 15.9535 | 66.0465 | x | 3 | 4. Significant | 10198 | Predictive Maintenance | 91.25
1020914 | Rainwater Drainage | B (Average): Asset is sound, operationally safe and exhibits only minor deterioration. | Category 3 (Recommended): Minor work required to prevent a deterioration of the service provided by the asset. | 20 | 2008-07-25 | 15.7509 | 66.2491 | x | 3 | 4. Significant | 10198 | Predictive Maintenance | 91.25
1020915 | Rainwater Drainage | B (Average): Asset is sound, operationally safe and exhibits only minor deterioration. | Category 3 (Recommended): Minor work required to prevent a deterioration of the service provided by the asset. | 20 | 2010-08-23 | 13.6728 | 68.3272 | x | 3 | 4. Significant | 10198 | Predictive Maintenance | 91.25
1020917 | Locks, handles, hinges Etc. | B (Average): Asset is sound, operationally safe and exhibits only minor deterioration. | Category 3 (Recommended): Minor work required to prevent a deterioration of the service provided by the asset. | 40 | 2012-05-28 | 11.9097 | 74.0452 | x | 4 | 3. Moderate | 12363 | Predictive Maintenance | 91.25
1020918 | Flues (All Combustible Fuels) | B (Average): Asset is sound, operationally safe and exhibits only minor deterioration. | Category 3 (Recommended): Minor work required to prevent a deterioration of the service provided by the asset. | 30 | 2010-06-23 | 13.8398 | 70.7734 | x | 4 | 4. Significant | 12363 | Predictive Maintenance | 91.25
1020919 | Towel Rails, Mirrors, Toilet Roll Holders, Shelves, Pictures etc. | B (Average): Asset is sound, operationally safe and exhibits only minor deterioration. | Category 3 (Recommended): Minor work required to prevent a deterioration of the service provided by the asset. | 30 | 2007-04-18 | 17.0212 | 68.6525 | x | 4 | 2. Minor | 12363 | Predictive Maintenance | 182.5
1020921 | Software Functions | B (Average): Asset is sound, operationally safe and exhibits only minor deterioration. | Category 3 (Recommended): Minor work required to prevent a deterioration of the service provided by the asset. | 5 | 2023-09-14 | 0.61328 | 77.5469 | x | 4 | 4. Significant | 12363 | Predictive Maintenance | 91.25
1020922 | Building Inspections | B (Average): Asset is sound, operationally safe and exhibits only minor deterioration. | Category 3 (Recommended): Minor work required to prevent a deterioration of the service provided by the asset. | 20 | 2011-10-15 | 12.5284 | 67.4716 | x | 4 | 2. Minor | 12363 | Predictive Maintenance | 182.5
1020923 | Catering Equipment | U (Unverified): Further investigation required. | Category U (Unverified Asset): Further investigation required to identify asset. | 15 | 2018-06-20 | 5.848 | 58.2026 | x | 4 | 2. Minor | 12363 | Predictive Maintenance | 91.25
1020926 | External Lighting including Illuminated Signs | B (Average): Asset is sound, operationally safe and exhibits only minor deterioration. | Category 3 (Recommended): Minor work required to prevent a deterioration of the service provided by the asset. | 15 | 2021-11-30 | 2.4011 | 76.7985 | x | 4 | 4. Significant | 12363 | Predictive Maintenance | 91.25
1020927 | External Lighting including Illuminated Signs | B (Average): Asset is sound, operationally safe and exhibits only minor deterioration. | Category 3 (Recommended): Minor work required to prevent a deterioration of the service provided by the asset. | 15 | 2014-10-03 | 9.5606 | 67.2526 | x | 4 | 4. Significant | 12363 | Predictive Maintenance | 91.25
1020928 | External Lighting including Illuminated Signs | B (Average): Asset is sound, operationally safe and exhibits only minor deterioration. | Category 3 (Recommended): Minor work required to prevent a deterioration of the service provided by the asset. | 15 | 2021-08-17 | 2.6886 | 76.4152 | x | 4 | 4. Significant | 12363 | Predictive Maintenance | 91.25
1020929 | External Lighting including Illuminated Signs | B (Average): Asset is sound, operationally safe and exhibits only minor deterioration. | Category 3 (Recommended): Minor work required to prevent a deterioration of the service provided by the asset. | 15 | 2015-07-05 | 8.8077 | 68.2564 | x | 4 | 4. Significant | 12363 | Predictive Maintenance | 91.25
1020932 | Fittings, Furnishings and Equipment | B (Average): Asset is sound, operationally safe and exhibits only minor deterioration. | Category 3 (Recommended): Minor work required to prevent a deterioration of the service provided by the asset. | 5 | 2022-11-07 | 1.4648 | 74.141 | x | 4 | 2. Minor | 12363 | Predictive Maintenance | 182.5
1020933 | Fittings, Furnishings and Equipment | B (Average): Asset is sound, operationally safe and exhibits only minor deterioration. | Category 3 (Recommended): Minor work required to prevent a deterioration of the service provided by the asset. | 5 | 2021-09-28 | 2.5736 | 69.7057 | x | 4 | 2. Minor | 12363 | Predictive Maintenance | 182.5
1020934 | Floors and Floor Finishes | B (Average): Asset is sound, operationally safe and exhibits only minor deterioration. | Category 3 (Recommended): Minor work required to prevent a deterioration of the service provided by the asset. | 30 | 1994-01-03 | 30.308 | 59.7947 | x | 4 | 1. Negligible | 12363 | Predictive Maintenance | 182.5
1020936 | Lighting Fittings including Luminaires General | B (Average): Asset is sound, operationally safe and exhibits only minor deterioration. | Category 3 (Recommended): Minor work required to prevent a deterioration of the service provided by the asset. | 20 | 2011-11-05 | 12.4709 | 67.5291 | x | 4 | 3. Moderate | 12363 | Predictive Maintenance | 91.25
1020937 | Lighting Fittings including Luminaires General | B (Average): Asset is sound, operationally safe and exhibits only minor deterioration. | Category 3 (Recommended): Minor work required to prevent a deterioration of the service provided by the asset. | 20 | 2020-09-14 | 3.6112 | 76.3888 | x | 4 | 3. Moderate | 12363 | Predictive Maintenance | 91.25
1020938 | Lighting Fittings including Luminaires General | B (Average): Asset is sound, operationally safe and exhibits only minor deterioration. | Category 3 (Recommended): Minor work required to prevent a deterioration of the service provided by the asset. | 20 | 2014-09-02 | 9.6454 | 70.3546 | x | 4 | 3. Moderate | 12363 | Predictive Maintenance | 91.25
1020939 | Lighting Fittings including Luminaires General | B (Average): Asset is sound, operationally safe and exhibits only minor deterioration. | Category 3 (Recommended): Minor work required to prevent a deterioration of the service provided by the asset. | 20 | 2015-01-27 | 9.243 | 70.757 | x | 4 | 3. Moderate | 12363 | Predictive Maintenance | 91.25
1020940 | Lighting Fittings including Luminaires General | B (Average): Asset is sound, operationally safe and exhibits only minor deterioration. | Category 3 (Recommended): Minor work required to prevent a deterioration of the service provided by the asset. | 20 | 2012-04-06 | 12.052 | 67.948 | x | 4 | 3. Moderate | 12363 | Predictive Maintenance | 91.25
1020941 | Lighting Fittings including Luminaires General | B (Average): Asset is sound, operationally safe and exhibits only minor deterioration. | Category 3 (Recommended): Minor work required to prevent a deterioration of the service provided by the asset. | 20 | 2011-07-30 | 12.7392 | 67.2608 | x | 4 | 3. Moderate | 12363 | Predictive Maintenance | 91.25
1020942 | Lighting Fittings including Luminaires General | B (Average): Asset is sound, operationally safe and exhibits only minor deterioration. | Category 3 (Recommended): Minor work required to prevent a deterioration of the service provided by the asset. | 20 | 2021-01-06 | 3.2991 | 76.7009 | x | 4 | 3. Moderate | 12363 | Predictive Maintenance | 91.25
1020943 | Lighting Fittings including Luminaires General | B (Average): Asset is sound, operationally safe and exhibits only minor deterioration. | Category 3 (Recommended): Minor work required to prevent a deterioration of the service provided by the asset. | 20 | 2009-06-29 | 14.8227 | 65.1773 | x | 4 | 3. Moderate | 12363 | Predictive Maintenance | 91.25
1020944 | Lighting Fittings including Luminaires General | B (Average): Asset is sound, operationally safe and exhibits only minor deterioration. | Category 3 (Recommended): Minor work required to prevent a deterioration of the service provided by the asset. | 20 | 2019-07-22 | 4.7611 | 75.2389 | x | 4 | 3. Moderate | 12363 | Predictive Maintenance | 91.25
1020954 | Pipework Systems - General | C (Poor): Asset is operational but major repair or replacement will be needed. | Category 3 (Recommended): Minor work required to prevent a deterioration of the service provided by the asset. | 45 | 1998-04-20 | 26.0151 | 54.4378 | x | 4 | 4. Significant | 12363 | Predictive Maintenance | 91.25
1020955 | Internal Walls and Ceilings | B (Average): Asset is sound, operationally safe and exhibits only minor deterioration. | Category 3 (Recommended): Minor work required to prevent a deterioration of the service provided by the asset. | 25 | 2016-02-27 | 8.1588 | 73.473 | x | 4 | 3. Moderate | 12363 | Predictive Maintenance | 91.25
1020957 | Portable Appliance Testing (PAT) - User Checks, Recorded Formal Visual Inspections and Combined Insp | B (Average): Asset is sound, operationally safe and exhibits only minor deterioration. | Category 3 (Recommended): Minor work required to prevent a deterioration of the service provided by the asset. | 20 | 2009-12-24 | 14.3354 | 65.6646 | x | 4 | 2. Minor | 12363 | Predictive Maintenance | 182.5
1020959 | Rainwater Downpipes and Gutters | B (Average): Asset is sound, operationally safe and exhibits only minor deterioration. | Category 3 (Recommended): Minor work required to prevent a deterioration of the service provided by the asset. | 50 | 2011-05-18 | 12.9391 | 74.8244 | x | 4 | 2. Minor | 12363 | Predictive Maintenance | 182.5
1020961 | Service Drainage | B (Average): Asset is sound, operationally safe and exhibits only minor deterioration. | Category 3 (Recommended): Minor work required to prevent a deterioration of the service provided by the asset. | 25 | 2018-08-21 | 5.6783 | 75.4574 | x | 4 | 4. Significant | 12363 | Predictive Maintenance | 91.25
1020962 | Service Drainage | B (Average): Asset is sound, operationally safe and exhibits only minor deterioration. | Category 3 (Recommended): Minor work required to prevent a deterioration of the service provided by the asset. | 25 | 2006-09-25 | 17.5825 | 65.934 | x | 4 | 4. Significant | 12363 | Predictive Maintenance | 91.25
1020963 | Service Drainage | B (Average): Asset is sound, operationally safe and exhibits only minor deterioration. | Category 3 (Recommended): Minor work required to prevent a deterioration of the service provided by the asset. | 25 | 2013-02-13 | 11.1951 | 71.0439 | x | 4 | 4. Significant | 12363 | Predictive Maintenance | 91.25
1020964 | Service Drainage | B (Average): Asset is sound, operationally safe and exhibits only minor deterioration. | Category 3 (Recommended): Minor work required to prevent a deterioration of the service provided by the asset. | 25 | 2005-07-11 | 18.7899 | 64.9681 | x | 4 | 4. Significant | 12363 | Predictive Maintenance | 91.25
1020965 | Service Drainage | B (Average): Asset is sound, operationally safe and exhibits only minor deterioration. | Category 3 (Recommended): Minor work required to prevent a deterioration of the service provided by the asset. | 25 | 2008-01-07 | 16.2984 | 66.9613 | x | 4 | 4. Significant | 12363 | Predictive Maintenance | 91.25
1020966 | Service Drainage | B (Average): Asset is sound, operationally safe and exhibits only minor deterioration. | Category 3 (Recommended): Minor work required to prevent a deterioration of the service provided by the asset. | 25 | 2007-02-12 | 17.1992 | 66.2407 | x | 4 | 4. Significant | 12363 | Predictive Maintenance | 91.25
1020967 | Service Drainage | B (Average): Asset is sound, operationally safe and exhibits only minor deterioration. | Category 3 (Recommended): Minor work required to prevent a deterioration of the service provided by the asset. | 25 | 2006-11-19 | 17.4319 | 66.0545 | x | 4 | 4. Significant | 12363 | Predictive Maintenance | 91.25
1020968 | Service Drainage | B (Average): Asset is sound, operationally safe and exhibits only minor deterioration. | Category 3 (Recommended): Minor work required to prevent a deterioration of the service provided by the asset. | 25 | 2012-09-26 | 11.5784 | 70.7373 | x | 4 | 4. Significant | 12363 | Predictive Maintenance | 91.25
1020969 | Service Drainage | B (Average): Asset is sound, operationally safe and exhibits only minor deterioration. | Category 3 (Recommended): Minor work required to prevent a deterioration of the service provided by the asset. | 25 | 2017-10-26 | 6.4969 | 74.8025 | x | 4 | 4. Significant | 12363 | Predictive Maintenance | 91.25
1020970 | Service Drainage | B (Average): Asset is sound, operationally safe and exhibits only minor deterioration. | Category 3 (Recommended): Minor work required to prevent a deterioration of the service provided by the asset. | 25 | 2013-10-07 | 10.5489 | 71.5608 | x | 4 | 4. Significant | 12363 | Predictive Maintenance | 91.25
1020971 | Service Drainage | B (Average): Asset is sound, operationally safe and exhibits only minor deterioration. | Category 3 (Recommended): Minor work required to prevent a deterioration of the service provided by the asset. | 25 | 2001-08-16 | 22.6913 | 61.847 | x | 4 | 4. Significant | 12363 | Predictive Maintenance | 91.25
1020972 | Service Drainage | B (Average): Asset is sound, operationally safe and exhibits only minor deterioration. | Category 3 (Recommended): Minor work required to prevent a deterioration of the service provided by the asset. | 25 | 2006-05-15 | 17.9466 | 65.6427 | x | 4 | 4. Significant | 12363 | Predictive Maintenance | 91.25
1020973 | Service Drainage | B (Average): Asset is sound, operationally safe and exhibits only minor deterioration. | Category 3 (Recommended): Minor work required to prevent a deterioration of the service provided by the asset. | 25 | 2003-03-26 | 21.0842 | 63.1326 | x | 4 | 4. Significant | 12363 | Predictive Maintenance | 91.25
1020976 | Television and Signal Receiving Equipment | B (Average): Asset is sound, operationally safe and exhibits only minor deterioration. | Category 3 (Recommended): Minor work required to prevent a deterioration of the service provided by the asset. | 15 | 2012-09-19 | 11.5975 | 64.5366 | x | 4 | 3. Moderate | 12363 | Predictive Maintenance | 91.25
1020977 | Ductwork System - General | B (Average): Asset is sound, operationally safe and exhibits only minor deterioration. | Category 3 (Recommended): Minor work required to prevent a deterioration of the service provided by the asset. | 30 | 2015-08-06 | 8.7201 | 74.1866 | x | 4 | 3. Moderate | 12363 | Predictive Maintenance | 91.25
1020982 | Manually operated Vertical & Horizontal blinds | B (Average): Asset is sound, operationally safe and exhibits only minor deterioration. | Category 3 (Recommended): Minor work required to prevent a deterioration of the service provided by the asset. | 20 | 2023-12-20 | 0.34771 | 79.6523 | x | 4 | 1. Negligible | 12363 | Predictive Maintenance | 182.5
1020983 | Windows Internal and External | B (Average): Asset is sound, operationally safe and exhibits only minor deterioration. | Category 3 (Recommended): Minor work required to prevent a deterioration of the service provided by the asset. | 39 | 2002-05-31 | 21.9028 | 68.7678 | x | 4 | 3. Moderate | 12363 | Predictive Maintenance | 91.25
1020984 | Windows Internal and External | B (Average): Asset is sound, operationally safe and exhibits only minor deterioration. | Category 3 (Recommended): Minor work required to prevent a deterioration of the service provided by the asset. | 37 | 2012-09-23 | 11.5866 | 73.737 | x | 4 | 3. Moderate | 12363 | Predictive Maintenance | 91.25
1020985 | Locks, handles, hinges Etc. | B (Average): Asset is sound, operationally safe and exhibits only minor deterioration. | Category 3 (Recommended): Minor work required to prevent a deterioration of the service provided by the asset. | 40 | 2016-09-30 | 7.5674 | 80.2163 | x | 2 | 3. Moderate | 12364 | Predictive Maintenance | 91.25
1020986 | Flues (All Combustible Fuels) | B (Average): Asset is sound, operationally safe and exhibits only minor deterioration. | Category 3 (Recommended): Minor work required to prevent a deterioration of the service provided by the asset. | 15 | 2015-06-30 | 8.8214 | 72.2382 | x | 2 | 4. Significant | 12364 | Predictive Maintenance | 91.25
1020988 | Towel Rails, Mirrors, Toilet Roll Holders, Shelves, Pictures etc. | B (Average): Asset is sound, operationally safe and exhibits only minor deterioration. | Category 3 (Recommended): Minor work required to prevent a deterioration of the service provided by the asset. | 30 | 2022-05-03 | 1.9795 | 82.6804 | x | 2 | 2. Minor | 12364 | Predictive Maintenance | 182.5
1020993 | Software Functions | B (Average): Asset is sound, operationally safe and exhibits only minor deterioration. | Category 3 (Recommended): Minor work required to prevent a deterioration of the service provided by the asset. | 5 | 2022-12-13 | 1.3662 | 78.5352 | x | 2 | 4. Significant | 12364 | Predictive Maintenance | 91.25
1020994 | Building Inspections | B (Average): Asset is sound, operationally safe and exhibits only minor deterioration. | Category 3 (Recommended): Minor work required to prevent a deterioration of the service provided by the asset. | 20 | 2022-07-13 | 1.7851 | 82.2149 | x | 2 | 2. Minor | 12364 | Predictive Maintenance | 182.5
1020995 | Catering Equipment | B (Average): Asset is sound, operationally safe and exhibits only minor deterioration. | Category 4 (Normal): No work required beyond normal maintenance. | 15 | 2020-03-01 | 4.1506 | 85.4659 | x | 2 | 2. Minor | 12364 | Predictive Maintenance | 365
1020999 | External Lighting including Illuminated Signs | B (Average): Asset is sound, operationally safe and exhibits only minor deterioration. | Category 3 (Recommended): Minor work required to prevent a deterioration of the service provided by the asset. | 15 | 2013-11-29 | 10.4038 | 70.1282 | x | 2 | 4. Significant | 12364 | Predictive Maintenance | 91.25
1021001 | Fittings, Furnishings and Equipment | B (Average): Asset is sound, operationally safe and exhibits only minor deterioration. | Category 3 (Recommended): Minor work required to prevent a deterioration of the service provided by the asset. | 5 | 2023-03-24 | 1.0897 | 79.6413 | x | 2 | 2. Minor | 12364 | Predictive Maintenance | 182.5
1021002 | Floors and Floor Finishes | B (Average): Asset is sound, operationally safe and exhibits only minor deterioration. | Category 3 (Recommended): Minor work required to prevent a deterioration of the service provided by the asset. | 30 | 2005-06-24 | 18.8364 | 71.4424 | x | 2 | 1. Negligible | 12364 | Predictive Maintenance | 182.5
1021004 | Lighting Fittings including Luminaires General | B (Average): Asset is sound, operationally safe and exhibits only minor deterioration. | Category 3 (Recommended): Minor work required to prevent a deterioration of the service provided by the asset. | 20 | 2017-10-12 | 6.5352 | 77.4648 | x | 2 | 3. Moderate | 12364 | Predictive Maintenance | 91.25
1021006 | Pipework Systems - General | A (Good): Asset is as new and can be expected to perform adequately to its full normal life if maintained appropriately. | Category 4 (Normal): No work required beyond normal maintenance. | 45 | 1994-09-21 | 29.5934 | 84.8474 | x | 2 | 4. Significant | 12364 | Predictive Maintenance | 162.5
1021016 | Internal Walls and Ceilings | B (Average): Asset is sound, operationally safe and exhibits only minor deterioration. | Category 3 (Recommended): Minor work required to prevent a deterioration of the service provided by the asset. | 25 | 2013-12-15 | 10.36 | 75.712 | x | 2 | 3. Moderate | 12364 | Predictive Maintenance | 91.25
1021017 | Internal Walls and Ceilings | B (Average): Asset is sound, operationally safe and exhibits only minor deterioration. | Category 3 (Recommended): Minor work required to prevent a deterioration of the service provided by the asset. | 25 | 2016-11-09 | 7.4579 | 78.0337 | x | 2 | 3. Moderate | 12364 | Predictive Maintenance | 91.25
1021021 | Portable Appliance Testing (PAT) - User Checks, Recorded Formal Visual Inspections and Combined Insp | B (Average): Asset is sound, operationally safe and exhibits only minor deterioration. | Category 3 (Recommended): Minor work required to prevent a deterioration of the service provided by the asset. | 20 | 2016-01-21 | 8.2601 | 75.7399 | x | 2 | 2. Minor | 12364 | Predictive Maintenance | 182.5
1021023 | Rainwater Downpipes and Gutters | B (Average): Asset is sound, operationally safe and exhibits only minor deterioration. | Category 3 (Recommended): Minor work required to prevent a deterioration of the service provided by the asset. | 50 | 2003-05-02 | 20.9829 | 75.6068 | x | 2 | 2. Minor | 12364 | Predictive Maintenance | 182.5
1021025 | Service Drainage | B (Average): Asset is sound, operationally safe and exhibits only minor deterioration. | Category 3 (Recommended): Minor work required to prevent a deterioration of the service provided by the asset. | 25 | 1999-08-25 | 24.668 | 64.2656 | x | 2 | 4. Significant | 12364 | Predictive Maintenance | 91.25
1021028 | Television and Signal Receiving Equipment | B (Average): Asset is sound, operationally safe and exhibits only minor deterioration. | Category 3 (Recommended): Minor work required to prevent a deterioration of the service provided by the asset. | 15 | 2013-06-12 | 10.8693 | 69.5076 | x | 2 | 3. Moderate | 12364 | Predictive Maintenance | 91.25
1021029 | Ductwork System - General | B (Average): Asset is sound, operationally safe and exhibits only minor deterioration. | Category 3 (Recommended): Minor work required to prevent a deterioration of the service provided by the asset. | 30 | 2017-04-11 | 7.039 | 79.3073 | x | 2 | 3. Moderate | 12364 | Predictive Maintenance | 91.25
1021032 | Manually operated Vertical & Horizontal blinds | B (Average): Asset is sound, operationally safe and exhibits only minor deterioration. | Category 3 (Recommended): Minor work required to prevent a deterioration of the service provided by the asset. | 20 | 2004-11-30 | 19.4004 | 64.5996 | x | 2 | 1. Negligible | 12364 | Predictive Maintenance | 182.5
1021033 | Windows Internal and External | B (Average): Asset is sound, operationally safe and exhibits only minor deterioration. | Category 3 (Recommended): Minor work required to prevent a deterioration of the service provided by the asset. | 40 | 2002-07-25 | 21.7522 | 73.1239 | x | 2 | 3. Moderate | 12364 | Predictive Maintenance | 91.25
1021034 | Windows Internal and External | B (Average): Asset is sound, operationally safe and exhibits only minor deterioration. | Category 3 (Recommended): Minor work required to prevent a deterioration of the service provided by the asset. | 37 | 1996-05-12 | 27.9535 | 68.89 | x | 2 | 3. Moderate | 12364 | Predictive Maintenance | 91.25
1021035 | Locks, handles, hinges Etc. | B (Average): Asset is sound, operationally safe and exhibits only minor deterioration. | Category 3 (Recommended): Minor work required to prevent a deterioration of the service provided by the asset. | 40 | 2004-10-25 | 19.499 | 76.2505 | x | 1 | 3. Moderate | 12365 | Predictive Maintenance | 91.25
1021036 | Locks, handles, hinges Etc. | B (Average): Asset is sound, operationally safe and exhibits only minor deterioration. | Category 3 (Recommended): Minor work required to prevent a deterioration of the service provided by the asset. | 40 | 2021-12-22 | 2.3409 | 84.8296 | x | 1 | 3. Moderate | 12365 | Predictive Maintenance | 91.25
1021037 | Flues (All Combustible Fuels) | B (Average): Asset is sound, operationally safe and exhibits only minor deterioration. | Category 3 (Recommended): Minor work required to prevent a deterioration of the service provided by the asset. | 15 | 2017-07-07 | 6.8008 | 76.9322 | x | 1 | 4. Significant | 12365 | Predictive Maintenance | 91.25
1021040 | Towel Rails, Mirrors, Toilet Roll Holders, Shelves, Pictures etc. | B (Average): Asset is sound, operationally safe and exhibits only minor deterioration. | Category 3 (Recommended): Minor work required to prevent a deterioration of the service provided by the asset. | 30 | 2004-03-10 | 20.1259 | 72.5827 | x | 1 | 2. Minor | 12365 | Predictive Maintenance | 182.5
1021042 | Software Functions | B (Average): Asset is sound, operationally safe and exhibits only minor deterioration. | Category 3 (Recommended): Minor work required to prevent a deterioration of the service provided by the asset. | 5 | 2022-05-01 | 1.9849 | 78.0602 | x | 1 | 4. Significant | 12365 | Predictive Maintenance | 91.25
1021043 | Building Inspections | B (Average): Asset is sound, operationally safe and exhibits only minor deterioration. | Category 3 (Recommended): Minor work required to prevent a deterioration of the service provided by the asset. | 20 | 2009-07-04 | 14.809 | 71.191 | x | 1 | 2. Minor | 12365 | Predictive Maintenance | 182.5
1021051 | External Lighting including Illuminated Signs | B (Average): Asset is sound, operationally safe and exhibits only minor deterioration. | Category 3 (Recommended): Minor work required to prevent a deterioration of the service provided by the asset. | 15 | 2016-01-24 | 8.2519 | 74.9975 | x | 1 | 4. Significant | 12365 | Predictive Maintenance | 91.25
1021052 | External Lighting including Illuminated Signs | B (Average): Asset is sound, operationally safe and exhibits only minor deterioration. | Category 3 (Recommended): Minor work required to prevent a deterioration of the service provided by the asset. | 15 | 2015-03-12 | 9.1225 | 73.8366 | x | 1 | 4. Significant | 12365 | Predictive Maintenance | 91.25
1021053 | External Lighting including Illuminated Signs | B (Average): Asset is sound, operationally safe and exhibits only minor deterioration. | Category 3 (Recommended): Minor work required to prevent a deterioration of the service provided by the asset. | 15 | 2015-05-22 | 8.9281 | 74.0958 | x | 1 | 4. Significant | 12365 | Predictive Maintenance | 91.25
1021054 | External Lighting including Illuminated Signs | B (Average): Asset is sound, operationally safe and exhibits only minor deterioration. | Category 3 (Recommended): Minor work required to prevent a deterioration of the service provided by the asset. | 15 | 2011-09-06 | 12.6352 | 69.1531 | x | 1 | 4. Significant | 12365 | Predictive Maintenance | 91.25
1021055 | External Lighting including Illuminated Signs | B (Average): Asset is sound, operationally safe and exhibits only minor deterioration. | Category 3 (Recommended): Minor work required to prevent a deterioration of the service provided by the asset. | 15 | 2020-02-29 | 4.1533 | 80.4622 | x | 1 | 4. Significant | 12365 | Predictive Maintenance | 91.25
1021072 | Fittings, Furnishings and Equipment | B (Average): Asset is sound, operationally safe and exhibits only minor deterioration. | Category 3 (Recommended): Minor work required to prevent a deterioration of the service provided by the asset. | 5 | 2024-01-28 | 0.24093 | 85.0363 | x | 1 | 2. Minor | 12365 | Predictive Maintenance | 182.5
1021073 | Fittings, Furnishings and Equipment | B (Average): Asset is sound, operationally safe and exhibits only minor deterioration. | Category 3 (Recommended): Minor work required to prevent a deterioration of the service provided by the asset. | 5 | 2020-08-10 | 3.707 | 71.1718 | x | 1 | 2. Minor | 12365 | Predictive Maintenance | 182.5
1021074 | Fittings, Furnishings and Equipment | B (Average): Asset is sound, operationally safe and exhibits only minor deterioration. | Category 3 (Recommended): Minor work required to prevent a deterioration of the service provided by the asset. | 5 | 2020-01-26 | 4.2464 | 69.0144 | x | 1 | 2. Minor | 12365 | Predictive Maintenance | 182.5
1021075 | Fittings, Furnishings and Equipment | B (Average): Asset is sound, operationally safe and exhibits only minor deterioration. | Category 3 (Recommended): Minor work required to prevent a deterioration of the service provided by the asset. | 5 | 2022-03-16 | 2.1109 | 77.5565 | x | 1 | 2. Minor | 12365 | Predictive Maintenance | 182.5
1021076 | Fittings, Furnishings and Equipment | B (Average): Asset is sound, operationally safe and exhibits only minor deterioration. | Category 3 (Recommended): Minor work required to prevent a deterioration of the service provided by the asset. | 5 | 2022-03-06 | 2.1383 | 77.447 | x | 1 | 2. Minor | 12365 | Predictive Maintenance | 182.5
1021077 | Fittings, Furnishings and Equipment | B (Average): Asset is sound, operationally safe and exhibits only minor deterioration. | Category 3 (Recommended): Minor work required to prevent a deterioration of the service provided by the asset. | 5 | 2022-06-07 | 1.8836 | 78.4654 | x | 1 | 2. Minor | 12365 | Predictive Maintenance | 182.5
1021078 | Floors and Floor Finishes | B (Average): Asset is sound, operationally safe and exhibits only minor deterioration. | Category 3 (Recommended): Minor work required to prevent a deterioration of the service provided by the asset. | 30 | 2002-10-14 | 21.5305 | 71.6464 | x | 1 | 1. Negligible | 12365 | Predictive Maintenance | 182.5
1021080 | Lighting Fittings including Luminaires General | B (Average): Asset is sound, operationally safe and exhibits only minor deterioration. | Category 3 (Recommended): Minor work required to prevent a deterioration of the service provided by the asset. | 20 | 2017-12-20 | 6.3463 | 79.6537 | x | 1 | 3. Moderate | 12365 | Predictive Maintenance | 91.25
1021081 | Lighting Fittings including Luminaires General | B (Average): Asset is sound, operationally safe and exhibits only minor deterioration. | Category 3 (Recommended): Minor work required to prevent a deterioration of the service provided by the asset. | 20 | 2009-02-21 | 15.1732 | 70.8268 | x | 1 | 3. Moderate | 12365 | Predictive Maintenance | 91.25
1021082 | Lighting Fittings including Luminaires General | B (Average): Asset is sound, operationally safe and exhibits only minor deterioration. | Category 3 (Recommended): Minor work required to prevent a deterioration of the service provided by the asset. | 20 | 2011-09-14 | 12.6133 | 73.3867 | x | 1 | 3. Moderate | 12365 | Predictive Maintenance | 91.25
1021083 | Lighting Fittings including Luminaires General | B (Average): Asset is sound, operationally safe and exhibits only minor deterioration. | Category 3 (Recommended): Minor work required to prevent a deterioration of the service provided by the asset. | 20 | 2007-01-22 | 17.2567 | 68.7433 | x | 1 | 3. Moderate | 12365 | Predictive Maintenance | 91.25
1021084 | Lighting Fittings including Luminaires General | B (Average): Asset is sound, operationally safe and exhibits only minor deterioration. | Category 3 (Recommended): Minor work required to prevent a deterioration of the service provided by the asset. | 20 | 2021-07-29 | 2.7406 | 83.2594 | x | 1 | 3. Moderate | 12365 | Predictive Maintenance | 91.25
1021085 | Lighting Fittings including Luminaires General | B (Average): Asset is sound, operationally safe and exhibits only minor deterioration. | Category 3 (Recommended): Minor work required to prevent a deterioration of the service provided by the asset. | 20 | 2016-07-15 | 7.7782 | 78.2218 | x | 1 | 3. Moderate | 12365 | Predictive Maintenance | 91.25
1021086 | Lighting Fittings including Luminaires General | B (Average): Asset is sound, operationally safe and exhibits only minor deterioration. | Category 3 (Recommended): Minor work required to prevent a deterioration of the service provided by the asset. | 20 | 2013-12-09 | 10.3765 | 75.6235 | x | 1 | 3. Moderate | 12365 | Predictive Maintenance | 91.25
1021087 | Lighting Fittings including Luminaires General | B (Average): Asset is sound, operationally safe and exhibits only minor deterioration. | Category 3 (Recommended): Minor work required to prevent a deterioration of the service provided by the asset. | 20 | 2013-05-19 | 10.935 | 75.065 | x | 1 | 3. Moderate | 12365 | Predictive Maintenance | 91.25
1021088 | Lighting Fittings including Luminaires General | B (Average): Asset is sound, operationally safe and exhibits only minor deterioration. | Category 3 (Recommended): Minor work required to prevent a deterioration of the service provided by the asset. | 20 | 2015-09-25 | 8.5832 | 77.4168 | x | 1 | 3. Moderate | 12365 | Predictive Maintenance | 91.25
1021089 | Lighting Fittings including Luminaires General | B (Average): Asset is sound, operationally safe and exhibits only minor deterioration. | Category 3 (Recommended): Minor work required to prevent a deterioration of the service provided by the asset. | 20 | 2016-06-27 | 7.8275 | 78.1725 | x | 1 | 3. Moderate | 12365 | Predictive Maintenance | 91.25
1021090 | Lighting Fittings including Luminaires General | B (Average): Asset is sound, operationally safe and exhibits only minor deterioration. | Category 3 (Recommended): Minor work required to prevent a deterioration of the service provided by the asset. | 20 | 2012-09-23 | 11.5866 | 74.4134 | x | 1 | 3. Moderate | 12365 | Predictive Maintenance | 91.25
1021091 | Lighting Fittings including Luminaires General | B (Average): Asset is sound, operationally safe and exhibits only minor deterioration. | Category 3 (Recommended): Minor work required to prevent a deterioration of the service provided by the asset. | 20 | 2019-09-26 | 4.5804 | 81.4196 | x | 1 | 3. Moderate | 12365 | Predictive Maintenance | 91.25
1021092 | Lighting Fittings including Luminaires General | B (Average): Asset is sound, operationally safe and exhibits only minor deterioration. | Category 3 (Recommended): Minor work required to prevent a deterioration of the service provided by the asset. | 20 | 2005-01-12 | 19.2827 | 66.7173 | x | 1 | 3. Moderate | 12365 | Predictive Maintenance | 91.25
1021093 | Lighting Fittings including Luminaires General | B (Average): Asset is sound, operationally safe and exhibits only minor deterioration. | Category 3 (Recommended): Minor work required to prevent a deterioration of the service provided by the asset. | 20 | 2006-04-18 | 18.0205 | 67.9795 | x | 1 | 3. Moderate | 12365 | Predictive Maintenance | 91.25
1021095 | Pipework Systems - General | D (Very Poor): Asset runs a serious risk of imminent breakdown or poses a health and safety risk. | Category 3 (Recommended): Minor work required to prevent a deterioration of the service provided by the asset. | 35 | 2009-08-13 | 14.6995 | 56.6003 | x | 1 | 4. Significant | 12365 | Predictive Maintenance | 91.25
1021096 | Pipework Systems - General | B (Average): Asset is sound, operationally safe and exhibits only minor deterioration. | Category 3 (Recommended): Minor work required to prevent a deterioration of the service provided by the asset. | 35 | 1999-06-04 | 24.8925 | 71.7757 | x | 1 | 4. Significant | 12365 | Predictive Maintenance | 91.25
1021097 | Pipework Systems - General | B (Average): Asset is sound, operationally safe and exhibits only minor deterioration. | Category 3 (Recommended): Minor work required to prevent a deterioration of the service provided by the asset. | 35 | 2001-09-19 | 22.5982 | 73.0867 | x | 1 | 4. Significant | 12365 | Predictive Maintenance | 91.25
1021098 | Pipework Systems - General | A (Good): Asset is as new and can be expected to perform adequately to its full normal life if maintained appropriately. | Category 3 (Recommended): Minor work required to prevent a deterioration of the service provided by the asset. | 35 | 2002-05-24 | 21.922 | 80.4732 | x | 1 | 4. Significant | 12365 | Predictive Maintenance | 91.25
1021099 | Pipework Systems - General | C (Poor): Asset is operational but major repair or replacement will be needed. | Category 3 (Recommended): Minor work required to prevent a deterioration of the service provided by the asset. | 45 | 2005-03-30 | 19.0719 | 63.5236 | x | 1 | 4. Significant | 12365 | Predictive Maintenance | 91.25
1021100 | Pipework Systems - General | A (Good): Asset is as new and can be expected to perform adequately to its full normal life if maintained appropriately. | Category 3 (Recommended): Minor work required to prevent a deterioration of the service provided by the asset. | 45 | 2006-05-12 | 17.9548 | 85.0201 | x | 1 | 4. Significant | 12365 | Predictive Maintenance | 91.25
1021101 | Pipework Systems - General | D (Very Poor): Asset runs a serious risk of imminent breakdown or poses a health and safety risk. | Category 3 (Recommended): Minor work required to prevent a deterioration of the service provided by the asset. | 35 | 2016-08-18 | 7.6851 | 60.6085 | x | 1 | 4. Significant | 12365 | Predictive Maintenance | 91.25
1021102 | Pipework Systems - General | D (Very Poor): Asset runs a serious risk of imminent breakdown or poses a health and safety risk. | Category 3 (Recommended): Minor work required to prevent a deterioration of the service provided by the asset. | 45 | 2007-01-25 | 17.2485 | 57.334 | x | 1 | 4. Significant | 12365 | Predictive Maintenance | 91.25
1021103 | Internal Walls and Ceilings | B (Average): Asset is sound, operationally safe and exhibits only minor deterioration. | Category 3 (Recommended): Minor work required to prevent a deterioration of the service provided by the asset. | 25 | 2011-04-30 | 12.9884 | 75.6093 | x | 1 | 3. Moderate | 12365 | Predictive Maintenance | 91.25
1021105 | Portable Appliance Testing (PAT) - User Checks, Recorded Formal Visual Inspections and Combined Insp | B (Average): Asset is sound, operationally safe and exhibits only minor deterioration. | Category 3 (Recommended): Minor work required to prevent a deterioration of the service provided by the asset. | 20 | 2004-03-07 | 20.1342 | 65.8658 | x | 1 | 2. Minor | 12365 | Predictive Maintenance | 182.5
1021107 | Rainwater Downpipes and Gutters | B (Average): Asset is sound, operationally safe and exhibits only minor deterioration. | Category 3 (Recommended): Minor work required to prevent a deterioration of the service provided by the asset. | 50 | 2007-02-04 | 17.2211 | 79.1116 | x | 1 | 2. Minor | 12365 | Predictive Maintenance | 182.5
1021113 | Service Drainage | B (Average): Asset is sound, operationally safe and exhibits only minor deterioration. | Category 3 (Recommended): Minor work required to prevent a deterioration of the service provided by the asset. | 25 | 2007-09-04 | 16.6407 | 72.6875 | x | 1 | 4. Significant | 12365 | Predictive Maintenance | 91.25
1021114 | Service Drainage | B (Average): Asset is sound, operationally safe and exhibits only minor deterioration. | Category 3 (Recommended): Minor work required to prevent a deterioration of the service provided by the asset. | 25 | 2008-08-11 | 15.7043 | 73.4366 | x | 1 | 4. Significant | 12365 | Predictive Maintenance | 91.25
1021115 | Service Drainage | B (Average): Asset is sound, operationally safe and exhibits only minor deterioration. | Category 3 (Recommended): Minor work required to prevent a deterioration of the service provided by the asset. | 25 | 2019-03-24 | 5.0897 | 81.9283 | x | 1 | 4. Significant | 12365 | Predictive Maintenance | 91.25
1021116 | Service Drainage | B (Average): Asset is sound, operationally safe and exhibits only minor deterioration. | Category 3 (Recommended): Minor work required to prevent a deterioration of the service provided by the asset. | 25 | 2009-05-25 | 14.9185 | 74.0652 | x | 1 | 4. Significant | 12365 | Predictive Maintenance | 91.25
1021117 | Service Drainage | B (Average): Asset is sound, operationally safe and exhibits only minor deterioration. | Category 3 (Recommended): Minor work required to prevent a deterioration of the service provided by the asset. | 25 | 2015-07-16 | 8.7775 | 78.978 | x | 1 | 4. Significant | 12365 | Predictive Maintenance | 91.25
1021118 | Service Drainage | B (Average): Asset is sound, operationally safe and exhibits only minor deterioration. | Category 3 (Recommended): Minor work required to prevent a deterioration of the service provided by the asset. | 25 | 1999-11-13 | 24.449 | 66.4408 | x | 1 | 4. Significant | 12365 | Predictive Maintenance | 91.25
1021119 | Service Drainage | B (Average): Asset is sound, operationally safe and exhibits only minor deterioration. | Category 3 (Recommended): Minor work required to prevent a deterioration of the service provided by the asset. | 25 | 2003-09-03 | 20.6434 | 69.4853 | x | 1 | 4. Significant | 12365 | Predictive Maintenance | 91.25
1021120 | Service Drainage | B (Average): Asset is sound, operationally safe and exhibits only minor deterioration. | Category 3 (Recommended): Minor work required to prevent a deterioration of the service provided by the asset. | 25 | 2010-10-31 | 13.4839 | 75.2129 | x | 1 | 4. Significant | 12365 | Predictive Maintenance | 91.25
1021121 | Service Drainage | B (Average): Asset is sound, operationally safe and exhibits only minor deterioration. | Category 3 (Recommended): Minor work required to prevent a deterioration of the service provided by the asset. | 25 | 2001-09-27 | 22.5763 | 67.9389 | x | 1 | 4. Significant | 12365 | Predictive Maintenance | 91.25
1021122 | Service Drainage | B (Average): Asset is sound, operationally safe and exhibits only minor deterioration. | Category 3 (Recommended): Minor work required to prevent a deterioration of the service provided by the asset. | 25 | 2003-07-20 | 20.7666 | 69.3867 | x | 1 | 4. Significant | 12365 | Predictive Maintenance | 91.25
1021123 | Service Drainage | B (Average): Asset is sound, operationally safe and exhibits only minor deterioration. | Category 3 (Recommended): Minor work required to prevent a deterioration of the service provided by the asset. | 25 | 2010-10-22 | 13.5086 | 75.1932 | x | 1 | 4. Significant | 12365 | Predictive Maintenance | 91.25
1021127 | Television and Signal Receiving Equipment | B (Average): Asset is sound, operationally safe and exhibits only minor deterioration. | Category 3 (Recommended): Minor work required to prevent a deterioration of the service provided by the asset. | 15 | 2013-05-07 | 10.9678 | 71.3762 | x | 1 | 3. Moderate | 12365 | Predictive Maintenance | 91.25
1021128 | Ductwork System - General | B (Average): Asset is sound, operationally safe and exhibits only minor deterioration. | Category 3 (Recommended): Minor work required to prevent a deterioration of the service provided by the asset. | 30 | 1997-05-21 | 26.9295 | 68.047 | x | 1 | 3. Moderate | 12365 | Predictive Maintenance | 91.25
1021136 | Manually operated Vertical & Horizontal blinds | B (Average): Asset is sound, operationally safe and exhibits only minor deterioration. | Category 3 (Recommended): Minor work required to prevent a deterioration of the service provided by the asset. | 20 | 2022-12-22 | 1.3415 | 84.6585 | x | 1 | 1. Negligible | 12365 | Predictive Maintenance | 182.5
1021137 | Windows Internal and External | B (Average): Asset is sound, operationally safe and exhibits only minor deterioration. | Category 3 (Recommended): Minor work required to prevent a deterioration of the service provided by the asset. | 38 | 2021-09-29 | 2.5708 | 84.6469 | x | 1 | 3. Moderate | 12365 | Predictive Maintenance | 91.25
1021138 | Windows Internal and External | B (Average): Asset is sound, operationally safe and exhibits only minor deterioration. | Category 3 (Recommended): Minor work required to prevent a deterioration of the service provided by the asset. | 40 | 2000-09-21 | 23.5921 | 74.204 | x | 1 | 3. Moderate | 12365 | Predictive Maintenance | 91.25
1021139 | Locks, handles, hinges Etc. | B (Average): Asset is sound, operationally safe and exhibits only minor deterioration. | Category 3 (Recommended): Minor work required to prevent a deterioration of the service provided by the asset. | 40 | 2019-04-20 | 5.0157 | 83.4921 | x | 1 | 3. Moderate | 12366 | Predictive Maintenance | 91.25
1021140 | Locks, handles, hinges Etc. | B (Average): Asset is sound, operationally safe and exhibits only minor deterioration. | Category 3 (Recommended): Minor work required to prevent a deterioration of the service provided by the asset. | 40 | 2018-05-24 | 5.922 | 83.039 | x | 1 | 3. Moderate | 12366 | Predictive Maintenance | 91.25
1021141 | Flues (All Combustible Fuels) | B (Average): Asset is sound, operationally safe and exhibits only minor deterioration. | Category 3 (Recommended): Minor work required to prevent a deterioration of the service provided by the asset. | 15 | 2006-09-10 | 17.6235 | 62.5019 | x | 1 | 4. Significant | 12366 | Predictive Maintenance | 91.25
1021146 | Towel Rails, Mirrors, Toilet Roll Holders, Shelves, Pictures etc. | B (Average): Asset is sound, operationally safe and exhibits only minor deterioration. | Category 3 (Recommended): Minor work required to prevent a deterioration of the service provided by the asset. | 30 | 2022-10-10 | 1.5414 | 84.9724 | x | 1 | 2. Minor | 12366 | Predictive Maintenance | 182.5
1021148 | Software Functions | B (Average): Asset is sound, operationally safe and exhibits only minor deterioration. | Category 3 (Recommended): Minor work required to prevent a deterioration of the service provided by the asset. | 5 | 2022-11-05 | 1.4702 | 80.1191 | x | 1 | 4. Significant | 12366 | Predictive Maintenance | 91.25
1021149 | Building Inspections | B (Average): Asset is sound, operationally safe and exhibits only minor deterioration. | Category 3 (Recommended): Minor work required to prevent a deterioration of the service provided by the asset. | 20 | 2023-12-22 | 0.34223 | 85.6578 | x | 1 | 2. Minor | 12366 | Predictive Maintenance | 182.5
1021150 | Catering Equipment | A (Good): Asset is as new and can be expected to perform adequately to its full normal life if maintained appropriately. | Category 3 (Recommended): Minor work required to prevent a deterioration of the service provided by the asset. | 15 | 2021-11-22 | 2.423 | 89.7693 | x | 1 | 2. Minor | 12366 | Predictive Maintenance | 182.5
1021161 | External Lighting including Illuminated Signs | B (Average): Asset is sound, operationally safe and exhibits only minor deterioration. | Category 3 (Recommended): Minor work required to prevent a deterioration of the service provided by the asset. | 15 | 2019-08-14 | 4.6982 | 79.7358 | x | 1 | 4. Significant | 12366 | Predictive Maintenance | 91.25
1021162 | External Lighting including Illuminated Signs | B (Average): Asset is sound, operationally safe and exhibits only minor deterioration. | Category 3 (Recommended): Minor work required to prevent a deterioration of the service provided by the asset. | 15 | 2016-02-27 | 8.1588 | 75.1216 | x | 1 | 4. Significant | 12366 | Predictive Maintenance | 91.25
1021163 | External Lighting including Illuminated Signs | B (Average): Asset is sound, operationally safe and exhibits only minor deterioration. | Category 3 (Recommended): Minor work required to prevent a deterioration of the service provided by the asset. | 15 | 2010-08-22 | 13.6756 | 67.7659 | x | 1 | 4. Significant | 12366 | Predictive Maintenance | 91.25
1021164 | External Lighting including Illuminated Signs | B (Average): Asset is sound, operationally safe and exhibits only minor deterioration. | Category 3 (Recommended): Minor work required to prevent a deterioration of the service provided by the asset. | 15 | 2016-11-28 | 7.4059 | 76.1255 | x | 1 | 4. Significant | 12366 | Predictive Maintenance | 91.25
1021186 | Fittings, Furnishings and Equipment | B (Average): Asset is sound, operationally safe and exhibits only minor deterioration. | Category 3 (Recommended): Minor work required to prevent a deterioration of the service provided by the asset. | 5 | 2020-07-16 | 3.7755 | 70.898 | x | 1 | 2. Minor | 12366 | Predictive Maintenance | 182.5
1021187 | Fittings, Furnishings and Equipment | B (Average): Asset is sound, operationally safe and exhibits only minor deterioration. | Category 3 (Recommended): Minor work required to prevent a deterioration of the service provided by the asset. | 5 | 2020-11-15 | 3.4415 | 72.2341 | x | 1 | 2. Minor | 12366 | Predictive Maintenance | 182.5
1021188 | Fittings, Furnishings and Equipment | B (Average): Asset is sound, operationally safe and exhibits only minor deterioration. | Category 3 (Recommended): Minor work required to prevent a deterioration of the service provided by the asset. | 5 | 2020-02-28 | 4.1561 | 69.3758 | x | 1 | 2. Minor | 12366 | Predictive Maintenance | 182.5
1021189 | Floors and Floor Finishes | B (Average): Asset is sound, operationally safe and exhibits only minor deterioration. | Category 3 (Recommended): Minor work required to prevent a deterioration of the service provided by the asset. | 30 | 2009-03-10 | 15.1266 | 75.9156 | x | 1 | 1. Negligible | 12366 | Predictive Maintenance | 182.5
1021191 | Lighting Fittings including Luminaires General | B (Average): Asset is sound, operationally safe and exhibits only minor deterioration. | Category 3 (Recommended): Minor work required to prevent a deterioration of the service provided by the asset. | 20 | 2019-02-10 | 5.2047 | 80.7953 | x | 1 | 3. Moderate | 12366 | Predictive Maintenance | 91.25
1021192 | Lighting Fittings including Luminaires General | B (Average): Asset is sound, operationally safe and exhibits only minor deterioration. | Category 3 (Recommended): Minor work required to prevent a deterioration of the service provided by the asset. | 20 | 2006-11-14 | 17.4456 | 68.5544 | x | 1 | 3. Moderate | 12366 | Predictive Maintenance | 91.25
1021193 | Lighting Fittings including Luminaires General | B (Average): Asset is sound, operationally safe and exhibits only minor deterioration. | Category 3 (Recommended): Minor work required to prevent a deterioration of the service provided by the asset. | 20 | 2007-10-06 | 16.553 | 69.447 | x | 1 | 3. Moderate | 12366 | Predictive Maintenance | 91.25
1021194 | Lighting Fittings including Luminaires General | B (Average): Asset is sound, operationally safe and exhibits only minor deterioration. | Category 3 (Recommended): Minor work required to prevent a deterioration of the service provided by the asset. | 20 | 2006-06-15 | 17.8617 | 68.1383 | x | 1 | 3. Moderate | 12366 | Predictive Maintenance | 91.25
1021195 | Lighting Fittings including Luminaires General | B (Average): Asset is sound, operationally safe and exhibits only minor deterioration. | Category 3 (Recommended): Minor work required to prevent a deterioration of the service provided by the asset. | 20 | 2023-10-24 | 0.50376 | 85.4962 | x | 1 | 3. Moderate | 12366 | Predictive Maintenance | 91.25
1021196 | Lighting Fittings including Luminaires General | B (Average): Asset is sound, operationally safe and exhibits only minor deterioration. | Category 3 (Recommended): Minor work required to prevent a deterioration of the service provided by the asset. | 20 | 2005-01-26 | 19.2444 | 66.7556 | x | 1 | 3. Moderate | 12366 | Predictive Maintenance | 91.25
1021197 | Lighting Fittings including Luminaires General | B (Average): Asset is sound, operationally safe and exhibits only minor deterioration. | Category 3 (Recommended): Minor work required to prevent a deterioration of the service provided by the asset. | 20 | 2014-07-29 | 9.7413 | 76.2587 | x | 1 | 3. Moderate | 12366 | Predictive Maintenance | 91.25
1021198 | Lighting Fittings including Luminaires General | B (Average): Asset is sound, operationally safe and exhibits only minor deterioration. | Category 3 (Recommended): Minor work required to prevent a deterioration of the service provided by the asset. | 20 | 2019-07-22 | 4.7611 | 81.2389 | x | 1 | 3. Moderate | 12366 | Predictive Maintenance | 91.25
1021199 | Lighting Fittings including Luminaires General | B (Average): Asset is sound, operationally safe and exhibits only minor deterioration. | Category 3 (Recommended): Minor work required to prevent a deterioration of the service provided by the asset. | 20 | 2015-10-16 | 8.5257 | 77.4743 | x | 1 | 3. Moderate | 12366 | Predictive Maintenance | 91.25
1021200 | Lighting Fittings including Luminaires General | B (Average): Asset is sound, operationally safe and exhibits only minor deterioration. | Category 3 (Recommended): Minor work required to prevent a deterioration of the service provided by the asset. | 20 | 2015-03-27 | 9.0815 | 76.9185 | x | 1 | 3. Moderate | 12366 | Predictive Maintenance | 91.25
1021201 | Lighting Fittings including Luminaires General | B (Average): Asset is sound, operationally safe and exhibits only minor deterioration. | Category 3 (Recommended): Minor work required to prevent a deterioration of the service provided by the asset. | 20 | 2008-09-04 | 15.6386 | 70.3614 | x | 1 | 3. Moderate | 12366 | Predictive Maintenance | 91.25
1021202 | Lighting Fittings including Luminaires General | B (Average): Asset is sound, operationally safe and exhibits only minor deterioration. | Category 3 (Recommended): Minor work required to prevent a deterioration of the service provided by the asset. | 20 | 2007-04-05 | 17.0568 | 68.9432 | x | 1 | 3. Moderate | 12366 | Predictive Maintenance | 91.25
1021203 | Lighting Fittings including Luminaires General | B (Average): Asset is sound, operationally safe and exhibits only minor deterioration. | Category 3 (Recommended): Minor work required to prevent a deterioration of the service provided by the asset. | 20 | 2010-02-02 | 14.2259 | 71.7741 | x | 1 | 3. Moderate | 12366 | Predictive Maintenance | 91.25
1021204 | Lighting Fittings including Luminaires General | B (Average): Asset is sound, operationally safe and exhibits only minor deterioration. | Category 3 (Recommended): Minor work required to prevent a deterioration of the service provided by the asset. | 20 | 2022-01-24 | 2.2505 | 83.7495 | x | 1 | 3. Moderate | 12366 | Predictive Maintenance | 91.25
1021205 | Lighting Fittings including Luminaires General | B (Average): Asset is sound, operationally safe and exhibits only minor deterioration. | Category 3 (Recommended): Minor work required to prevent a deterioration of the service provided by the asset. | 20 | 2015-02-26 | 9.1608 | 76.8392 | x | 1 | 3. Moderate | 12366 | Predictive Maintenance | 91.25
1021206 | Lighting Fittings including Luminaires General | B (Average): Asset is sound, operationally safe and exhibits only minor deterioration. | Category 3 (Recommended): Minor work required to prevent a deterioration of the service provided by the asset. | 20 | 2011-12-01 | 12.3997 | 73.6003 | x | 1 | 3. Moderate | 12366 | Predictive Maintenance | 91.25
1021207 | Lighting Fittings including Luminaires General | B (Average): Asset is sound, operationally safe and exhibits only minor deterioration. | Category 3 (Recommended): Minor work required to prevent a deterioration of the service provided by the asset. | 20 | 2023-03-01 | 1.1526 | 84.8474 | x | 1 | 3. Moderate | 12366 | Predictive Maintenance | 91.25
1021210 | Pipework Systems - General | B (Average): Asset is sound, operationally safe and exhibits only minor deterioration. | Category 3 (Recommended): Minor work required to prevent a deterioration of the service provided by the asset. | 35 | 2009-08-08 | 14.7132 | 77.5925 | x | 1 | 4. Significant | 12366 | Predictive Maintenance | 91.25
1021211 | Internal Walls and Ceilings | B (Average): Asset is sound, operationally safe and exhibits only minor deterioration. | Category 3 (Recommended): Minor work required to prevent a deterioration of the service provided by the asset. | 25 | 2017-10-05 | 6.5544 | 80.7565 | x | 1 | 3. Moderate | 12366 | Predictive Maintenance | 91.25
1021212 | Internal Walls and Ceilings | B (Average): Asset is sound, operationally safe and exhibits only minor deterioration. | Category 3 (Recommended): Minor work required to prevent a deterioration of the service provided by the asset. | 25 | 2020-08-16 | 3.6906 | 83.0475 | x | 1 | 3. Moderate | 12366 | Predictive Maintenance | 91.25
1021213 | Internal Walls and Ceilings | B (Average): Asset is sound, operationally safe and exhibits only minor deterioration. | Category 3 (Recommended): Minor work required to prevent a deterioration of the service provided by the asset. | 25 | 2021-11-28 | 2.4066 | 84.0747 | x | 1 | 3. Moderate | 12366 | Predictive Maintenance | 91.25
1021214 | Internal Walls and Ceilings | B (Average): Asset is sound, operationally safe and exhibits only minor deterioration. | Category 3 (Recommended): Minor work required to prevent a deterioration of the service provided by the asset. | 25 | 2004-05-24 | 19.9206 | 70.0635 | x | 1 | 3. Moderate | 12366 | Predictive Maintenance | 91.25
1021219 | Portable Appliance Testing (PAT) - User Checks, Recorded Formal Visual Inspections and Combined Insp | B (Average): Asset is sound, operationally safe and exhibits only minor deterioration. | Category 3 (Recommended): Minor work required to prevent a deterioration of the service provided by the asset. | 20 | 2004-01-24 | 20.2519 | 65.7481 | x | 1 | 2. Minor | 12366 | Predictive Maintenance | 182.5
1021221 | Rainwater Downpipes and Gutters | B (Average): Asset is sound, operationally safe and exhibits only minor deterioration. | Category 3 (Recommended): Minor work required to prevent a deterioration of the service provided by the asset. | 50 | 2013-07-06 | 10.8036 | 81.6786 | x | 1 | 2. Minor | 12366 | Predictive Maintenance | 182.5
1021224 | Service Drainage | B (Average): Asset is sound, operationally safe and exhibits only minor deterioration. | Category 3 (Recommended): Minor work required to prevent a deterioration of the service provided by the asset. | 25 | 2015-11-16 | 8.4408 | 79.2474 | x | 1 | 4. Significant | 12366 | Predictive Maintenance | 91.25
1021225 | Service Drainage | B (Average): Asset is sound, operationally safe and exhibits only minor deterioration. | Category 3 (Recommended): Minor work required to prevent a deterioration of the service provided by the asset. | 25 | 2021-08-05 | 2.7214 | 83.8229 | x | 1 | 4. Significant | 12366 | Predictive Maintenance | 91.25
1021226 | Service Drainage | B (Average): Asset is sound, operationally safe and exhibits only minor deterioration. | Category 3 (Recommended): Minor work required to prevent a deterioration of the service provided by the asset. | 25 | 2015-04-13 | 9.0349 | 78.7721 | x | 1 | 4. Significant | 12366 | Predictive Maintenance | 91.25
1021227 | Service Drainage | B (Average): Asset is sound, operationally safe and exhibits only minor deterioration. | Category 3 (Recommended): Minor work required to prevent a deterioration of the service provided by the asset. | 25 | 2007-04-12 | 17.0376 | 72.3699 | x | 1 | 4. Significant | 12366 | Predictive Maintenance | 91.25
1021228 | Service Drainage | B (Average): Asset is sound, operationally safe and exhibits only minor deterioration. | Category 3 (Recommended): Minor work required to prevent a deterioration of the service provided by the asset. | 25 | 2002-11-03 | 21.4757 | 68.8194 | x | 1 | 4. Significant | 12366 | Predictive Maintenance | 91.25
1021229 | Service Drainage | B (Average): Asset is sound, operationally safe and exhibits only minor deterioration. | Category 3 (Recommended): Minor work required to prevent a deterioration of the service provided by the asset. | 25 | 2023-11-30 | 0.40246 | 85.678 | x | 1 | 4. Significant | 12366 | Predictive Maintenance | 91.25
1021230 | Service Drainage | B (Average): Asset is sound, operationally safe and exhibits only minor deterioration. | Category 3 (Recommended): Minor work required to prevent a deterioration of the service provided by the asset. | 25 | 2005-12-23 | 18.3381 | 71.3295 | x | 1 | 4. Significant | 12366 | Predictive Maintenance | 91.25
1021231 | Service Drainage | B (Average): Asset is sound, operationally safe and exhibits only minor deterioration. | Category 3 (Recommended): Minor work required to prevent a deterioration of the service provided by the asset. | 25 | 2018-06-16 | 5.859 | 81.3128 | x | 1 | 4. Significant | 12366 | Predictive Maintenance | 91.25
1021236 | Television and Signal Receiving Equipment | B (Average): Asset is sound, operationally safe and exhibits only minor deterioration. | Category 3 (Recommended): Minor work required to prevent a deterioration of the service provided by the asset. | 15 | 2012-07-07 | 11.8001 | 70.2665 | x | 1 | 3. Moderate | 12366 | Predictive Maintenance | 91.25
1021237 | Ductwork System - General | B (Average): Asset is sound, operationally safe and exhibits only minor deterioration. | Category 3 (Recommended): Minor work required to prevent a deterioration of the service provided by the asset. | 30 | 2022-02-27 | 2.1574 | 84.5617 | x | 1 | 3. Moderate | 12366 | Predictive Maintenance | 91.25
1021255 | Manually operated Vertical & Horizontal blinds | B (Average): Asset is sound, operationally safe and exhibits only minor deterioration. | Category 3 (Recommended): Minor work required to prevent a deterioration of the service provided by the asset. | 20 | 2007-01-12 | 17.2841 | 68.7159 | x | 1 | 1. Negligible | 12366 | Predictive Maintenance | 182.5
1021256 | Windows Internal and External | B (Average): Asset is sound, operationally safe and exhibits only minor deterioration. | Category 3 (Recommended): Minor work required to prevent a deterioration of the service provided by the asset. | 38 | 2005-04-17 | 19.0226 | 75.9881 | x | 1 | 3. Moderate | 12366 | Predictive Maintenance | 91.25
1021257 | Windows Internal and External | B (Average): Asset is sound, operationally safe and exhibits only minor deterioration. | Category 3 (Recommended): Minor work required to prevent a deterioration of the service provided by the asset. | 39 | 1997-08-23 | 26.6721 | 72.322 | x | 1 | 3. Moderate | 12366 | Predictive Maintenance | 91.25
1021258 | Flues (All Combustible Fuels) | B (Average): Asset is sound, operationally safe and exhibits only minor deterioration. | Category 3 (Recommended): Minor work required to prevent a deterioration of the service provided by the asset. | 15 | 2016-11-11 | 7.4524 | 74.0634 | x | 2 | 4. Significant | 12367 | Predictive Maintenance | 91.25
1021261 | Towel Rails, Mirrors, Toilet Roll Holders, Shelves, Pictures etc. | A (Good): Asset is as new and can be expected to perform adequately to its full normal life if maintained appropriately. | Category 4 (Normal): No work required beyond normal maintenance. | 30 | 1999-10-21 | 24.512 | 81.6587 | x | 2 | 2. Minor | 12367 | Predictive Maintenance | 365
1021263 | Software Functions | B (Average): Asset is sound, operationally safe and exhibits only minor deterioration. | Category 3 (Recommended): Minor work required to prevent a deterioration of the service provided by the asset. | 5 | 2021-02-12 | 3.1978 | 71.2088 | x | 2 | 4. Significant | 12367 | Predictive Maintenance | 91.25
1021264 | Building Inspections | B (Average): Asset is sound, operationally safe and exhibits only minor deterioration. | Category 3 (Recommended): Minor work required to prevent a deterioration of the service provided by the asset. | 20 | 2021-03-08 | 3.1321 | 80.8679 | x | 2 | 2. Minor | 12367 | Predictive Maintenance | 182.5
1021265 | Catering Equipment | C (Poor): Asset is operational but major repair or replacement will be needed. | Category 3 (Recommended): Minor work required to prevent a deterioration of the service provided by the asset. | 15 | 2017-05-01 | 6.9843 | 60.6877 | x | 2 | 2. Minor | 12367 | Predictive Maintenance | 182.5
1021277 | External Lighting including Illuminated Signs | B (Average): Asset is sound, operationally safe and exhibits only minor deterioration. | Category 3 (Recommended): Minor work required to prevent a deterioration of the service provided by the asset. | 15 | 2018-03-15 | 6.1136 | 75.8485 | x | 2 | 4. Significant | 12367 | Predictive Maintenance | 91.25
1021278 | External Lighting including Illuminated Signs | B (Average): Asset is sound, operationally safe and exhibits only minor deterioration. | Category 3 (Recommended): Minor work required to prevent a deterioration of the service provided by the asset. | 15 | 2014-11-27 | 9.41 | 71.4533 | x | 2 | 4. Significant | 12367 | Predictive Maintenance | 91.25
1021279 | External Lighting including Illuminated Signs | B (Average): Asset is sound, operationally safe and exhibits only minor deterioration. | Category 3 (Recommended): Minor work required to prevent a deterioration of the service provided by the asset. | 15 | 2023-12-25 | 0.33402 | 83.5546 | x | 2 | 4. Significant | 12367 | Predictive Maintenance | 91.25
1021280 | External Lighting including Illuminated Signs | B (Average): Asset is sound, operationally safe and exhibits only minor deterioration. | Category 3 (Recommended): Minor work required to prevent a deterioration of the service provided by the asset. | 15 | 2021-07-29 | 2.7406 | 80.3459 | x | 2 | 4. Significant | 12367 | Predictive Maintenance | 91.25
1021297 | Fittings, Furnishings and Equipment | B (Average): Asset is sound, operationally safe and exhibits only minor deterioration. | Category 3 (Recommended): Minor work required to prevent a deterioration of the service provided by the asset. | 5 | 2020-01-02 | 4.3121 | 66.7515 | x | 2 | 2. Minor | 12367 | Predictive Maintenance | 182.5
1021298 | Fittings, Furnishings and Equipment | B (Average): Asset is sound, operationally safe and exhibits only minor deterioration. | Category 3 (Recommended): Minor work required to prevent a deterioration of the service provided by the asset. | 5 | 2020-04-20 | 4.0137 | 67.9452 | x | 2 | 2. Minor | 12367 | Predictive Maintenance | 182.5
1021299 | Fittings, Furnishings and Equipment | B (Average): Asset is sound, operationally safe and exhibits only minor deterioration. | Category 3 (Recommended): Minor work required to prevent a deterioration of the service provided by the asset. | 5 | 2023-01-26 | 1.2457 | 79.0171 | x | 2 | 2. Minor | 12367 | Predictive Maintenance | 182.5
1021300 | Floors and Floor Finishes | B (Average): Asset is sound, operationally safe and exhibits only minor deterioration. | Category 3 (Recommended): Minor work required to prevent a deterioration of the service provided by the asset. | 30 | 2008-07-05 | 15.8056 | 73.4629 | x | 2 | 1. Negligible | 12367 | Predictive Maintenance | 182.5
1021302 | Lighting Fittings including Luminaires General | B (Average): Asset is sound, operationally safe and exhibits only minor deterioration. | Category 3 (Recommended): Minor work required to prevent a deterioration of the service provided by the asset. | 20 | 2010-01-10 | 14.2888 | 69.7112 | x | 2 | 3. Moderate | 12367 | Predictive Maintenance | 91.25
1021303 | Lighting Fittings including Luminaires General | B (Average): Asset is sound, operationally safe and exhibits only minor deterioration. | Category 3 (Recommended): Minor work required to prevent a deterioration of the service provided by the asset. | 20 | 2006-12-11 | 17.3717 | 66.6283 | x | 2 | 3. Moderate | 12367 | Predictive Maintenance | 91.25
1021304 | Lighting Fittings including Luminaires General | B (Average): Asset is sound, operationally safe and exhibits only minor deterioration. | Category 3 (Recommended): Minor work required to prevent a deterioration of the service provided by the asset. | 20 | 2018-06-10 | 5.8754 | 78.1246 | x | 2 | 3. Moderate | 12367 | Predictive Maintenance | 91.25
1021305 | Lighting Fittings including Luminaires General | B (Average): Asset is sound, operationally safe and exhibits only minor deterioration. | Category 3 (Recommended): Minor work required to prevent a deterioration of the service provided by the asset. | 20 | 2023-02-19 | 1.18 | 82.82 | x | 2 | 3. Moderate | 12367 | Predictive Maintenance | 91.25
1021306 | Lighting Fittings including Luminaires General | B (Average): Asset is sound, operationally safe and exhibits only minor deterioration. | Category 3 (Recommended): Minor work required to prevent a deterioration of the service provided by the asset. | 20 | 2022-10-04 | 1.5578 | 82.4422 | x | 2 | 3. Moderate | 12367 | Predictive Maintenance | 91.25
1021307 | Lighting Fittings including Luminaires General | B (Average): Asset is sound, operationally safe and exhibits only minor deterioration. | Category 3 (Recommended): Minor work required to prevent a deterioration of the service provided by the asset. | 20 | 2004-11-07 | 19.4634 | 64.5366 | x | 2 | 3. Moderate | 12367 | Predictive Maintenance | 91.25
1021308 | Lighting Fittings including Luminaires General | B (Average): Asset is sound, operationally safe and exhibits only minor deterioration. | Category 3 (Recommended): Minor work required to prevent a deterioration of the service provided by the asset. | 20 | 2008-08-22 | 15.6742 | 68.3258 | x | 2 | 3. Moderate | 12367 | Predictive Maintenance | 91.25
1021309 | Lighting Fittings including Luminaires General | B (Average): Asset is sound, operationally safe and exhibits only minor deterioration. | Category 3 (Recommended): Minor work required to prevent a deterioration of the service provided by the asset. | 20 | 2019-07-09 | 4.7967 | 79.2033 | x | 2 | 3. Moderate | 12367 | Predictive Maintenance | 91.25
1021310 | Lighting Fittings including Luminaires General | B (Average): Asset is sound, operationally safe and exhibits only minor deterioration. | Category 3 (Recommended): Minor work required to prevent a deterioration of the service provided by the asset. | 20 | 2005-12-17 | 18.3546 | 65.6454 | x | 2 | 3. Moderate | 12367 | Predictive Maintenance | 91.25
1021311 | Lighting Fittings including Luminaires General | B (Average): Asset is sound, operationally safe and exhibits only minor deterioration. | Category 3 (Recommended): Minor work required to prevent a deterioration of the service provided by the asset. | 20 | 2010-10-11 | 13.5387 | 70.4613 | x | 2 | 3. Moderate | 12367 | Predictive Maintenance | 91.25
1021312 | Lighting Fittings including Luminaires General | B (Average): Asset is sound, operationally safe and exhibits only minor deterioration. | Category 3 (Recommended): Minor work required to prevent a deterioration of the service provided by the asset. | 20 | 2020-08-26 | 3.6632 | 80.3368 | x | 2 | 3. Moderate | 12367 | Predictive Maintenance | 91.25
1021313 | Lighting Fittings including Luminaires General | B (Average): Asset is sound, operationally safe and exhibits only minor deterioration. | Category 3 (Recommended): Minor work required to prevent a deterioration of the service provided by the asset. | 20 | 2014-11-14 | 9.4456 | 74.5544 | x | 2 | 3. Moderate | 12367 | Predictive Maintenance | 91.25
1021314 | Lighting Fittings including Luminaires General | B (Average): Asset is sound, operationally safe and exhibits only minor deterioration. | Category 3 (Recommended): Minor work required to prevent a deterioration of the service provided by the asset. | 20 | 2019-10-17 | 4.5229 | 79.4771 | x | 2 | 3. Moderate | 12367 | Predictive Maintenance | 91.25
1021315 | Lighting Fittings including Luminaires General | B (Average): Asset is sound, operationally safe and exhibits only minor deterioration. | Category 3 (Recommended): Minor work required to prevent a deterioration of the service provided by the asset. | 20 | 2010-02-15 | 14.1903 | 69.8097 | x | 2 | 3. Moderate | 12367 | Predictive Maintenance | 91.25
1021316 | Lighting Fittings including Luminaires General | B (Average): Asset is sound, operationally safe and exhibits only minor deterioration. | Category 3 (Recommended): Minor work required to prevent a deterioration of the service provided by the asset. | 20 | 2021-08-06 | 2.7187 | 81.2813 | x | 2 | 3. Moderate | 12367 | Predictive Maintenance | 91.25
1021317 | Lighting Fittings including Luminaires General | B (Average): Asset is sound, operationally safe and exhibits only minor deterioration. | Category 3 (Recommended): Minor work required to prevent a deterioration of the service provided by the asset. | 20 | 2006-05-09 | 17.963 | 66.037 | x | 2 | 3. Moderate | 12367 | Predictive Maintenance | 91.25
1021318 | Lighting Fittings including Luminaires General | B (Average): Asset is sound, operationally safe and exhibits only minor deterioration. | Category 3 (Recommended): Minor work required to prevent a deterioration of the service provided by the asset. | 20 | 2016-08-03 | 7.7262 | 76.2738 | x | 2 | 3. Moderate | 12367 | Predictive Maintenance | 91.25
1021319 | Lighting Fittings including Luminaires General | B (Average): Asset is sound, operationally safe and exhibits only minor deterioration. | Category 3 (Recommended): Minor work required to prevent a deterioration of the service provided by the asset. | 20 | 2023-06-01 | 0.90075 | 83.0992 | x | 2 | 3. Moderate | 12367 | Predictive Maintenance | 91.25
1021320 | Lighting Fittings including Luminaires General | B (Average): Asset is sound, operationally safe and exhibits only minor deterioration. | Category 3 (Recommended): Minor work required to prevent a deterioration of the service provided by the asset. | 20 | 2005-05-06 | 18.9706 | 65.0294 | x | 2 | 3. Moderate | 12367 | Predictive Maintenance | 91.25
1021321 | Lighting Fittings including Luminaires General | B (Average): Asset is sound, operationally safe and exhibits only minor deterioration. | Category 3 (Recommended): Minor work required to prevent a deterioration of the service provided by the asset. | 20 | 2021-04-12 | 3.0363 | 80.9637 | x | 2 | 3. Moderate | 12367 | Predictive Maintenance | 91.25
1021322 | Lighting Fittings including Luminaires General | B (Average): Asset is sound, operationally safe and exhibits only minor deterioration. | Category 3 (Recommended): Minor work required to prevent a deterioration of the service provided by the asset. | 20 | 2013-01-26 | 11.2444 | 72.7556 | x | 2 | 3. Moderate | 12367 | Predictive Maintenance | 91.25
1021323 | Lighting Fittings including Luminaires General | B (Average): Asset is sound, operationally safe and exhibits only minor deterioration. | Category 3 (Recommended): Minor work required to prevent a deterioration of the service provided by the asset. | 20 | 2005-11-25 | 18.4148 | 65.5852 | x | 2 | 3. Moderate | 12367 | Predictive Maintenance | 91.25
1021324 | Lighting Fittings including Luminaires General | B (Average): Asset is sound, operationally safe and exhibits only minor deterioration. | Category 3 (Recommended): Minor work required to prevent a deterioration of the service provided by the asset. | 20 | 2005-11-06 | 18.4668 | 65.5332 | x | 2 | 3. Moderate | 12367 | Predictive Maintenance | 91.25
1021325 | Lighting Fittings including Luminaires General | B (Average): Asset is sound, operationally safe and exhibits only minor deterioration. | Category 3 (Recommended): Minor work required to prevent a deterioration of the service provided by the asset. | 20 | 2017-03-24 | 7.0883 | 76.9117 | x | 2 | 3. Moderate | 12367 | Predictive Maintenance | 91.25
1021326 | Lighting Fittings including Luminaires General | B (Average): Asset is sound, operationally safe and exhibits only minor deterioration. | Category 3 (Recommended): Minor work required to prevent a deterioration of the service provided by the asset. | 20 | 2008-07-02 | 15.8138 | 68.1862 | x | 2 | 3. Moderate | 12367 | Predictive Maintenance | 91.25
1021327 | Lighting Fittings including Luminaires General | B (Average): Asset is sound, operationally safe and exhibits only minor deterioration. | Category 3 (Recommended): Minor work required to prevent a deterioration of the service provided by the asset. | 20 | 2023-11-01 | 0.48186 | 83.5181 | x | 2 | 3. Moderate | 12367 | Predictive Maintenance | 91.25
1021328 | Lighting Fittings including Luminaires General | B (Average): Asset is sound, operationally safe and exhibits only minor deterioration. | Category 3 (Recommended): Minor work required to prevent a deterioration of the service provided by the asset. | 20 | 2011-12-04 | 12.3915 | 71.6085 | x | 2 | 3. Moderate | 12367 | Predictive Maintenance | 91.25
1021329 | Lighting Fittings including Luminaires General | B (Average): Asset is sound, operationally safe and exhibits only minor deterioration. | Category 3 (Recommended): Minor work required to prevent a deterioration of the service provided by the asset. | 20 | 2004-04-19 | 20.0164 | 63.9836 | x | 2 | 3. Moderate | 12367 | Predictive Maintenance | 91.25
1021330 | Lighting Fittings including Luminaires General | B (Average): Asset is sound, operationally safe and exhibits only minor deterioration. | Category 3 (Recommended): Minor work required to prevent a deterioration of the service provided by the asset. | 20 | 2016-11-17 | 7.436 | 76.564 | x | 2 | 3. Moderate | 12367 | Predictive Maintenance | 91.25
1021331 | Lighting Fittings including Luminaires General | B (Average): Asset is sound, operationally safe and exhibits only minor deterioration. | Category 3 (Recommended): Minor work required to prevent a deterioration of the service provided by the asset. | 20 | 2005-10-31 | 18.4832 | 65.5168 | x | 2 | 3. Moderate | 12367 | Predictive Maintenance | 91.25
1021332 | Lighting Fittings including Luminaires General | B (Average): Asset is sound, operationally safe and exhibits only minor deterioration. | Category 3 (Recommended): Minor work required to prevent a deterioration of the service provided by the asset. | 20 | 2004-09-14 | 19.6112 | 64.3888 | x | 2 | 3. Moderate | 12367 | Predictive Maintenance | 91.25
1021348 | Internal Walls and Ceilings | B (Average): Asset is sound, operationally safe and exhibits only minor deterioration. | Category 3 (Recommended): Minor work required to prevent a deterioration of the service provided by the asset. | 25 | 2020-07-14 | 3.781 | 80.9752 | x | 2 | 3. Moderate | 12367 | Predictive Maintenance | 91.25
1021349 | Internal Walls and Ceilings | B (Average): Asset is sound, operationally safe and exhibits only minor deterioration. | Category 3 (Recommended): Minor work required to prevent a deterioration of the service provided by the asset. | 25 | 2009-07-20 | 14.7652 | 72.1878 | x | 2 | 3. Moderate | 12367 | Predictive Maintenance | 91.25
1021350 | Internal Walls and Ceilings | B (Average): Asset is sound, operationally safe and exhibits only minor deterioration. | Category 3 (Recommended): Minor work required to prevent a deterioration of the service provided by the asset. | 25 | 2015-07-14 | 8.783 | 76.9736 | x | 2 | 3. Moderate | 12367 | Predictive Maintenance | 91.25
1021355 | Portable Appliance Testing (PAT) - User Checks, Recorded Formal Visual Inspections and Combined Insp | B (Average): Asset is sound, operationally safe and exhibits only minor deterioration. | Category 3 (Recommended): Minor work required to prevent a deterioration of the service provided by the asset. | 20 | 2007-03-02 | 17.1499 | 66.8501 | x | 2 | 2. Minor | 12367 | Predictive Maintenance | 182.5
1021357 | Rainwater Downpipes and Gutters | B (Average): Asset is sound, operationally safe and exhibits only minor deterioration. | Category 3 (Recommended): Minor work required to prevent a deterioration of the service provided by the asset. | 50 | 2007-02-10 | 17.2047 | 77.1181 | x | 2 | 2. Minor | 12367 | Predictive Maintenance | 182.5
1021360 | Service Drainage | B (Average): Asset is sound, operationally safe and exhibits only minor deterioration. | Category 3 (Recommended): Minor work required to prevent a deterioration of the service provided by the asset. | 25 | 2011-12-12 | 12.3696 | 74.1043 | x | 2 | 4. Significant | 12367 | Predictive Maintenance | 91.25
1021361 | Service Drainage | B (Average): Asset is sound, operationally safe and exhibits only minor deterioration. | Category 3 (Recommended): Minor work required to prevent a deterioration of the service provided by the asset. | 25 | 2004-06-05 | 19.8877 | 68.0898 | x | 2 | 4. Significant | 12367 | Predictive Maintenance | 91.25
1021362 | Service Drainage | B (Average): Asset is sound, operationally safe and exhibits only minor deterioration. | Category 3 (Recommended): Minor work required to prevent a deterioration of the service provided by the asset. | 25 | 2011-07-08 | 12.7995 | 73.7604 | x | 2 | 4. Significant | 12367 | Predictive Maintenance | 91.25
1021363 | Service Drainage | B (Average): Asset is sound, operationally safe and exhibits only minor deterioration. | Category 3 (Recommended): Minor work required to prevent a deterioration of the service provided by the asset. | 25 | 2004-08-05 | 19.7207 | 68.2234 | x | 2 | 4. Significant | 12367 | Predictive Maintenance | 91.25
1021364 | Service Drainage | B (Average): Asset is sound, operationally safe and exhibits only minor deterioration. | Category 3 (Recommended): Minor work required to prevent a deterioration of the service provided by the asset. | 25 | 2005-12-20 | 18.3463 | 69.3229 | x | 2 | 4. Significant | 12367 | Predictive Maintenance | 91.25
1021365 | Service Drainage | B (Average): Asset is sound, operationally safe and exhibits only minor deterioration. | Category 3 (Recommended): Minor work required to prevent a deterioration of the service provided by the asset. | 25 | 2022-05-25 | 1.9192 | 82.4646 | x | 2 | 4. Significant | 12367 | Predictive Maintenance | 91.25
1021366 | Service Drainage | B (Average): Asset is sound, operationally safe and exhibits only minor deterioration. | Category 3 (Recommended): Minor work required to prevent a deterioration of the service provided by the asset. | 25 | 2000-02-02 | 24.2272 | 64.6182 | x | 2 | 4. Significant | 12367 | Predictive Maintenance | 91.25
1021370 | Television and Signal Receiving Equipment | B (Average): Asset is sound, operationally safe and exhibits only minor deterioration. | Category 3 (Recommended): Minor work required to prevent a deterioration of the service provided by the asset. | 15 | 2015-07-20 | 8.7666 | 72.3112 | x | 2 | 3. Moderate | 12367 | Predictive Maintenance | 91.25
1021371 | Ductwork System - General | B (Average): Asset is sound, operationally safe and exhibits only minor deterioration. | Category 3 (Recommended): Minor work required to prevent a deterioration of the service provided by the asset. | 30 | 2014-08-05 | 9.7221 | 77.5186 | x | 2 | 3. Moderate | 12367 | Predictive Maintenance | 91.25
1021387 | Manually operated Vertical & Horizontal blinds | B (Average): Asset is sound, operationally safe and exhibits only minor deterioration. | Category 3 (Recommended): Minor work required to prevent a deterioration of the service provided by the asset. | 20 | 2011-12-03 | 12.3943 | 71.6057 | x | 2 | 1. Negligible | 12367 | Predictive Maintenance | 182.5
1021388 | Windows Internal and External | B (Average): Asset is sound, operationally safe and exhibits only minor deterioration. | Category 3 (Recommended): Minor work required to prevent a deterioration of the service provided by the asset. | 36 | 2005-06-03 | 18.8939 | 73.5034 | x | 2 | 3. Moderate | 12367 | Predictive Maintenance | 91.25
1021389 | Windows Internal and External | B (Average): Asset is sound, operationally safe and exhibits only minor deterioration. | Category 3 (Recommended): Minor work required to prevent a deterioration of the service provided by the asset. | 38 | 2004-01-24 | 20.2519 | 73.3411 | x | 2 | 3. Moderate | 12367 | Predictive Maintenance | 91.25
1021390 | Windows Internal and External | B (Average): Asset is sound, operationally safe and exhibits only minor deterioration. | Category 3 (Recommended): Minor work required to prevent a deterioration of the service provided by the asset. | 39 | 2001-10-07 | 22.5489 | 72.4364 | x | 2 | 3. Moderate | 12367 | Predictive Maintenance | 91.25
1021391 | Flues (All Combustible Fuels) | B (Average): Asset is sound, operationally safe and exhibits only minor deterioration. | Category 3 (Recommended): Minor work required to prevent a deterioration of the service provided by the asset. | 30 | 2023-03-21 | 1.0979 | 79.2681 | x | 4 | 4. Significant | 12368 | Predictive Maintenance | 91.25
1021395 | Towel Rails, Mirrors, Toilet Roll Holders, Shelves, Pictures etc. | B (Average): Asset is sound, operationally safe and exhibits only minor deterioration. | Category 3 (Recommended): Minor work required to prevent a deterioration of the service provided by the asset. | 30 | 2009-12-15 | 14.36 | 70.4266 | x | 4 | 2. Minor | 12368 | Predictive Maintenance | 182.5
1021397 | Software Functions | B (Average): Asset is sound, operationally safe and exhibits only minor deterioration. | Category 3 (Recommended): Minor work required to prevent a deterioration of the service provided by the asset. | 5 | 2020-04-25 | 4 | 64 | x | 4 | 4. Significant | 12368 | Predictive Maintenance | 91.25
1021398 | Building Inspections | B (Average): Asset is sound, operationally safe and exhibits only minor deterioration. | Category 3 (Recommended): Minor work required to prevent a deterioration of the service provided by the asset. | 20 | 2016-04-10 | 8.0411 | 71.9589 | x | 4 | 2. Minor | 12368 | Predictive Maintenance | 182.5
1021406 | External Lighting including Illuminated Signs | B (Average): Asset is sound, operationally safe and exhibits only minor deterioration. | Category 3 (Recommended): Minor work required to prevent a deterioration of the service provided by the asset. | 15 | 2013-04-11 | 11.039 | 65.2813 | x | 4 | 4. Significant | 12368 | Predictive Maintenance | 91.25
1021407 | External Lighting including Illuminated Signs | B (Average): Asset is sound, operationally safe and exhibits only minor deterioration. | Category 3 (Recommended): Minor work required to prevent a deterioration of the service provided by the asset. | 15 | 2019-11-16 | 4.4408 | 74.0789 | x | 4 | 4. Significant | 12368 | Predictive Maintenance | 91.25
1021408 | External Lighting including Illuminated Signs | B (Average): Asset is sound, operationally safe and exhibits only minor deterioration. | Category 3 (Recommended): Minor work required to prevent a deterioration of the service provided by the asset. | 15 | 2022-01-28 | 2.2396 | 77.0139 | x | 4 | 4. Significant | 12368 | Predictive Maintenance | 91.25
1021409 | External Lighting including Illuminated Signs | B (Average): Asset is sound, operationally safe and exhibits only minor deterioration. | Category 3 (Recommended): Minor work required to prevent a deterioration of the service provided by the asset. | 15 | 2015-12-16 | 8.3587 | 68.8551 | x | 4 | 4. Significant | 12368 | Predictive Maintenance | 91.25
1021435 | Fittings, Furnishings and Equipment | B (Average): Asset is sound, operationally safe and exhibits only minor deterioration. | Category 3 (Recommended): Minor work required to prevent a deterioration of the service provided by the asset. | 5 | 2023-01-11 | 1.2868 | 74.8528 | x | 4 | 2. Minor | 12368 | Predictive Maintenance | 182.5
1021436 | Fittings, Furnishings and Equipment | B (Average): Asset is sound, operationally safe and exhibits only minor deterioration. | Category 3 (Recommended): Minor work required to prevent a deterioration of the service provided by the asset. | 5 | 2023-11-30 | 0.40246 | 78.3901 | x | 4 | 2. Minor | 12368 | Predictive Maintenance | 182.5
1021437 | Fittings, Furnishings and Equipment | B (Average): Asset is sound, operationally safe and exhibits only minor deterioration. | Category 3 (Recommended): Minor work required to prevent a deterioration of the service provided by the asset. | 5 | 2020-12-19 | 3.3484 | 66.6064 | x | 4 | 2. Minor | 12368 | Predictive Maintenance | 182.5
1021438 | Fittings, Furnishings and Equipment | B (Average): Asset is sound, operationally safe and exhibits only minor deterioration. | Category 3 (Recommended): Minor work required to prevent a deterioration of the service provided by the asset. | 5 | 2020-05-22 | 3.9261 | 64.2957 | x | 4 | 2. Minor | 12368 | Predictive Maintenance | 182.5
1021439 | Fittings, Furnishings and Equipment | B (Average): Asset is sound, operationally safe and exhibits only minor deterioration. | Category 3 (Recommended): Minor work required to prevent a deterioration of the service provided by the asset. | 5 | 2020-02-18 | 4.1834 | 63.2663 | x | 4 | 2. Minor | 12368 | Predictive Maintenance | 182.5
1021440 | Fittings, Furnishings and Equipment | B (Average): Asset is sound, operationally safe and exhibits only minor deterioration. | Category 3 (Recommended): Minor work required to prevent a deterioration of the service provided by the asset. | 5 | 2023-08-06 | 0.72005 | 77.1198 | x | 4 | 2. Minor | 12368 | Predictive Maintenance | 182.5
1021441 | Floors and Floor Finishes | B (Average): Asset is sound, operationally safe and exhibits only minor deterioration. | Category 3 (Recommended): Minor work required to prevent a deterioration of the service provided by the asset. | 30 | 2011-07-05 | 12.8077 | 71.4616 | x | 4 | 1. Negligible | 12368 | Predictive Maintenance | 182.5
1021442 | Floors and Floor Finishes | B (Average): Asset is sound, operationally safe and exhibits only minor deterioration. | Category 3 (Recommended): Minor work required to prevent a deterioration of the service provided by the asset. | 30 | 2010-08-18 | 13.6865 | 70.8757 | x | 4 | 1. Negligible | 12368 | Predictive Maintenance | 182.5
1021443 | Floors and Floor Finishes | B (Average): Asset is sound, operationally safe and exhibits only minor deterioration. | Category 3 (Recommended): Minor work required to prevent a deterioration of the service provided by the asset. | 30 | 2004-11-11 | 19.4524 | 67.0317 | x | 4 | 1. Negligible | 12368 | Predictive Maintenance | 182.5
1021444 | Floors and Floor Finishes | B (Average): Asset is sound, operationally safe and exhibits only minor deterioration. | Category 3 (Recommended): Minor work required to prevent a deterioration of the service provided by the asset. | 30 | 2005-07-03 | 18.8118 | 67.4588 | x | 4 | 1. Negligible | 12368 | Predictive Maintenance | 182.5
1021446 | Lighting Fittings including Luminaires General | B (Average): Asset is sound, operationally safe and exhibits only minor deterioration. | Category 3 (Recommended): Minor work required to prevent a deterioration of the service provided by the asset. | 20 | 2010-08-13 | 13.7002 | 66.2998 | x | 4 | 3. Moderate | 12368 | Predictive Maintenance | 91.25
1021447 | Lighting Fittings including Luminaires General | B (Average): Asset is sound, operationally safe and exhibits only minor deterioration. | Category 3 (Recommended): Minor work required to prevent a deterioration of the service provided by the asset. | 20 | 2022-04-14 | 2.0315 | 77.9685 | x | 4 | 3. Moderate | 12368 | Predictive Maintenance | 91.25
1021448 | Lighting Fittings including Luminaires General | B (Average): Asset is sound, operationally safe and exhibits only minor deterioration. | Category 3 (Recommended): Minor work required to prevent a deterioration of the service provided by the asset. | 20 | 2022-06-07 | 1.8836 | 78.1164 | x | 4 | 3. Moderate | 12368 | Predictive Maintenance | 91.25
1021449 | Lighting Fittings including Luminaires General | B (Average): Asset is sound, operationally safe and exhibits only minor deterioration. | Category 3 (Recommended): Minor work required to prevent a deterioration of the service provided by the asset. | 20 | 2012-05-21 | 11.9288 | 68.0712 | x | 4 | 3. Moderate | 12368 | Predictive Maintenance | 91.25
1021450 | Lighting Fittings including Luminaires General | B (Average): Asset is sound, operationally safe and exhibits only minor deterioration. | Category 3 (Recommended): Minor work required to prevent a deterioration of the service provided by the asset. | 20 | 2016-01-23 | 8.2546 | 71.7454 | x | 4 | 3. Moderate | 12368 | Predictive Maintenance | 91.25
1021451 | Lighting Fittings including Luminaires General | B (Average): Asset is sound, operationally safe and exhibits only minor deterioration. | Category 3 (Recommended): Minor work required to prevent a deterioration of the service provided by the asset. | 20 | 2006-09-08 | 17.629 | 62.371 | x | 4 | 3. Moderate | 12368 | Predictive Maintenance | 91.25
1021452 | Lighting Fittings including Luminaires General | B (Average): Asset is sound, operationally safe and exhibits only minor deterioration. | Category 3 (Recommended): Minor work required to prevent a deterioration of the service provided by the asset. | 20 | 2016-12-04 | 7.3895 | 72.6105 | x | 4 | 3. Moderate | 12368 | Predictive Maintenance | 91.25
1021453 | Lighting Fittings including Luminaires General | B (Average): Asset is sound, operationally safe and exhibits only minor deterioration. | Category 3 (Recommended): Minor work required to prevent a deterioration of the service provided by the asset. | 20 | 2022-12-11 | 1.3717 | 78.6283 | x | 4 | 3. Moderate | 12368 | Predictive Maintenance | 91.25
1021454 | Lighting Fittings including Luminaires General | B (Average): Asset is sound, operationally safe and exhibits only minor deterioration. | Category 3 (Recommended): Minor work required to prevent a deterioration of the service provided by the asset. | 20 | 2023-08-05 | 0.72279 | 79.2772 | x | 4 | 3. Moderate | 12368 | Predictive Maintenance | 91.25
1021455 | Lighting Fittings including Luminaires General | B (Average): Asset is sound, operationally safe and exhibits only minor deterioration. | Category 3 (Recommended): Minor work required to prevent a deterioration of the service provided by the asset. | 20 | 2022-11-07 | 1.4648 | 78.5352 | x | 4 | 3. Moderate | 12368 | Predictive Maintenance | 91.25
1021456 | Lighting Fittings including Luminaires General | B (Average): Asset is sound, operationally safe and exhibits only minor deterioration. | Category 3 (Recommended): Minor work required to prevent a deterioration of the service provided by the asset. | 20 | 2005-09-16 | 18.6064 | 61.3936 | x | 4 | 3. Moderate | 12368 | Predictive Maintenance | 91.25
1021457 | Lighting Fittings including Luminaires General | B (Average): Asset is sound, operationally safe and exhibits only minor deterioration. | Category 3 (Recommended): Minor work required to prevent a deterioration of the service provided by the asset. | 20 | 2014-09-01 | 9.6482 | 70.3518 | x | 4 | 3. Moderate | 12368 | Predictive Maintenance | 91.25
1021459 | Pipework Systems - General | C (Poor): Asset is operational but major repair or replacement will be needed. | Category 3 (Recommended): Minor work required to prevent a deterioration of the service provided by the asset. | 35 | 2010-10-29 | 13.4894 | 58.2918 | x | 4 | 4. Significant | 12368 | Predictive Maintenance | 91.25
1021460 | Pipework Systems - General | A (Good): Asset is as new and can be expected to perform adequately to its full normal life if maintained appropriately. | Category 3 (Recommended): Minor work required to prevent a deterioration of the service provided by the asset. | 35 | 2007-01-09 | 17.2923 | 77.1187 | x | 4 | 4. Significant | 12368 | Predictive Maintenance | 91.25
1021461 | Internal Walls and Ceilings | B (Average): Asset is sound, operationally safe and exhibits only minor deterioration. | Category 3 (Recommended): Minor work required to prevent a deterioration of the service provided by the asset. | 25 | 2019-11-10 | 4.4572 | 76.4342 | x | 4 | 3. Moderate | 12368 | Predictive Maintenance | 91.25
1021462 | Internal Walls and Ceilings | B (Average): Asset is sound, operationally safe and exhibits only minor deterioration. | Category 3 (Recommended): Minor work required to prevent a deterioration of the service provided by the asset. | 25 | 2022-07-08 | 1.7988 | 78.561 | x | 4 | 3. Moderate | 12368 | Predictive Maintenance | 91.25
1021465 | Portable Appliance Testing (PAT) - User Checks, Recorded Formal Visual Inspections and Combined Insp | B (Average): Asset is sound, operationally safe and exhibits only minor deterioration. | Category 3 (Recommended): Minor work required to prevent a deterioration of the service provided by the asset. | 20 | 2015-02-22 | 9.1718 | 70.8282 | x | 4 | 2. Minor | 12368 | Predictive Maintenance | 182.5
1021467 | Rainwater Downpipes and Gutters | B (Average): Asset is sound, operationally safe and exhibits only minor deterioration. | Category 3 (Recommended): Minor work required to prevent a deterioration of the service provided by the asset. | 50 | 2016-03-30 | 8.0712 | 76.7715 | x | 4 | 2. Minor | 12368 | Predictive Maintenance | 182.5
1021470 | Service Drainage | B (Average): Asset is sound, operationally safe and exhibits only minor deterioration. | Category 3 (Recommended): Minor work required to prevent a deterioration of the service provided by the asset. | 25 | 2015-02-23 | 9.1691 | 72.6648 | x | 4 | 4. Significant | 12368 | Predictive Maintenance | 91.25
1021471 | Service Drainage | B (Average): Asset is sound, operationally safe and exhibits only minor deterioration. | Category 3 (Recommended): Minor work required to prevent a deterioration of the service provided by the asset. | 25 | 2012-07-30 | 11.7372 | 70.6103 | x | 4 | 4. Significant | 12368 | Predictive Maintenance | 91.25
1021472 | Service Drainage | B (Average): Asset is sound, operationally safe and exhibits only minor deterioration. | Category 3 (Recommended): Minor work required to prevent a deterioration of the service provided by the asset. | 25 | 2006-03-24 | 18.089 | 65.5288 | x | 4 | 4. Significant | 12368 | Predictive Maintenance | 91.25
1021473 | Service Drainage | B (Average): Asset is sound, operationally safe and exhibits only minor deterioration. | Category 3 (Recommended): Minor work required to prevent a deterioration of the service provided by the asset. | 25 | 2000-01-04 | 24.3066 | 60.5547 | x | 4 | 4. Significant | 12368 | Predictive Maintenance | 91.25
1021474 | Service Drainage | B (Average): Asset is sound, operationally safe and exhibits only minor deterioration. | Category 3 (Recommended): Minor work required to prevent a deterioration of the service provided by the asset. | 25 | 2023-11-14 | 0.44627 | 79.643 | x | 4 | 4. Significant | 12368 | Predictive Maintenance | 91.25
1021475 | Service Drainage | B (Average): Asset is sound, operationally safe and exhibits only minor deterioration. | Category 3 (Recommended): Minor work required to prevent a deterioration of the service provided by the asset. | 25 | 2020-12-09 | 3.3758 | 77.2994 | x | 4 | 4. Significant | 12368 | Predictive Maintenance | 91.25
1021476 | Service Drainage | B (Average): Asset is sound, operationally safe and exhibits only minor deterioration. | Category 3 (Recommended): Minor work required to prevent a deterioration of the service provided by the asset. | 25 | 2021-07-20 | 2.7652 | 77.7878 | x | 4 | 4. Significant | 12368 | Predictive Maintenance | 91.25
1021477 | Service Drainage | B (Average): Asset is sound, operationally safe and exhibits only minor deterioration. | Category 3 (Recommended): Minor work required to prevent a deterioration of the service provided by the asset. | 25 | 2001-06-17 | 22.8556 | 61.7155 | x | 4 | 4. Significant | 12368 | Predictive Maintenance | 91.25
1021478 | Service Drainage | B (Average): Asset is sound, operationally safe and exhibits only minor deterioration. | Category 3 (Recommended): Minor work required to prevent a deterioration of the service provided by the asset. | 25 | 2018-04-13 | 6.0342 | 75.1726 | x | 4 | 4. Significant | 12368 | Predictive Maintenance | 91.25
1021479 | Service Drainage | B (Average): Asset is sound, operationally safe and exhibits only minor deterioration. | Category 3 (Recommended): Minor work required to prevent a deterioration of the service provided by the asset. | 25 | 2015-05-14 | 8.95 | 72.84 | x | 4 | 4. Significant | 12368 | Predictive Maintenance | 91.25
1021483 | Television and Signal Receiving Equipment | B (Average): Asset is sound, operationally safe and exhibits only minor deterioration. | Category 3 (Recommended): Minor work required to prevent a deterioration of the service provided by the asset. | 15 | 2016-09-27 | 7.5756 | 69.8992 | x | 4 | 3. Moderate | 12368 | Predictive Maintenance | 91.25
1021484 | Ductwork System - General | B (Average): Asset is sound, operationally safe and exhibits only minor deterioration. | Category 3 (Recommended): Minor work required to prevent a deterioration of the service provided by the asset. | 30 | 2004-11-21 | 19.4251 | 67.05 | x | 4 | 3. Moderate | 12368 | Predictive Maintenance | 91.25
1021493 | Manually operated Vertical & Horizontal blinds | B (Average): Asset is sound, operationally safe and exhibits only minor deterioration. | Category 3 (Recommended): Minor work required to prevent a deterioration of the service provided by the asset. | 20 | 2010-04-05 | 14.0561 | 65.9439 | x | 4 | 1. Negligible | 12368 | Predictive Maintenance | 182.5
1021494 | Manually operated Vertical & Horizontal blinds | B (Average): Asset is sound, operationally safe and exhibits only minor deterioration. | Category 3 (Recommended): Minor work required to prevent a deterioration of the service provided by the asset. | 20 | 2019-10-21 | 4.512 | 75.488 | x | 4 | 1. Negligible | 12368 | Predictive Maintenance | 182.5
1021495 | Manually operated Vertical & Horizontal blinds | B (Average): Asset is sound, operationally safe and exhibits only minor deterioration. | Category 3 (Recommended): Minor work required to prevent a deterioration of the service provided by the asset. | 20 | 2017-06-18 | 6.8528 | 73.1472 | x | 4 | 1. Negligible | 12368 | Predictive Maintenance | 182.5
1021496 | Windows Internal and External | B (Average): Asset is sound, operationally safe and exhibits only minor deterioration. | Category 3 (Recommended): Minor work required to prevent a deterioration of the service provided by the asset. | 38 | 2013-06-04 | 10.8912 | 74.2678 | x | 4 | 3. Moderate | 12368 | Predictive Maintenance | 91.25
1021497 | Windows Internal and External | B (Average): Asset is sound, operationally safe and exhibits only minor deterioration. | Category 3 (Recommended): Minor work required to prevent a deterioration of the service provided by the asset. | 40 | 2006-08-10 | 17.7084 | 71.1458 | x | 4 | 3. Moderate | 12368 | Predictive Maintenance | 91.25
1021498 | Locks, handles, hinges Etc. | B (Average): Asset is sound, operationally safe and exhibits only minor deterioration. | Category 3 (Recommended): Minor work required to prevent a deterioration of the service provided by the asset. | 40 | 2004-05-11 | 19.9562 | 68.0219 | x | 5 | 3. Moderate | 12369 | Predictive Maintenance | 91.25
1021499 | Flues (All Combustible Fuels) | B (Average): Asset is sound, operationally safe and exhibits only minor deterioration. | Category 3 (Recommended): Minor work required to prevent a deterioration of the service provided by the asset. | 50 | 2007-03-06 | 17.1389 | 71.1444 | x | 5 | 4. Significant | 12369 | Predictive Maintenance | 91.25
1021502 | Software Functions | B (Average): Asset is sound, operationally safe and exhibits only minor deterioration. | Category 3 (Recommended): Minor work required to prevent a deterioration of the service provided by the asset. | 5 | 2021-01-23 | 3.2526 | 64.9897 | x | 5 | 4. Significant | 12369 | Predictive Maintenance | 91.25
1021503 | Building Inspections | B (Average): Asset is sound, operationally safe and exhibits only minor deterioration. | Category 3 (Recommended): Minor work required to prevent a deterioration of the service provided by the asset. | 20 | 2004-03-20 | 20.0986 | 57.9014 | x | 5 | 2. Minor | 12369 | Predictive Maintenance | 182.5
1021504 | Catering Equipment | B (Average): Asset is sound, operationally safe and exhibits only minor deterioration. | Category 3 (Recommended): Minor work required to prevent a deterioration of the service provided by the asset. | 15 | 2022-09-21 | 1.5934 | 75.8754 | x | 5 | 2. Minor | 12369 | Predictive Maintenance | 182.5
1021528 | External Lighting including Illuminated Signs | B (Average): Asset is sound, operationally safe and exhibits only minor deterioration. | Category 3 (Recommended): Minor work required to prevent a deterioration of the service provided by the asset. | 15 | 2019-07-31 | 4.7365 | 71.6847 | x | 5 | 4. Significant | 12369 | Predictive Maintenance | 91.25
1021529 | External Lighting including Illuminated Signs | B (Average): Asset is sound, operationally safe and exhibits only minor deterioration. | Category 3 (Recommended): Minor work required to prevent a deterioration of the service provided by the asset. | 15 | 2021-08-08 | 2.7132 | 74.3824 | x | 5 | 4. Significant | 12369 | Predictive Maintenance | 91.25
1021530 | External Lighting including Illuminated Signs | B (Average): Asset is sound, operationally safe and exhibits only minor deterioration. | Category 3 (Recommended): Minor work required to prevent a deterioration of the service provided by the asset. | 15 | 2017-11-16 | 6.4394 | 69.4141 | x | 5 | 4. Significant | 12369 | Predictive Maintenance | 91.25
1021531 | External Lighting including Illuminated Signs | B (Average): Asset is sound, operationally safe and exhibits only minor deterioration. | Category 3 (Recommended): Minor work required to prevent a deterioration of the service provided by the asset. | 15 | 2019-09-11 | 4.6215 | 71.838 | x | 5 | 4. Significant | 12369 | Predictive Maintenance | 91.25
1021532 | External Lighting including Illuminated Signs | B (Average): Asset is sound, operationally safe and exhibits only minor deterioration. | Category 3 (Recommended): Minor work required to prevent a deterioration of the service provided by the asset. | 15 | 2015-01-20 | 9.2621 | 65.6505 | x | 5 | 4. Significant | 12369 | Predictive Maintenance | 91.25
1021535 | Fittings, Furnishings and Equipment | B (Average): Asset is sound, operationally safe and exhibits only minor deterioration. | Category 3 (Recommended): Minor work required to prevent a deterioration of the service provided by the asset. | 5 | 2020-09-23 | 3.5866 | 63.6537 | x | 5 | 2. Minor | 12369 | Predictive Maintenance | 182.5
1021536 | Floors and Floor Finishes | B (Average): Asset is sound, operationally safe and exhibits only minor deterioration. | Category 3 (Recommended): Minor work required to prevent a deterioration of the service provided by the asset. | 30 | 2011-06-29 | 12.8241 | 69.4506 | x | 5 | 1. Negligible | 12369 | Predictive Maintenance | 182.5
1021538 | Lighting Fittings including Luminaires General | B (Average): Asset is sound, operationally safe and exhibits only minor deterioration. | Category 3 (Recommended): Minor work required to prevent a deterioration of the service provided by the asset. | 20 | 2012-05-21 | 11.9288 | 66.0712 | x | 5 | 3. Moderate | 12369 | Predictive Maintenance | 91.25
1021539 | Lighting Fittings including Luminaires General | B (Average): Asset is sound, operationally safe and exhibits only minor deterioration. | Category 3 (Recommended): Minor work required to prevent a deterioration of the service provided by the asset. | 20 | 2005-06-22 | 18.8419 | 59.1581 | x | 5 | 3. Moderate | 12369 | Predictive Maintenance | 91.25
1021541 | Pipework Systems - General | D (Very Poor): Asset runs a serious risk of imminent breakdown or poses a health and safety risk. | Category 3 (Recommended): Minor work required to prevent a deterioration of the service provided by the asset. | 20 | 2012-06-10 | 11.8741 | 45.1259 | x | 5 | 4. Significant | 12369 | Predictive Maintenance | 91.25
1021542 | Pipework Systems - General | A (Good): Asset is as new and can be expected to perform adequately to its full normal life if maintained appropriately. | Category 3 (Recommended): Minor work required to prevent a deterioration of the service provided by the asset. | 20 | 2014-01-22 | 10.256 | 74.744 | x | 5 | 4. Significant | 12369 | Predictive Maintenance | 91.25
1021543 | Internal Walls and Ceilings | B (Average): Asset is sound, operationally safe and exhibits only minor deterioration. | Category 3 (Recommended): Minor work required to prevent a deterioration of the service provided by the asset. | 25 | 2012-04-04 | 12.0575 | 68.354 | x | 5 | 3. Moderate | 12369 | Predictive Maintenance | 91.25
1021546 | Portable Appliance Testing (PAT) - User Checks, Recorded Formal Visual Inspections and Combined Insp | B (Average): Asset is sound, operationally safe and exhibits only minor deterioration. | Category 3 (Recommended): Minor work required to prevent a deterioration of the service provided by the asset. | 20 | 2013-01-27 | 11.2416 | 66.7584 | x | 5 | 2. Minor | 12369 | Predictive Maintenance | 182.5
1021548 | Rainwater Downpipes and Gutters | B (Average): Asset is sound, operationally safe and exhibits only minor deterioration. | Category 3 (Recommended): Minor work required to prevent a deterioration of the service provided by the asset. | 50 | 2003-02-20 | 21.1773 | 69.5291 | x | 5 | 2. Minor | 12369 | Predictive Maintenance | 182.5
1021551 | Service Drainage | B (Average): Asset is sound, operationally safe and exhibits only minor deterioration. | Category 3 (Recommended): Minor work required to prevent a deterioration of the service provided by the asset. | 25 | 2020-04-10 | 4.0411 | 74.7671 | x | 5 | 4. Significant | 12369 | Predictive Maintenance | 91.25
1021552 | Service Drainage | B (Average): Asset is sound, operationally safe and exhibits only minor deterioration. | Category 3 (Recommended): Minor work required to prevent a deterioration of the service provided by the asset. | 25 | 2021-01-28 | 3.2389 | 75.4089 | x | 5 | 4. Significant | 12369 | Predictive Maintenance | 91.25
1021555 | Television and Signal Receiving Equipment | B (Average): Asset is sound, operationally safe and exhibits only minor deterioration. | Category 3 (Recommended): Minor work required to prevent a deterioration of the service provided by the asset. | 15 | 2017-01-21 | 7.258 | 68.3226 | x | 5 | 3. Moderate | 12369 | Predictive Maintenance | 91.25
1021556 | Ductwork System - General | B (Average): Asset is sound, operationally safe and exhibits only minor deterioration. | Category 3 (Recommended): Minor work required to prevent a deterioration of the service provided by the asset. | 30 | 2002-05-16 | 21.9439 | 63.3708 | x | 5 | 3. Moderate | 12369 | Predictive Maintenance | 91.25
1021559 | Manually operated Vertical & Horizontal blinds | B (Average): Asset is sound, operationally safe and exhibits only minor deterioration. | Category 3 (Recommended): Minor work required to prevent a deterioration of the service provided by the asset. | 20 | 2009-12-17 | 14.3546 | 63.6454 | x | 5 | 1. Negligible | 12369 | Predictive Maintenance | 182.5
1021560 | Windows Internal and External | B (Average): Asset is sound, operationally safe and exhibits only minor deterioration. | Category 3 (Recommended): Minor work required to prevent a deterioration of the service provided by the asset. | 39 | 2005-10-12 | 18.5352 | 68.4947 | x | 5 | 3. Moderate | 12369 | Predictive Maintenance | 91.25
1021561 | Windows Internal and External | B (Average): Asset is sound, operationally safe and exhibits only minor deterioration. | Category 3 (Recommended): Minor work required to prevent a deterioration of the service provided by the asset. | 36 | 2011-06-11 | 12.8734 | 70.8481 | x | 5 | 3. Moderate | 12369 | Predictive Maintenance | 91.25
1021562 | Windows Internal and External | B (Average): Asset is sound, operationally safe and exhibits only minor deterioration. | Category 3 (Recommended): Minor work required to prevent a deterioration of the service provided by the asset. | 39 | 2014-04-04 | 10.0589 | 72.8416 | x | 5 | 3. Moderate | 12369 | Predictive Maintenance | 91.25
1021564 | Locks, handles, hinges Etc. | B (Average): Asset is sound, operationally safe and exhibits only minor deterioration. | Category 3 (Recommended): Minor work required to prevent a deterioration of the service provided by the asset. | 40 | 2015-04-04 | 9.0595 | 75.4702 | x | 4 | 3. Moderate | 12370 | Predictive Maintenance | 91.25
1021565 | Towel Rails, Mirrors, Toilet Roll Holders, Shelves, Pictures etc. | B (Average): Asset is sound, operationally safe and exhibits only minor deterioration. | Category 3 (Recommended): Minor work required to prevent a deterioration of the service provided by the asset. | 30 | 2016-11-21 | 7.4251 | 75.05 | x | 4 | 2. Minor | 12370 | Predictive Maintenance | 182.5
1021567 | Software Functions | B (Average): Asset is sound, operationally safe and exhibits only minor deterioration. | Category 3 (Recommended): Minor work required to prevent a deterioration of the service provided by the asset. | 5 | 2020-01-30 | 4.2355 | 63.0582 | x | 4 | 4. Significant | 12370 | Predictive Maintenance | 91.25
1021568 | Building Inspections | B (Average): Asset is sound, operationally safe and exhibits only minor deterioration. | Category 3 (Recommended): Minor work required to prevent a deterioration of the service provided by the asset. | 20 | 2009-10-14 | 14.5298 | 65.4702 | x | 4 | 2. Minor | 12370 | Predictive Maintenance | 182.5
1021569 | Building Inspections | B (Average): Asset is sound, operationally safe and exhibits only minor deterioration. | Category 3 (Recommended): Minor work required to prevent a deterioration of the service provided by the asset. | 20 | 2014-08-30 | 9.6537 | 70.3463 | x | 4 | 2. Minor | 12370 | Predictive Maintenance | 182.5
1021570 | Building Inspections | B (Average): Asset is sound, operationally safe and exhibits only minor deterioration. | Category 3 (Recommended): Minor work required to prevent a deterioration of the service provided by the asset. | 20 | 2018-09-06 | 5.6345 | 74.3655 | x | 4 | 2. Minor | 12370 | Predictive Maintenance | 182.5
1021571 | Building Inspections | B (Average): Asset is sound, operationally safe and exhibits only minor deterioration. | Category 3 (Recommended): Minor work required to prevent a deterioration of the service provided by the asset. | 20 | 2008-01-04 | 16.3066 | 63.6934 | x | 4 | 2. Minor | 12370 | Predictive Maintenance | 182.5
1021572 | Catering Equipment | A (Good): Asset is as new and can be expected to perform adequately to its full normal life if maintained appropriately. | Category 3 (Recommended): Minor work required to prevent a deterioration of the service provided by the asset. | 15 | 2018-08-06 | 5.7194 | 79.3742 | x | 4 | 2. Minor | 12370 | Predictive Maintenance | 182.5
1021575 | External Lighting including Illuminated Signs | B (Average): Asset is sound, operationally safe and exhibits only minor deterioration. | Category 3 (Recommended): Minor work required to prevent a deterioration of the service provided by the asset. | 15 | 2023-03-29 | 1.076 | 78.5654 | x | 4 | 4. Significant | 12370 | Predictive Maintenance | 91.25
1021576 | External Lighting including Illuminated Signs | B (Average): Asset is sound, operationally safe and exhibits only minor deterioration. | Category 3 (Recommended): Minor work required to prevent a deterioration of the service provided by the asset. | 15 | 2020-12-18 | 3.3511 | 75.5318 | x | 4 | 4. Significant | 12370 | Predictive Maintenance | 91.25
1021577 | External Lighting including Illuminated Signs | B (Average): Asset is sound, operationally safe and exhibits only minor deterioration. | Category 3 (Recommended): Minor work required to prevent a deterioration of the service provided by the asset. | 15 | 2019-12-04 | 4.3915 | 74.1446 | x | 4 | 4. Significant | 12370 | Predictive Maintenance | 91.25
1021581 | Fittings, Furnishings and Equipment | B (Average): Asset is sound, operationally safe and exhibits only minor deterioration. | Category 3 (Recommended): Minor work required to prevent a deterioration of the service provided by the asset. | 5 | 2021-11-12 | 2.4504 | 70.1985 | x | 4 | 2. Minor | 12370 | Predictive Maintenance | 182.5
1021582 | Fittings, Furnishings and Equipment | B (Average): Asset is sound, operationally safe and exhibits only minor deterioration. | Category 3 (Recommended): Minor work required to prevent a deterioration of the service provided by the asset. | 5 | 2020-04-07 | 4.0493 | 63.8029 | x | 4 | 2. Minor | 12370 | Predictive Maintenance | 182.5
1021583 | Fittings, Furnishings and Equipment | B (Average): Asset is sound, operationally safe and exhibits only minor deterioration. | Category 3 (Recommended): Minor work required to prevent a deterioration of the service provided by the asset. | 5 | 2023-10-03 | 0.56126 | 77.755 | x | 4 | 2. Minor | 12370 | Predictive Maintenance | 182.5
1021584 | Lighting Fittings including Luminaires General | B (Average): Asset is sound, operationally safe and exhibits only minor deterioration. | Category 3 (Recommended): Minor work required to prevent a deterioration of the service provided by the asset. | 20 | 2008-12-22 | 15.3402 | 64.6598 | x | 4 | 3. Moderate | 12370 | Predictive Maintenance | 91.25
1021585 | Lighting Fittings including Luminaires General | B (Average): Asset is sound, operationally safe and exhibits only minor deterioration. | Category 3 (Recommended): Minor work required to prevent a deterioration of the service provided by the asset. | 20 | 2005-12-29 | 18.3217 | 61.6783 | x | 4 | 3. Moderate | 12370 | Predictive Maintenance | 91.25
1021586 | Lighting Fittings including Luminaires General | B (Average): Asset is sound, operationally safe and exhibits only minor deterioration. | Category 3 (Recommended): Minor work required to prevent a deterioration of the service provided by the asset. | 20 | 2008-10-01 | 15.5647 | 64.4353 | x | 4 | 3. Moderate | 12370 | Predictive Maintenance | 91.25
1021587 | Lighting Fittings including Luminaires General | B (Average): Asset is sound, operationally safe and exhibits only minor deterioration. | Category 3 (Recommended): Minor work required to prevent a deterioration of the service provided by the asset. | 20 | 2007-12-28 | 16.3258 | 63.6742 | x | 4 | 3. Moderate | 12370 | Predictive Maintenance | 91.25
1021594 | Internal Walls and Ceilings | B (Average): Asset is sound, operationally safe and exhibits only minor deterioration. | Category 3 (Recommended): Minor work required to prevent a deterioration of the service provided by the asset. | 25 | 2003-09-24 | 20.5859 | 63.5313 | x | 4 | 3. Moderate | 12370 | Predictive Maintenance | 91.25
1021598 | Portable Appliance Testing (PAT) - User Checks, Recorded Formal Visual Inspections and Combined Insp | B (Average): Asset is sound, operationally safe and exhibits only minor deterioration. | Category 3 (Recommended): Minor work required to prevent a deterioration of the service provided by the asset. | 20 | 2011-12-29 | 12.3231 | 67.6769 | x | 4 | 2. Minor | 12370 | Predictive Maintenance | 182.5
1021600 | Rainwater Downpipes and Gutters | B (Average): Asset is sound, operationally safe and exhibits only minor deterioration. | Category 3 (Recommended): Minor work required to prevent a deterioration of the service provided by the asset. | 50 | 2007-02-15 | 17.191 | 73.1236 | x | 4 | 2. Minor | 12370 | Predictive Maintenance | 182.5
1021603 | Service Drainage | B (Average): Asset is sound, operationally safe and exhibits only minor deterioration. | Category 3 (Recommended): Minor work required to prevent a deterioration of the service provided by the asset. | 25 | 2013-03-17 | 11.1075 | 71.114 | x | 4 | 4. Significant | 12370 | Predictive Maintenance | 91.25
1021604 | Service Drainage | B (Average): Asset is sound, operationally safe and exhibits only minor deterioration. | Category 3 (Recommended): Minor work required to prevent a deterioration of the service provided by the asset. | 25 | 2000-05-08 | 23.9644 | 60.8285 | x | 4 | 4. Significant | 12370 | Predictive Maintenance | 91.25
1021607 | Television and Signal Receiving Equipment | B (Average): Asset is sound, operationally safe and exhibits only minor deterioration. | Category 3 (Recommended): Minor work required to prevent a deterioration of the service provided by the asset. | 15 | 2020-12-15 | 3.3593 | 75.5209 | x | 4 | 3. Moderate | 12370 | Predictive Maintenance | 91.25
1021608 | Ductwork System - General | B (Average): Asset is sound, operationally safe and exhibits only minor deterioration. | Category 3 (Recommended): Minor work required to prevent a deterioration of the service provided by the asset. | 30 | 1995-04-01 | 29.0678 | 60.6215 | x | 4 | 3. Moderate | 12370 | Predictive Maintenance | 91.25
1021613 | Windows Internal and External | B (Average): Asset is sound, operationally safe and exhibits only minor deterioration. | Category 3 (Recommended): Minor work required to prevent a deterioration of the service provided by the asset. | 36 | 1997-09-07 | 26.6311 | 65.205 | x | 4 | 3. Moderate | 12370 | Predictive Maintenance | 91.25
1021614 | Windows Internal and External | B (Average): Asset is sound, operationally safe and exhibits only minor deterioration. | Category 3 (Recommended): Minor work required to prevent a deterioration of the service provided by the asset. | 36 | 2021-05-01 | 2.9843 | 78.3421 | x | 4 | 3. Moderate | 12370 | Predictive Maintenance | 91.25
1021615 | Windows Internal and External | B (Average): Asset is sound, operationally safe and exhibits only minor deterioration. | Category 3 (Recommended): Minor work required to prevent a deterioration of the service provided by the asset. | 38 | 2018-07-20 | 5.7659 | 76.9653 | x | 4 | 3. Moderate | 12370 | Predictive Maintenance | 91.25
1021616 | Windows Internal and External | B (Average): Asset is sound, operationally safe and exhibits only minor deterioration. | Category 3 (Recommended): Minor work required to prevent a deterioration of the service provided by the asset. | 40 | 2020-02-24 | 4.167 | 77.9165 | x | 4 | 3. Moderate | 12370 | Predictive Maintenance | 91.25
1021617 | Windows Internal and External | B (Average): Asset is sound, operationally safe and exhibits only minor deterioration. | Category 3 (Recommended): Minor work required to prevent a deterioration of the service provided by the asset. | 38 | 2021-09-19 | 2.5982 | 78.6325 | x | 4 | 3. Moderate | 12370 | Predictive Maintenance | 91.25
1000002 | Pumps - General | D (Very Poor): Asset runs a serious risk of imminent breakdown or poses a health and safety risk. | Category 1 (Urgent): Critical work required to address serious health and safety issues and correct any breach of legislation. | 20 | 2021-05-31 | 2.9021 | 37.0979 | x | 3 | 4. Significant | 10002 | Reactive Maintenance | 3
1000014 | Water Booster Pumps | C (Poor): Asset is operational but major repair or replacement will be needed. | Category 2 (Necessary): Essential work required to prevent the deterioration of an asset. | 15 | 2016-02-10 | 8.2053 | 39.0595 | x | 5 | 2. Minor | 10006 | Reactive Maintenance | 14
1000018 | Water Booster Pumps | D (Very Poor): Asset runs a serious risk of imminent breakdown or poses a health and safety risk. | Category 1 (Urgent): Critical work required to address serious health and safety issues and correct any breach of legislation. | 15 | 2018-08-01 | 5.7331 | 32.3559 | x | 3 | 4. Significant | 10008 | Reactive Maintenance | 3
1000019 | Water Booster Pumps | D (Very Poor): Asset runs a serious risk of imminent breakdown or poses a health and safety risk. | Category 1 (Urgent): Critical work required to address serious health and safety issues and correct any breach of legislation. | 15 | 2016-07-01 | 7.8166 | 29.5779 | x | 3 | 4. Significant | 10008 | Reactive Maintenance | 3
1000020 | Room Air Conditioners | C (Poor): Asset is operational but major repair or replacement will be needed. | Category 2 (Necessary): Essential work required to prevent the deterioration of an asset. | 15 | 2021-03-09 | 3.1294 | 47.8275 | x | 4 | 3. Moderate | 10009 | Reactive Maintenance | 7
1000022 | Packaged Chiller Units | D (Very Poor): Asset runs a serious risk of imminent breakdown or poses a health and safety risk. | Category 1 (Urgent): Critical work required to address serious health and safety issues and correct any breach of legislation. | 20 | 2011-09-05 | 12.6379 | 31.3621 | x | 1 | 4. Significant | 10010 | Reactive Maintenance | 3
1000023 | Ventilating Fans - General | C (Poor): Asset is operational but major repair or replacement will be needed. | Category 2 (Necessary): Essential work required to prevent the deterioration of an asset. | 20 | 2019-04-06 | 5.0541 | 52.9459 | x | 1 | 3. Moderate | 10010 | Reactive Maintenance | 7
1000024 | Packaged Chiller Units | C (Poor): Asset is operational but major repair or replacement will be needed. | Category 2 (Necessary): Essential work required to prevent the deterioration of an asset. | 20 | 2012-05-14 | 11.948 | 46.052 | x | 1 | 4. Significant | 10010 | Reactive Maintenance | 3
1000034 | Pressurisation Units - Chilled Water, Condenser Water and LTHW Types | C (Poor): Asset is operational but major repair or replacement will be needed. | Category 2 (Necessary): Essential work required to prevent the deterioration of an asset. | 15 | 2022-07-21 | 1.7632 | 51.6491 | x | 3 | 2. Minor | 10011 | Reactive Maintenance | 14
1000040 | Pumps - General | D (Very Poor): Asset runs a serious risk of imminent breakdown or poses a health and safety risk. | Category 1 (Urgent): Critical work required to address serious health and safety issues and correct any breach of legislation. | 20 | 2011-05-04 | 12.9774 | 27.0226 | x | 3 | 4. Significant | 10011 | Reactive Maintenance | 3
1000043 | Roof and Canopy Fall Protection Systems | C (Poor): Asset is operational but major repair or replacement will be needed. | Category 2 (Necessary): Essential work required to prevent the deterioration of an asset. | 15 | 2021-10-31 | 2.4832 | 54.689 | x | 1 | 5. Severe | 10010 | Reactive Maintenance | 1
1000051 | Air Handling Units - General | C (Poor): Asset is operational but major repair or replacement will be needed. | Category 2 (Necessary): Essential work required to prevent the deterioration of an asset. | 20 | 2016-02-12 | 8.1999 | 43.8001 | x | 4 | 3. Moderate | 10009 | Reactive Maintenance | 7
1000053 | Room Air Conditioners | C (Poor): Asset is operational but major repair or replacement will be needed. | Category 2 (Necessary): Essential work required to prevent the deterioration of an asset. | 15 | 2019-01-07 | 5.2977 | 44.9363 | x | 4 | 3. Moderate | 10009 | Reactive Maintenance | 7
1000054 | Air Handling Units - General | C (Poor): Asset is operational but major repair or replacement will be needed. | Category 2 (Necessary): Essential work required to prevent the deterioration of an asset. | 20 | 2011-09-04 | 12.6407 | 39.3593 | x | 4 | 3. Moderate | 10009 | Reactive Maintenance | 7
1000057 | Ventilating Fans - General | B (Average): Asset is sound, operationally safe and exhibits only minor deterioration. | Category 2 (Necessary): Essential work required to prevent the deterioration of an asset. | 20 | 2006-06-25 | 17.8344 | 48.1656 | x | 4 | 2. Minor | 10009 | Reactive Maintenance | 14
1000159 | Roof and Canopy Fall Protection Systems | C (Poor): Asset is operational but major repair or replacement will be needed. | Category 2 (Necessary): Essential work required to prevent the deterioration of an asset. | 15 | 2013-09-28 | 10.5736 | 41.9019 | x | 2 | 5. Severe | 10001 | Reactive Maintenance | 1
1000160 | Roof and Canopy Fall Protection Systems | D (Very Poor): Asset runs a serious risk of imminent breakdown or poses a health and safety risk. | Category 1 (Urgent): Critical work required to address serious health and safety issues and correct any breach of legislation. | 15 | 2020-05-09 | 3.9617 | 36.7178 | x | 2 | 5. Severe | 10025 | Reactive Maintenance | 1
1000163 | Roof and Canopy Fall Protection Systems | C (Poor): Asset is operational but major repair or replacement will be needed. | Category 2 (Necessary): Essential work required to prevent the deterioration of an asset. | 15 | 2022-07-09 | 1.796 | 53.6053 | x | 2 | 5. Severe | 10025 | Reactive Maintenance | 1
1000174 | Room Air Conditioners | D (Very Poor): Asset runs a serious risk of imminent breakdown or poses a health and safety risk. | Category 1 (Urgent): Critical work required to address serious health and safety issues and correct any breach of legislation. | 15 | 2018-09-20 | 5.5962 | 34.5384 | x | 2 | 3. Moderate | 10031 | Reactive Maintenance | 7
1000175 | Ventilating Fans - General | D (Very Poor): Asset runs a serious risk of imminent breakdown or poses a health and safety risk. | Category 1 (Urgent): Critical work required to address serious health and safety issues and correct any breach of legislation. | 20 | 2021-01-04 | 3.3046 | 38.6954 | x | 2 | 2. Minor | 10031 | Reactive Maintenance | 14
1000177 | Fixed Access Ladders and Stairs | C (Poor): Asset is operational but major repair or replacement will be needed. | Category 2 (Necessary): Essential work required to prevent the deterioration of an asset. | 20 | 2010-07-08 | 13.7988 | 42.2012 | x | 2 | 3. Moderate | 10001 | Reactive Maintenance | 7
1000178 | Room Air Conditioners | C (Poor): Asset is operational but major repair or replacement will be needed. | Category 2 (Necessary): Essential work required to prevent the deterioration of an asset. | 15 | 2018-04-27 | 5.9959 | 48.0055 | x | 2 | 3. Moderate | 10025 | Reactive Maintenance | 7
1000179 | Room Air Conditioners | C (Poor): Asset is operational but major repair or replacement will be needed. | Category 2 (Necessary): Essential work required to prevent the deterioration of an asset. | 15 | 2022-09-30 | 1.5688 | 53.9083 | x | 2 | 3. Moderate | 10025 | Reactive Maintenance | 7
1000184 | Ventilating Fans - General | C (Poor): Asset is operational but major repair or replacement will be needed. | Category 2 (Necessary): Essential work required to prevent the deterioration of an asset. | 20 | 2007-11-04 | 16.4736 | 33.5264 | x | 5 | 2. Minor | 10016 | Reactive Maintenance | 14
1000188 | Pressurisation Units - Chilled Water, Condenser Water and LTHW Types | C (Poor): Asset is operational but major repair or replacement will be needed. | Category 2 (Necessary): Essential work required to prevent the deterioration of an asset. | 15 | 2020-06-25 | 3.833 | 48.8893 | x | 3 | 4. Significant | 10035 | Reactive Maintenance | 3
1000201 | Ventilating Fans - General | C (Poor): Asset is operational but major repair or replacement will be needed. | Category 2 (Necessary): Essential work required to prevent the deterioration of an asset. | 20 | 2012-04-16 | 12.0246 | 37.9754 | x | 5 | 2. Minor | 10016 | Reactive Maintenance | 14
1000202 | Ventilating Fans - General | C (Poor): Asset is operational but major repair or replacement will be needed. | Category 2 (Necessary): Essential work required to prevent the deterioration of an asset. | 20 | 2011-02-07 | 13.2129 | 36.7871 | x | 5 | 2. Minor | 10016 | Reactive Maintenance | 14
1000205 | Ventilating Fans - General | C (Poor): Asset is operational but major repair or replacement will be needed. | Category 2 (Necessary): Essential work required to prevent the deterioration of an asset. | 20 | 2009-02-27 | 15.1567 | 34.8433 | x | 5 | 2. Minor | 10016 | Reactive Maintenance | 14
1000207 | Sewage or Drainage Pumps Submersible | D (Very Poor): Asset runs a serious risk of imminent breakdown or poses a health and safety risk. | Category 1 (Urgent): Critical work required to address serious health and safety issues and correct any breach of legislation. | 15 | 2012-12-22 | 11.3402 | 24.8798 | x | 3 | 4. Significant | 10037 | Reactive Maintenance | 3
1000208 | Ventilating Fans - General | C (Poor): Asset is operational but major repair or replacement will be needed. | Category 2 (Necessary): Essential work required to prevent the deterioration of an asset. | 20 | 2006-08-14 | 17.6975 | 40.3025 | x | 1 | 2. Minor | 10024 | Reactive Maintenance | 14
1000214 | Ventilating Fans - General | C (Poor): Asset is operational but major repair or replacement will be needed. | Category 2 (Necessary): Essential work required to prevent the deterioration of an asset. | 20 | 2020-08-30 | 3.6523 | 46.3477 | x | 5 | 2. Minor | 10016 | Reactive Maintenance | 14
1000216 | Room Air Conditioners | C (Poor): Asset is operational but major repair or replacement will be needed. | Category 2 (Necessary): Essential work required to prevent the deterioration of an asset. | 15 | 2022-01-19 | 2.2642 | 54.9811 | x | 1 | 3. Moderate | 10024 | Reactive Maintenance | 7
1000217 | Room Air Conditioners | C (Poor): Asset is operational but major repair or replacement will be needed. | Category 2 (Necessary): Essential work required to prevent the deterioration of an asset. | 15 | 2010-01-13 | 14.2806 | 38.9592 | x | 1 | 3. Moderate | 10024 | Reactive Maintenance | 7
1000219 | Ventilating Fans - General | C (Poor): Asset is operational but major repair or replacement will be needed. | Category 2 (Necessary): Essential work required to prevent the deterioration of an asset. | 20 | 2020-02-18 | 4.1834 | 53.8166 | x | 1 | 2. Minor | 10024 | Reactive Maintenance | 14
1000220 | Ventilating Fans - General | C (Poor): Asset is operational but major repair or replacement will be needed. | Category 2 (Necessary): Essential work required to prevent the deterioration of an asset. | 20 | 2004-03-07 | 20.1342 | 37.8658 | x | 1 | 2. Minor | 10024 | Reactive Maintenance | 14
1000221 | Ventilating Fans - General | C (Poor): Asset is operational but major repair or replacement will be needed. | Category 1 (Urgent): Critical work required to address serious health and safety issues and correct any breach of legislation. | 20 | 2018-04-10 | 6.0424 | 40.9576 | x | 3 | 2. Minor | 10038 | Reactive Maintenance | 14
1000222 | Ventilating Fans - General | A (Good): Asset is as new and can be expected to perform adequately to its full normal life if maintained appropriately. | Category 1 (Urgent): Critical work required to address serious health and safety issues and correct any breach of legislation. | 20 | 2018-02-01 | 6.2286 | 61.7714 | x | 3 | 2. Minor | 10038 | Reactive Maintenance | 14
1000229 | Packaged Chiller Units | C (Poor): Asset is operational but major repair or replacement will be needed. | Category 2 (Necessary): Essential work required to prevent the deterioration of an asset. | 20 | 2016-05-22 | 7.9261 | 50.0739 | x | 1 | 4. Significant | 10040 | Reactive Maintenance | 3
1000230 | Packaged Chiller Units | C (Poor): Asset is operational but major repair or replacement will be needed. | Category 2 (Necessary): Essential work required to prevent the deterioration of an asset. | 20 | 2008-07-06 | 15.8029 | 42.1971 | x | 1 | 4. Significant | 10040 | Reactive Maintenance | 3
1000232 | Ventilating Fans - General | B (Average): Asset is sound, operationally safe and exhibits only minor deterioration. | Category 1 (Urgent): Critical work required to address serious health and safety issues and correct any breach of legislation. | 20 | 2006-03-04 | 18.1437 | 42.8563 | x | 3 | 2. Minor | 10038 | Reactive Maintenance | 14
1000233 | Ventilating Fans - General | C (Poor): Asset is operational but major repair or replacement will be needed. | Category 2 (Necessary): Essential work required to prevent the deterioration of an asset. | 20 | 2010-04-25 | 14.0014 | 39.9986 | x | 3 | 2. Minor | 10038 | Reactive Maintenance | 14
1000237 | Ventilating Fans - General | C (Poor): Asset is operational but major repair or replacement will be needed. | Category 2 (Necessary): Essential work required to prevent the deterioration of an asset. | 20 | 2015-07-30 | 8.7392 | 49.2608 | x | 1 | 2. Minor | 10024 | Reactive Maintenance | 14
1000242 | Fixed Access Ladders and Stairs | C (Poor): Asset is operational but major repair or replacement will be needed. | Category 2 (Necessary): Essential work required to prevent the deterioration of an asset. | 20 | 2014-05-18 | 9.9384 | 46.0616 | x | 2 | 3. Moderate | 10043 | Reactive Maintenance | 7
1000245 | Ventilating Fans - General | C (Poor): Asset is operational but major repair or replacement will be needed. | Category 2 (Necessary): Essential work required to prevent the deterioration of an asset. | 20 | 2012-06-03 | 11.8932 | 38.1068 | x | 5 | 2. Minor | 10016 | Reactive Maintenance | 14
1000306 | Air Handling Units - General | D (Very Poor): Asset runs a serious risk of imminent breakdown or poses a health and safety risk. | Category 1 (Urgent): Critical work required to address serious health and safety issues and correct any breach of legislation. | 20 | 2015-11-07 | 8.4654 | 29.5346 | x | 4 | 3. Moderate | 10009 | Reactive Maintenance | 7
1000308 | Air Handling Units - General | C (Poor): Asset is operational but major repair or replacement will be needed. | Category 2 (Necessary): Essential work required to prevent the deterioration of an asset. | 20 | 2023-03-24 | 1.0897 | 50.9103 | x | 4 | 3. Moderate | 10009 | Reactive Maintenance | 7
1000312 | Packaged Chiller Units | C (Poor): Asset is operational but major repair or replacement will be needed. | Category 2 (Necessary): Essential work required to prevent the deterioration of an asset. | 20 | 2006-04-25 | 18.0014 | 33.9986 | x | 4 | 4. Significant | 10009 | Reactive Maintenance | 3
1000313 | Packaged Chiller Units | C (Poor): Asset is operational but major repair or replacement will be needed. | Category 2 (Necessary): Essential work required to prevent the deterioration of an asset. | 20 | 2010-07-09 | 13.796 | 40.204 | x | 3 | 4. Significant | 10055 | Reactive Maintenance | 3
1000315 | Room Air Conditioners | C (Poor): Asset is operational but major repair or replacement will be needed. | Category 2 (Necessary): Essential work required to prevent the deterioration of an asset. | 15 | 2023-03-23 | 1.0924 | 50.5435 | x | 4 | 3. Moderate | 10009 | Reactive Maintenance | 7
1000316 | Room Air Conditioners | C (Poor): Asset is operational but major repair or replacement will be needed. | Category 2 (Necessary): Essential work required to prevent the deterioration of an asset. | 15 | 2018-09-22 | 5.5907 | 46.5457 | x | 3 | 3. Moderate | 10055 | Reactive Maintenance | 7
1000347 | Pumps - General | C (Poor): Asset is operational but major repair or replacement will be needed. | Category 2 (Necessary): Essential work required to prevent the deterioration of an asset. | 20 | 2023-05-10 | 0.96099 | 49.039 | x | 5 | 4. Significant | 10064 | Reactive Maintenance | 3
1000349 | Water Booster Pumps | C (Poor): Asset is operational but major repair or replacement will be needed. | Category 2 (Necessary): Essential work required to prevent the deterioration of an asset. | 15 | 2019-11-03 | 4.4764 | 44.0315 | x | 5 | 4. Significant | 10062 | Reactive Maintenance | 3
1000359 | Heat meter, calculator and temperature probes | C (Poor): Asset is operational but major repair or replacement will be needed. | Category 2 (Necessary): Essential work required to prevent the deterioration of an asset. | 15 | 2013-02-27 | 11.1567 | 37.1243 | x | 4 | 2. Minor | 10069 | Reactive Maintenance | 14
1000360 | Heat meter, calculator and temperature probes | C (Poor): Asset is operational but major repair or replacement will be needed. | Category 2 (Necessary): Essential work required to prevent the deterioration of an asset. | 15 | 2021-07-24 | 2.7543 | 48.3276 | x | 4 | 2. Minor | 10069 | Reactive Maintenance | 14
1000361 | Heat meter, calculator and temperature probes | C (Poor): Asset is operational but major repair or replacement will be needed. | Category 2 (Necessary): Essential work required to prevent the deterioration of an asset. | 15 | 2014-09-13 | 9.6153 | 39.1796 | x | 4 | 2. Minor | 10069 | Reactive Maintenance | 14
1000368 | Fixed Access Ladders and Stairs | C (Poor): Asset is operational but major repair or replacement will be needed. | Category 2 (Necessary): Essential work required to prevent the deterioration of an asset. | 20 | 2007-04-28 | 16.9938 | 39.0062 | x | 2 | 3. Moderate | 10071 | Reactive Maintenance | 7
1000372 | Pressurisation Units - Chilled Water, Condenser Water and LTHW Types | C (Poor): Asset is operational but major repair or replacement will be needed. | Category 2 (Necessary): Essential work required to prevent the deterioration of an asset. | 15 | 2021-01-15 | 3.2745 | 51.634 | x | 2 | 4. Significant | 10073 | Reactive Maintenance | 3
1000384 | Air Handling Units - General | C (Poor): Asset is operational but major repair or replacement will be needed. | Category 2 (Necessary): Essential work required to prevent the deterioration of an asset. | 20 | 2010-12-13 | 13.3662 | 44.6338 | x | 1 | 3. Moderate | 10074 | Reactive Maintenance | 7
1000387 | Air Handling Units - General | C (Poor): Asset is operational but major repair or replacement will be needed. | Category 2 (Necessary): Essential work required to prevent the deterioration of an asset. | 20 | 2022-10-07 | 1.5496 | 56.4504 | x | 1 | 3. Moderate | 10074 | Reactive Maintenance | 7
1000388 | Air Handling Units - General | C (Poor): Asset is operational but major repair or replacement will be needed. | Category 2 (Necessary): Essential work required to prevent the deterioration of an asset. | 20 | 2014-05-30 | 9.9055 | 48.0945 | x | 1 | 3. Moderate | 10074 | Reactive Maintenance | 7
1000395 | Ventilating Fans - General | C (Poor): Asset is operational but major repair or replacement will be needed. | Category 2 (Necessary): Essential work required to prevent the deterioration of an asset. | 20 | 2013-04-14 | 11.0308 | 46.9692 | x | 1 | 2. Minor | 10024 | Reactive Maintenance | 14
1000397 | Ventilating Fans - General | C (Poor): Asset is operational but major repair or replacement will be needed. | Category 2 (Necessary): Essential work required to prevent the deterioration of an asset. | 20 | 2012-05-29 | 11.9069 | 46.0931 | x | 1 | 2. Minor | 10024 | Reactive Maintenance | 14
1000398 | Ventilating Fans - General | D (Very Poor): Asset runs a serious risk of imminent breakdown or poses a health and safety risk. | Category 1 (Urgent): Critical work required to address serious health and safety issues and correct any breach of legislation. | 20 | 2016-01-16 | 8.2738 | 35.7262 | x | 1 | 2. Minor | 10024 | Reactive Maintenance | 14
1000399 | Air Handling Units - General | C (Poor): Asset is operational but major repair or replacement will be needed. | Category 2 (Necessary): Essential work required to prevent the deterioration of an asset. | 20 | 2016-07-21 | 7.7618 | 50.2382 | x | 1 | 3. Moderate | 10074 | Reactive Maintenance | 7
1000400 | Ventilating Fans - General | C (Poor): Asset is operational but major repair or replacement will be needed. | Category 2 (Necessary): Essential work required to prevent the deterioration of an asset. | 20 | 2007-07-10 | 16.794 | 41.206 | x | 1 | 2. Minor | 10024 | Reactive Maintenance | 14
1000401 | Ventilating Fans - General | C (Poor): Asset is operational but major repair or replacement will be needed. | Category 2 (Necessary): Essential work required to prevent the deterioration of an asset. | 20 | 2009-11-04 | 14.4723 | 43.5277 | x | 1 | 2. Minor | 10024 | Reactive Maintenance | 14
1000432 | Water Booster Pumps | C (Poor): Asset is operational but major repair or replacement will be needed. | Category 2 (Necessary): Essential work required to prevent the deterioration of an asset. | 15 | 2013-10-30 | 10.486 | 42.0187 | x | 2 | 4. Significant | 10087 | Reactive Maintenance | 3
1000440 | Water Booster Pumps | D (Very Poor): Asset runs a serious risk of imminent breakdown or poses a health and safety risk. | Category 1 (Urgent): Critical work required to address serious health and safety issues and correct any breach of legislation. | 15 | 2019-01-12 | 5.2841 | 28.9546 | x | 5 | 4. Significant | 10092 | Reactive Maintenance | 3
1000444 | Air Handling Units - General | C (Poor): Asset is operational but major repair or replacement will be needed. | Category 2 (Necessary): Essential work required to prevent the deterioration of an asset. | 20 | 2019-08-11 | 4.7064 | 51.2936 | x | 2 | 3. Moderate | 10094 | Reactive Maintenance | 7
1000446 | Ventilating Fans - General | C (Poor): Asset is operational but major repair or replacement will be needed. | Category 2 (Necessary): Essential work required to prevent the deterioration of an asset. | 20 | 2015-08-01 | 8.7337 | 47.2663 | x | 2 | 2. Minor | 10094 | Reactive Maintenance | 14
1000447 | Ventilating Fans - General | C (Poor): Asset is operational but major repair or replacement will be needed. | Category 2 (Necessary): Essential work required to prevent the deterioration of an asset. | 20 | 2011-05-04 | 12.9774 | 43.0226 | x | 2 | 2. Minor | 10094 | Reactive Maintenance | 14
1000452 | Water Booster Pumps | C (Poor): Asset is operational but major repair or replacement will be needed. | Category 2 (Necessary): Essential work required to prevent the deterioration of an asset. | 15 | 2014-10-24 | 9.5031 | 37.3292 | x | 5 | 4. Significant | 10092 | Reactive Maintenance | 3
1000467 | Cable and Track/Rail Based Safety Systems | C (Poor): Asset is operational but major repair or replacement will be needed. | Category 2 (Necessary): Essential work required to prevent the deterioration of an asset. | 12 | 2021-06-21 | 2.8446 | 51.259 | x | 2 | 3. Moderate | 10094 | Reactive Maintenance | 7
1000468 | Cable and Track/Rail Based Safety Systems | C (Poor): Asset is operational but major repair or replacement will be needed. | Category 2 (Necessary): Essential work required to prevent the deterioration of an asset. | 12 | 2020-04-19 | 4.0164 | 49.306 | x | 2 | 3. Moderate | 10094 | Reactive Maintenance | 7
1000469 | Cable and Track/Rail Based Safety Systems | D (Very Poor): Asset runs a serious risk of imminent breakdown or poses a health and safety risk. | Category 1 (Urgent): Critical work required to address serious health and safety issues and correct any breach of legislation. | 12 | 2017-03-02 | 7.1485 | 28.0858 | x | 3 | 3. Moderate | 10022 | Reactive Maintenance | 7
1000470 | Room Air Conditioners | C (Poor): Asset is operational but major repair or replacement will be needed. | Category 2 (Necessary): Essential work required to prevent the deterioration of an asset. | 15 | 2011-11-13 | 12.449 | 39.4013 | x | 2 | 3. Moderate | 10094 | Reactive Maintenance | 7
1000476 | Cable and Track/Rail Based Safety Systems | C (Poor): Asset is operational but major repair or replacement will be needed. | Category 2 (Necessary): Essential work required to prevent the deterioration of an asset. | 12 | 2016-12-24 | 7.3347 | 43.7755 | x | 2 | 3. Moderate | 10094 | Reactive Maintenance | 7
1000477 | Room Air Conditioners | C (Poor): Asset is operational but major repair or replacement will be needed. | Category 2 (Necessary): Essential work required to prevent the deterioration of an asset. | 15 | 2015-12-05 | 8.3888 | 44.815 | x | 2 | 3. Moderate | 10094 | Reactive Maintenance | 7
1000480 | Fixed Access Ladders and Stairs | C (Poor): Asset is operational but major repair or replacement will be needed. | Category 2 (Necessary): Essential work required to prevent the deterioration of an asset. | 20 | 2021-09-06 | 2.6338 | 55.3662 | x | 1 | 3. Moderate | 10103 | Reactive Maintenance | 7
1000484 | Water Booster Pumps | C (Poor): Asset is operational but major repair or replacement will be needed. | Category 2 (Necessary): Essential work required to prevent the deterioration of an asset. | 15 | 2020-05-29 | 3.9069 | 44.7908 | x | 5 | 4. Significant | 10107 | Reactive Maintenance | 3
1000486 | Water Booster Pumps | C (Poor): Asset is operational but major repair or replacement will be needed. | Category 2 (Necessary): Essential work required to prevent the deterioration of an asset. | 15 | 2011-07-09 | 12.7967 | 32.9377 | x | 5 | 4. Significant | 10107 | Reactive Maintenance | 3
1000489 | Sewage or Drainage Pumps Submersible | C (Poor): Asset is operational but major repair or replacement will be needed. | Category 2 (Necessary): Essential work required to prevent the deterioration of an asset. | 15 | 2013-02-06 | 11.2142 | 35.0477 | x | 5 | 4. Significant | 10104 | Reactive Maintenance | 3
1000490 | Sewage or Drainage Pumps Submersible | C (Poor): Asset is operational but major repair or replacement will be needed. | Category 2 (Necessary): Essential work required to prevent the deterioration of an asset. | 15 | 2010-05-27 | 13.9138 | 31.4483 | x | 5 | 4. Significant | 10107 | Reactive Maintenance | 3
1000493 | Packaged Chiller Units | C (Poor): Asset is operational but major repair or replacement will be needed. | Category 2 (Necessary): Essential work required to prevent the deterioration of an asset. | 20 | 2022-11-26 | 1.4127 | 56.5873 | x | 1 | 4. Significant | 10108 | Reactive Maintenance | 3
1000494 | Water Booster Pumps | C (Poor): Asset is operational but major repair or replacement will be needed. | Category 2 (Necessary): Essential work required to prevent the deterioration of an asset. | 15 | 2015-09-10 | 8.6242 | 38.501 | x | 5 | 4. Significant | 10107 | Reactive Maintenance | 3
1000495 | Water Booster Pumps | C (Poor): Asset is operational but major repair or replacement will be needed. | Category 2 (Necessary): Essential work required to prevent the deterioration of an asset. | 15 | 2014-10-12 | 9.5359 | 37.2854 | x | 5 | 4. Significant | 10107 | Reactive Maintenance | 3
1000497 | Sump Pumps and Extended Shaft Sump Pumps | C (Poor): Asset is operational but major repair or replacement will be needed. | Category 2 (Necessary): Essential work required to prevent the deterioration of an asset. | 11 | 2016-08-26 | 7.6632 | 44.0668 | x | 1 | 5. Severe | 10109 | Reactive Maintenance | 1
1000502 | Pressurisation Units - Chilled Water, Condenser Water and LTHW Types | D (Very Poor): Asset runs a serious risk of imminent breakdown or poses a health and safety risk. | Category 1 (Urgent): Critical work required to address serious health and safety issues and correct any breach of legislation. | 15 | 2012-04-06 | 12.052 | 27.9306 | x | 1 | 4. Significant | 10113 | Reactive Maintenance | 3
1000503 | Sewage or Drainage Pumps Submersible | C (Poor): Asset is operational but major repair or replacement will be needed. | Category 2 (Necessary): Essential work required to prevent the deterioration of an asset. | 15 | 2016-02-16 | 8.1889 | 47.0815 | x | 1 | 4. Significant | 10113 | Reactive Maintenance | 3
1000504 | Room Air Conditioners | D (Very Poor): Asset runs a serious risk of imminent breakdown or poses a health and safety risk. | Category 1 (Urgent): Critical work required to address serious health and safety issues and correct any breach of legislation. | 15 | 2019-01-18 | 5.2676 | 34.9765 | x | 2 | 3. Moderate | 10031 | Reactive Maintenance | 7
1000507 | Water Booster Pumps | C (Poor): Asset is operational but major repair or replacement will be needed. | Category 2 (Necessary): Essential work required to prevent the deterioration of an asset. | 15 | 2023-12-04 | 0.39151 | 51.478 | x | 4 | 4. Significant | 10114 | Reactive Maintenance | 3
1000508 | Room Air Conditioners | D (Very Poor): Asset runs a serious risk of imminent breakdown or poses a health and safety risk. | Category 1 (Urgent): Critical work required to address serious health and safety issues and correct any breach of legislation. | 15 | 2017-06-15 | 6.8611 | 28.8519 | x | 4 | 3. Moderate | 10112 | Reactive Maintenance | 7
1000510 | Room Air Conditioners | D (Very Poor): Asset runs a serious risk of imminent breakdown or poses a health and safety risk. | Category 1 (Urgent): Critical work required to address serious health and safety issues and correct any breach of legislation. | 15 | 2015-09-05 | 8.6379 | 30.4828 | x | 2 | 3. Moderate | 10031 | Reactive Maintenance | 7
1000516 | Emergency eye wash station (Plumbed System) | C (Poor): Asset is operational but major repair or replacement will be needed. | Category 2 (Necessary): Essential work required to prevent the deterioration of an asset. | 10 | 2019-09-23 | 4.5886 | 42.8227 | x | 4 | 3. Moderate | 10117 | Reactive Maintenance | 7
1000519 | Emergency eye wash station (Plumbed System) | C (Poor): Asset is operational but major repair or replacement will be needed. | Category 2 (Necessary): Essential work required to prevent the deterioration of an asset. | 10 | 2016-04-14 | 8.0301 | 35.9398 | x | 4 | 3. Moderate | 10118 | Reactive Maintenance | 7
1000521 | Emergency eye wash station (Plumbed System) | C (Poor): Asset is operational but major repair or replacement will be needed. | Category 2 (Necessary): Essential work required to prevent the deterioration of an asset. | 10 | 2023-02-24 | 1.1663 | 49.6674 | x | 4 | 3. Moderate | 10120 | Reactive Maintenance | 7
1000522 | Emergency eye wash station (Plumbed System) | C (Poor): Asset is operational but major repair or replacement will be needed. | Category 2 (Necessary): Essential work required to prevent the deterioration of an asset. | 10 | 2015-04-22 | 9.0103 | 33.9795 | x | 4 | 3. Moderate | 10121 | Reactive Maintenance | 7
1000528 | Cold Water Storage Tanks and Cisterns | C (Poor): Asset is operational but major repair or replacement will be needed. | Category 2 (Necessary): Essential work required to prevent the deterioration of an asset. | 15 | 2014-01-15 | 10.2752 | 42.2998 | x | 2 | 4. Significant | 10031 | Reactive Maintenance | 3
1000539 | Water Booster Pumps | C (Poor): Asset is operational but major repair or replacement will be needed. | Category 2 (Necessary): Essential work required to prevent the deterioration of an asset. | 15 | 2022-07-30 | 1.7385 | 53.682 | x | 2 | 4. Significant | 10087 | Reactive Maintenance | 3
1000545 | Sewage or Drainage Pumps Submersible | C (Poor): Asset is operational but major repair or replacement will be needed. | Category 2 (Necessary): Essential work required to prevent the deterioration of an asset. | 15 | 2018-08-04 | 5.7248 | 46.3669 | x | 3 | 4. Significant | 10125 | Reactive Maintenance | 3
1000563 | Room Air Conditioners | C (Poor): Asset is operational but major repair or replacement will be needed. | Category 2 (Necessary): Essential work required to prevent the deterioration of an asset. | 15 | 2018-04-14 | 6.0315 | 43.958 | x | 4 | 3. Moderate | 10126 | Reactive Maintenance | 7
1000567 | Fixed Access Ladders and Stairs | D (Very Poor): Asset runs a serious risk of imminent breakdown or poses a health and safety risk. | Category 1 (Urgent): Critical work required to address serious health and safety issues and correct any breach of legislation. | 20 | 2023-04-02 | 1.065 | 36.935 | x | 4 | 3. Moderate | 10126 | Reactive Maintenance | 7
1000589 | Ventilating Fans - General | C (Poor): Asset is operational but major repair or replacement will be needed. | Category 2 (Necessary): Essential work required to prevent the deterioration of an asset. | 20 | 2005-09-24 | 18.5845 | 31.4155 | x | 5 | 2. Minor | 10086 | Reactive Maintenance | 14
1000597 | Roof and Canopy Fall Protection Systems | D (Very Poor): Asset runs a serious risk of imminent breakdown or poses a health and safety risk. | Category 1 (Urgent): Critical work required to address serious health and safety issues and correct any breach of legislation. | 15 | 2011-11-03 | 12.4764 | 27.3648 | x | 1 | 5. Severe | 10124 | Reactive Maintenance | 1
1000598 | Roof and Canopy Fall Protection Systems | D (Very Poor): Asset runs a serious risk of imminent breakdown or poses a health and safety risk. | Category 1 (Urgent): Critical work required to address serious health and safety issues and correct any breach of legislation. | 15 | 2017-12-07 | 6.3819 | 35.4908 | x | 1 | 5. Severe | 10124 | Reactive Maintenance | 1
1000607 | Automatic Vehicle Barrier | C (Poor): Asset is operational but major repair or replacement will be needed. | Category 2 (Necessary): Essential work required to prevent the deterioration of an asset. | 15 | 2017-03-09 | 7.1294 | 46.4942 | x | 2 | 3. Moderate | 10087 | Reactive Maintenance | 7
1000610 | Automatic Vehicle Barrier | D (Very Poor): Asset runs a serious risk of imminent breakdown or poses a health and safety risk. | Category 1 (Urgent): Critical work required to address serious health and safety issues and correct any breach of legislation. | 15 | 2014-06-11 | 9.8727 | 28.8364 | x | 2 | 3. Moderate | 10087 | Reactive Maintenance | 7
1000611 | Sewage or Drainage Pumps Submersible | C (Poor): Asset is operational but major repair or replacement will be needed. | Category 2 (Necessary): Essential work required to prevent the deterioration of an asset. | 15 | 2017-11-02 | 6.4778 | 47.363 | x | 2 | 4. Significant | 10087 | Reactive Maintenance | 3
1000614 | Pumps - General | C (Poor): Asset is operational but major repair or replacement will be needed. | Category 2 (Necessary): Essential work required to prevent the deterioration of an asset. | 20 | 2005-06-03 | 18.8939 | 39.1061 | x | 1 | 4. Significant | 10129 | Reactive Maintenance | 3
1000615 | Electric Immersion Water | D (Very Poor): Asset runs a serious risk of imminent breakdown or poses a health and safety risk. | Category 1 (Urgent): Critical work required to address serious health and safety issues and correct any breach of legislation. | 15 | 2018-03-26 | 6.0835 | 35.8887 | x | 1 | 3. Moderate | 10129 | Reactive Maintenance | 7
1000617 | Electric Immersion Water | D (Very Poor): Asset runs a serious risk of imminent breakdown or poses a health and safety risk. | Category 1 (Urgent): Critical work required to address serious health and safety issues and correct any breach of legislation. | 15 | 2023-02-02 | 1.2266 | 42.3646 | x | 1 | 3. Moderate | 10128 | Reactive Maintenance | 7
1000619 | Pumps - General | C (Poor): Asset is operational but major repair or replacement will be needed. | Category 2 (Necessary): Essential work required to prevent the deterioration of an asset. | 20 | 2021-05-17 | 2.9405 | 55.0595 | x | 1 | 4. Significant | 10129 | Reactive Maintenance | 3
1000620 | Pumps - General | C (Poor): Asset is operational but major repair or replacement will be needed. | Category 2 (Necessary): Essential work required to prevent the deterioration of an asset. | 20 | 2008-11-19 | 15.4305 | 42.5695 | x | 1 | 4. Significant | 10128 | Reactive Maintenance | 3
1000621 | Pumps - General | C (Poor): Asset is operational but major repair or replacement will be needed. | Category 2 (Necessary): Essential work required to prevent the deterioration of an asset. | 20 | 2018-11-03 | 5.4757 | 52.5243 | x | 1 | 4. Significant | 10128 | Reactive Maintenance | 3
1000630 | Fluid Filled Transformer | C (Poor): Asset is operational but major repair or replacement will be needed. | Category 2 (Necessary): Essential work required to prevent the deterioration of an asset. | 30 | 2021-09-03 | 2.642 | 54.2386 | x | 2 | 5. Severe | 10087 | Reactive Maintenance | 1
1000636 | Packaged Chiller Units | C (Poor): Asset is operational but major repair or replacement will be needed. | Category 2 (Necessary): Essential work required to prevent the deterioration of an asset. | 20 | 2020-12-12 | 3.3676 | 46.6324 | x | 5 | 4. Significant | 10135 | Reactive Maintenance | 3
1000637 | Condensers - Air Cooled | C (Poor): Asset is operational but major repair or replacement will be needed. | Category 2 (Necessary): Essential work required to prevent the deterioration of an asset. | 20 | 2009-12-15 | 14.36 | 35.64 | x | 5 | 4. Significant | 10135 | Reactive Maintenance | 3
1000641 | Sewage or Drainage Pumps Submersible | C (Poor): Asset is operational but major repair or replacement will be needed. | Category 2 (Necessary): Essential work required to prevent the deterioration of an asset. | 15 | 2012-10-28 | 11.4908 | 34.679 | x | 5 | 4. Significant | 10137 | Reactive Maintenance | 3
1000642 | Sewage or Drainage Pumps Submersible | C (Poor): Asset is operational but major repair or replacement will be needed. | Category 2 (Necessary): Essential work required to prevent the deterioration of an asset. | 15 | 2013-10-15 | 10.527 | 35.964 | x | 5 | 4. Significant | 10137 | Reactive Maintenance | 3
1000643 | Room Air Conditioners | D (Very Poor): Asset runs a serious risk of imminent breakdown or poses a health and safety risk. | Category 1 (Urgent): Critical work required to address serious health and safety issues and correct any breach of legislation. | 15 | 2014-09-27 | 9.577 | 29.2307 | x | 2 | 3. Moderate | 10031 | Reactive Maintenance | 7
1000644 | Room Air Conditioners | D (Very Poor): Asset runs a serious risk of imminent breakdown or poses a health and safety risk. | Category 1 (Urgent): Critical work required to address serious health and safety issues and correct any breach of legislation. | 15 | 2015-12-13 | 8.3669 | 30.8442 | x | 2 | 3. Moderate | 10031 | Reactive Maintenance | 7
1000645 | Room Air Conditioners | D (Very Poor): Asset runs a serious risk of imminent breakdown or poses a health and safety risk. | Category 1 (Urgent): Critical work required to address serious health and safety issues and correct any breach of legislation. | 15 | 2019-04-01 | 5.0678 | 35.243 | x | 2 | 3. Moderate | 10031 | Reactive Maintenance | 7
1000646 | Condensers - Air Cooled | C (Poor): Asset is operational but major repair or replacement will be needed. | Category 2 (Necessary): Essential work required to prevent the deterioration of an asset. | 20 | 2010-05-19 | 13.9357 | 42.0643 | x | 2 | 4. Significant | 10031 | Reactive Maintenance | 3
1000651 | Room Air Conditioners | C (Poor): Asset is operational but major repair or replacement will be needed. | Category 2 (Necessary): Essential work required to prevent the deterioration of an asset. | 15 | 2022-05-23 | 1.9247 | 53.4337 | x | 2 | 3. Moderate | 10031 | Reactive Maintenance | 7
1000654 | Ventilating Fans - General | C (Poor): Asset is operational but major repair or replacement will be needed. | Category 2 (Necessary): Essential work required to prevent the deterioration of an asset. | 20 | 2019-03-21 | 5.0979 | 44.9021 | x | 5 | 2. Minor | 10135 | Reactive Maintenance | 14
1000655 | Sewage or Drainage Pumps Submersible | D (Very Poor): Asset runs a serious risk of imminent breakdown or poses a health and safety risk. | Category 1 (Urgent): Critical work required to address serious health and safety issues and correct any breach of legislation. | 15 | 2019-10-12 | 4.5366 | 37.9512 | x | 1 | 4. Significant | 10113 | Reactive Maintenance | 3
1000656 | Sewage or Drainage Pumps Submersible | D (Very Poor): Asset runs a serious risk of imminent breakdown or poses a health and safety risk. | Category 1 (Urgent): Critical work required to address serious health and safety issues and correct any breach of legislation. | 15 | 2012-05-14 | 11.948 | 28.0694 | x | 1 | 4. Significant | 10113 | Reactive Maintenance | 3
1000657 | Sewage or Drainage Pumps Submersible | D (Very Poor): Asset runs a serious risk of imminent breakdown or poses a health and safety risk. | Category 1 (Urgent): Critical work required to address serious health and safety issues and correct any breach of legislation. | 15 | 2018-07-31 | 5.7358 | 36.3523 | x | 1 | 4. Significant | 10113 | Reactive Maintenance | 3
1000659 | Ventilating Fans - General | D (Very Poor): Asset runs a serious risk of imminent breakdown or poses a health and safety risk. | Category 2 (Necessary): Essential work required to prevent the deterioration of an asset. | 20 | 2013-09-23 | 10.5873 | 32.4127 | x | 5 | 2. Minor | 10135 | Reactive Maintenance | 14
1000660 | Ventilating Fans - General | B (Average): Asset is sound, operationally safe and exhibits only minor deterioration. | Category 2 (Necessary): Essential work required to prevent the deterioration of an asset. | 20 | 2007-08-21 | 16.679 | 47.321 | x | 5 | 2. Minor | 10135 | Reactive Maintenance | 14
1000661 | Ventilating Fans - General | A (Good): Asset is as new and can be expected to perform adequately to its full normal life if maintained appropriately. | Category 2 (Necessary): Essential work required to prevent the deterioration of an asset. | 20 | 2009-04-04 | 15.0582 | 55.9418 | x | 5 | 2. Minor | 10135 | Reactive Maintenance | 14
1000663 | Ventilating Fans - General | C (Poor): Asset is operational but major repair or replacement will be needed. | Category 2 (Necessary): Essential work required to prevent the deterioration of an asset. | 20 | 2020-02-20 | 4.178 | 45.822 | x | 5 | 2. Minor | 10135 | Reactive Maintenance | 14
1000664 | Ventilating Fans - General | A (Good): Asset is as new and can be expected to perform adequately to its full normal life if maintained appropriately. | Category 2 (Necessary): Essential work required to prevent the deterioration of an asset. | 20 | 2009-06-12 | 14.8693 | 56.1307 | x | 5 | 2. Minor | 10135 | Reactive Maintenance | 14
1000669 | Ventilating Fans - General | D (Very Poor): Asset runs a serious risk of imminent breakdown or poses a health and safety risk. | Category 2 (Necessary): Essential work required to prevent the deterioration of an asset. | 20 | 2018-10-01 | 5.5661 | 37.4339 | x | 5 | 2. Minor | 10135 | Reactive Maintenance | 14
1000675 | Roof and Canopy Fall Protection Systems | D (Very Poor): Asset runs a serious risk of imminent breakdown or poses a health and safety risk. | Category 1 (Urgent): Critical work required to address serious health and safety issues and correct any breach of legislation. | 15 | 2011-01-23 | 13.2539 | 20.3281 | x | 4 | 5. Severe | 10069 | Reactive Maintenance | 1
1000676 | Suspended/Facade Access Equipment (SAE) | C (Poor): Asset is operational but major repair or replacement will be needed. | Category 2 (Necessary): Essential work required to prevent the deterioration of an asset. | 15 | 2023-01-25 | 1.2485 | 48.3354 | x | 5 | 3. Moderate | 10135 | Reactive Maintenance | 7
1000677 | Room Air Conditioners | D (Very Poor): Asset runs a serious risk of imminent breakdown or poses a health and safety risk. | Category 1 (Urgent): Critical work required to address serious health and safety issues and correct any breach of legislation. | 15 | 2021-07-01 | 2.8172 | 32.2437 | x | 5 | 3. Moderate | 10135 | Reactive Maintenance | 7
1000678 | Room Air Conditioners | D (Very Poor): Asset runs a serious risk of imminent breakdown or poses a health and safety risk. | Category 1 (Urgent): Critical work required to address serious health and safety issues and correct any breach of legislation. | 15 | 2022-01-19 | 2.2642 | 32.9811 | x | 5 | 3. Moderate | 10135 | Reactive Maintenance | 7
1000681 | Condensers - Air Cooled | D (Very Poor): Asset runs a serious risk of imminent breakdown or poses a health and safety risk. | Category 1 (Urgent): Critical work required to address serious health and safety issues and correct any breach of legislation. | 20 | 2014-03-21 | 10.0972 | 25.9028 | x | 5 | 4. Significant | 10135 | Reactive Maintenance | 3
1000682 | Condensers - Air Cooled | D (Very Poor): Asset runs a serious risk of imminent breakdown or poses a health and safety risk. | Category 1 (Urgent): Critical work required to address serious health and safety issues and correct any breach of legislation. | 20 | 2018-03-06 | 6.1383 | 29.8617 | x | 5 | 4. Significant | 10135 | Reactive Maintenance | 3
1000683 | Ventilating Fans - General | C (Poor): Asset is operational but major repair or replacement will be needed. | Category 1 (Urgent): Critical work required to address serious health and safety issues and correct any breach of legislation. | 20 | 2021-06-17 | 2.8556 | 40.1444 | x | 5 | 2. Minor | 10137 | Reactive Maintenance | 14
1000688 | Ventilating Fans - General | A (Good): Asset is as new and can be expected to perform adequately to its full normal life if maintained appropriately. | Category 1 (Urgent): Critical work required to address serious health and safety issues and correct any breach of legislation. | 20 | 2020-05-08 | 3.9644 | 60.0356 | x | 5 | 2. Minor | 10137 | Reactive Maintenance | 14
1000689 | Water Booster Pumps | C (Poor): Asset is operational but major repair or replacement will be needed. | Category 2 (Necessary): Essential work required to prevent the deterioration of an asset. | 15 | 2011-12-27 | 12.3285 | 33.5619 | x | 5 | 4. Significant | 10137 | Reactive Maintenance | 3
1000692 | Photovoltaics | C (Poor): Asset is operational but major repair or replacement will be needed. | Category 2 (Necessary): Essential work required to prevent the deterioration of an asset. | 25 | 2024-01-25 | 0.24914 | 49.8007 | x | 5 | 3. Moderate | 10016 | Reactive Maintenance | 7
1000693 | Ventilating Fans - General | C (Poor): Asset is operational but major repair or replacement will be needed. | Category 2 (Necessary): Essential work required to prevent the deterioration of an asset. | 20 | 2007-08-15 | 16.6954 | 41.3046 | x | 1 | 2. Minor | 10024 | Reactive Maintenance | 14
1000695 | Ventilating Fans - General | C (Poor): Asset is operational but major repair or replacement will be needed. | Category 2 (Necessary): Essential work required to prevent the deterioration of an asset. | 20 | 2006-06-04 | 17.8919 | 40.1081 | x | 1 | 2. Minor | 10024 | Reactive Maintenance | 14
1000696 | Air Handling Units - General | C (Poor): Asset is operational but major repair or replacement will be needed. | Category 2 (Necessary): Essential work required to prevent the deterioration of an asset. | 20 | 2004-05-16 | 19.9425 | 38.0575 | x | 1 | 3. Moderate | 10074 | Reactive Maintenance | 7
1000697 | Air Handling Units - General | C (Poor): Asset is operational but major repair or replacement will be needed. | Category 2 (Necessary): Essential work required to prevent the deterioration of an asset. | 20 | 2010-10-24 | 13.5031 | 44.4969 | x | 1 | 3. Moderate | 10074 | Reactive Maintenance | 7
1000698 | Air Handling Units - General | C (Poor): Asset is operational but major repair or replacement will be needed. | Category 2 (Necessary): Essential work required to prevent the deterioration of an asset. | 20 | 2018-12-23 | 5.3388 | 52.6612 | x | 1 | 3. Moderate | 10074 | Reactive Maintenance | 7
1000701 | Ventilating Fans - General | B (Average): Asset is sound, operationally safe and exhibits only minor deterioration. | Category 2 (Necessary): Essential work required to prevent the deterioration of an asset. | 20 | 2015-05-01 | 8.9856 | 63.0144 | x | 1 | 2. Minor | 10024 | Reactive Maintenance | 14
1000704 | Fluid Filled Transformer | C (Poor): Asset is operational but major repair or replacement will be needed. | Category 2 (Necessary): Essential work required to prevent the deterioration of an asset. | 30 | 1996-08-28 | 27.6578 | 35.5615 | x | 3 | 5. Severe | 10140 | Reactive Maintenance | 1
1000747 | Sump Pumps and Extended Shaft Sump Pumps | D (Very Poor): Asset runs a serious risk of imminent breakdown or poses a health and safety risk. | Category 1 (Urgent): Critical work required to address serious health and safety issues and correct any breach of legislation. | 11 | 2022-01-29 | 2.2368 | 35.933 | x | 3 | 5. Severe | 10142 | Reactive Maintenance | 1
1000748 | Sump Pumps and Extended Shaft Sump Pumps | D (Very Poor): Asset runs a serious risk of imminent breakdown or poses a health and safety risk. | Category 1 (Urgent): Critical work required to address serious health and safety issues and correct any breach of legislation. | 11 | 2017-09-17 | 6.6037 | 27.9933 | x | 3 | 5. Severe | 10142 | Reactive Maintenance | 1
1000749 | Sump Pumps and Extended Shaft Sump Pumps | D (Very Poor): Asset runs a serious risk of imminent breakdown or poses a health and safety risk. | Category 1 (Urgent): Critical work required to address serious health and safety issues and correct any breach of legislation. | 11 | 2023-12-17 | 0.35592 | 39.3529 | x | 3 | 5. Severe | 10142 | Reactive Maintenance | 1
1000750 | Pumps - General | C (Poor): Asset is operational but major repair or replacement will be needed. | Category 2 (Necessary): Essential work required to prevent the deterioration of an asset. | 20 | 2019-01-26 | 5.2457 | 44.7543 | x | 5 | 4. Significant | 10143 | Reactive Maintenance | 3
1000759 | Ventilating Fans - General | C (Poor): Asset is operational but major repair or replacement will be needed. | Category 2 (Necessary): Essential work required to prevent the deterioration of an asset. | 20 | 2018-04-23 | 6.0068 | 43.9932 | x | 5 | 2. Minor | 10135 | Reactive Maintenance | 14
1000762 | Ventilating Fans - General | D (Very Poor): Asset runs a serious risk of imminent breakdown or poses a health and safety risk. | Category 2 (Necessary): Essential work required to prevent the deterioration of an asset. | 20 | 2021-11-10 | 2.4559 | 40.5441 | x | 5 | 2. Minor | 10135 | Reactive Maintenance | 14
1000766 | Condensers - Air Cooled | C (Poor): Asset is operational but major repair or replacement will be needed. | Category 2 (Necessary): Essential work required to prevent the deterioration of an asset. | 20 | 2016-06-14 | 7.8631 | 42.1369 | x | 5 | 4. Significant | 10135 | Reactive Maintenance | 3
1000767 | Condensers - Air Cooled | D (Very Poor): Asset runs a serious risk of imminent breakdown or poses a health and safety risk. | Category 1 (Urgent): Critical work required to address serious health and safety issues and correct any breach of legislation. | 20 | 2021-03-16 | 3.1102 | 32.8898 | x | 5 | 4. Significant | 10135 | Reactive Maintenance | 3
1000768 | Condensers - Air Cooled | C (Poor): Asset is operational but major repair or replacement will be needed. | Category 2 (Necessary): Essential work required to prevent the deterioration of an asset. | 20 | 2004-12-03 | 19.3922 | 30.6078 | x | 5 | 4. Significant | 10135 | Reactive Maintenance | 3
1000769 | Condensers - Air Cooled | C (Poor): Asset is operational but major repair or replacement will be needed. | Category 2 (Necessary): Essential work required to prevent the deterioration of an asset. | 20 | 2016-11-07 | 7.4634 | 46.5366 | x | 3 | 4. Significant | 10147 | Reactive Maintenance | 3
1000770 | Condensers - Air Cooled | C (Poor): Asset is operational but major repair or replacement will be needed. | Category 2 (Necessary): Essential work required to prevent the deterioration of an asset. | 20 | 2011-07-15 | 12.7803 | 41.2197 | x | 3 | 4. Significant | 10147 | Reactive Maintenance | 3
1000771 | Electric/Air Heater | C (Poor): Asset is operational but major repair or replacement will be needed. | Category 2 (Necessary): Essential work required to prevent the deterioration of an asset. | 10 | 2018-03-12 | 6.1218 | 41.7563 | x | 3 | 2. Minor | 10148 | Reactive Maintenance | 14
1000774 | Ventilating Fans - General | C (Poor): Asset is operational but major repair or replacement will be needed. | Category 2 (Necessary): Essential work required to prevent the deterioration of an asset. | 20 | 2023-10-17 | 0.52293 | 49.4771 | x | 5 | 2. Minor | 10135 | Reactive Maintenance | 14
1000775 | Electric/Air Heater | C (Poor): Asset is operational but major repair or replacement will be needed. | Category 2 (Necessary): Essential work required to prevent the deterioration of an asset. | 10 | 2020-02-09 | 4.2081 | 45.5838 | x | 3 | 2. Minor | 10148 | Reactive Maintenance | 14
1000776 | Electric/Air Heater | C (Poor): Asset is operational but major repair or replacement will be needed. | Category 2 (Necessary): Essential work required to prevent the deterioration of an asset. | 10 | 2022-12-12 | 1.3689 | 51.2621 | x | 3 | 2. Minor | 10148 | Reactive Maintenance | 14
1000777 | Electric/Air Heater | C (Poor): Asset is operational but major repair or replacement will be needed. | Category 2 (Necessary): Essential work required to prevent the deterioration of an asset. | 10 | 2018-12-06 | 5.3854 | 43.2293 | x | 3 | 2. Minor | 10148 | Reactive Maintenance | 14
1000778 | Ventilating Fans - General | D (Very Poor): Asset runs a serious risk of imminent breakdown or poses a health and safety risk. | Category 1 (Urgent): Critical work required to address serious health and safety issues and correct any breach of legislation. | 20 | 2017-10-04 | 6.5572 | 33.4428 | x | 3 | 2. Minor | 10149 | Reactive Maintenance | 14
1000779 | Ventilating Fans - General | D (Very Poor): Asset runs a serious risk of imminent breakdown or poses a health and safety risk. | Category 1 (Urgent): Critical work required to address serious health and safety issues and correct any breach of legislation. | 20 | 2009-08-22 | 14.6749 | 25.3251 | x | 3 | 2. Minor | 10150 | Reactive Maintenance | 14
1000780 | Ventilating Fans - General | D (Very Poor): Asset runs a serious risk of imminent breakdown or poses a health and safety risk. | Category 1 (Urgent): Critical work required to address serious health and safety issues and correct any breach of legislation. | 20 | 2021-12-16 | 2.3573 | 37.6427 | x | 3 | 2. Minor | 10151 | Reactive Maintenance | 14
1000781 | Ventilating Fans - General | D (Very Poor): Asset runs a serious risk of imminent breakdown or poses a health and safety risk. | Category 1 (Urgent): Critical work required to address serious health and safety issues and correct any breach of legislation. | 20 | 2009-12-03 | 14.3929 | 25.6071 | x | 3 | 2. Minor | 10149 | Reactive Maintenance | 14
1000782 | Ventilating Fans - General | D (Very Poor): Asset runs a serious risk of imminent breakdown or poses a health and safety risk. | Category 1 (Urgent): Critical work required to address serious health and safety issues and correct any breach of legislation. | 20 | 2007-06-07 | 16.8843 | 23.1157 | x | 3 | 2. Minor | 10152 | Reactive Maintenance | 14
1000784 | Water Booster Pumps | C (Poor): Asset is operational but major repair or replacement will be needed. | Category 2 (Necessary): Essential work required to prevent the deterioration of an asset. | 15 | 2020-04-02 | 4.063 | 52.5827 | x | 1 | 4. Significant | 10074 | Reactive Maintenance | 3
1000790 | Pressurisation Units - Chilled Water, Condenser Water and LTHW Types | D (Very Poor): Asset runs a serious risk of imminent breakdown or poses a health and safety risk. | Category 1 (Urgent): Critical work required to address serious health and safety issues and correct any breach of legislation. | 15 | 2014-05-03 | 9.9795 | 30.694 | x | 1 | 4. Significant | 10074 | Reactive Maintenance | 3
1000794 | Room Air Conditioners | D (Very Poor): Asset runs a serious risk of imminent breakdown or poses a health and safety risk. | Category 1 (Urgent): Critical work required to address serious health and safety issues and correct any breach of legislation. | 15 | 2021-09-29 | 2.5708 | 38.5722 | x | 2 | 3. Moderate | 10031 | Reactive Maintenance | 7
1000795 | Room Air Conditioners | C (Poor): Asset is operational but major repair or replacement will be needed. | Category 2 (Necessary): Essential work required to prevent the deterioration of an asset. | 15 | 2020-04-28 | 3.9918 | 50.6776 | x | 2 | 3. Moderate | 10031 | Reactive Maintenance | 7
1000796 | Room Air Conditioners | D (Very Poor): Asset runs a serious risk of imminent breakdown or poses a health and safety risk. | Category 1 (Urgent): Critical work required to address serious health and safety issues and correct any breach of legislation. | 15 | 2021-12-07 | 2.3819 | 38.8241 | x | 2 | 3. Moderate | 10031 | Reactive Maintenance | 7
1000800 | Ventilating Fans - General | C (Poor): Asset is operational but major repair or replacement will be needed. | Category 2 (Necessary): Essential work required to prevent the deterioration of an asset. | 20 | 2017-06-05 | 6.8884 | 49.1116 | x | 2 | 2. Minor | 10031 | Reactive Maintenance | 14
1000803 | Ventilating Fans - General | C (Poor): Asset is operational but major repair or replacement will be needed. | Category 2 (Necessary): Essential work required to prevent the deterioration of an asset. | 20 | 2013-06-12 | 10.8693 | 45.1307 | x | 2 | 2. Minor | 10031 | Reactive Maintenance | 14
1000804 | Cold Rooms | C (Poor): Asset is operational but major repair or replacement will be needed. | Category 2 (Necessary): Essential work required to prevent the deterioration of an asset. | 15 | 2022-09-05 | 1.6372 | 53.817 | x | 2 | 4. Significant | 10031 | Reactive Maintenance | 3
1000805 | Cold Rooms | D (Very Poor): Asset runs a serious risk of imminent breakdown or poses a health and safety risk. | Category 1 (Urgent): Critical work required to address serious health and safety issues and correct any breach of legislation. | 15 | 2012-09-20 | 11.5948 | 26.5403 | x | 2 | 4. Significant | 10031 | Reactive Maintenance | 3
1000806 | Cold Rooms | D (Very Poor): Asset runs a serious risk of imminent breakdown or poses a health and safety risk. | Category 1 (Urgent): Critical work required to address serious health and safety issues and correct any breach of legislation. | 15 | 2010-04-21 | 14.0123 | 23.3169 | x | 2 | 4. Significant | 10031 | Reactive Maintenance | 3
1000807 | Cold Rooms | D (Very Poor): Asset runs a serious risk of imminent breakdown or poses a health and safety risk. | Category 1 (Urgent): Critical work required to address serious health and safety issues and correct any breach of legislation. | 15 | 2022-09-10 | 1.6235 | 39.8353 | x | 2 | 4. Significant | 10031 | Reactive Maintenance | 3
1000809 | Air Dirt Separators | C (Poor): Asset is operational but major repair or replacement will be needed. | Category 2 (Necessary): Essential work required to prevent the deterioration of an asset. | 20 | 2013-06-04 | 10.8912 | 45.1088 | x | 2 | 4. Significant | 10031 | Reactive Maintenance | 3
1000813 | Ventilating Fans - General | C (Poor): Asset is operational but major repair or replacement will be needed. | Category 2 (Necessary): Essential work required to prevent the deterioration of an asset. | 20 | 2021-05-05 | 2.9733 | 53.0267 | x | 2 | 2. Minor | 10031 | Reactive Maintenance | 14
1000815 | Ventilating Fans - General | C (Poor): Asset is operational but major repair or replacement will be needed. | Category 2 (Necessary): Essential work required to prevent the deterioration of an asset. | 20 | 2020-03-17 | 4.1068 | 51.8932 | x | 2 | 2. Minor | 10031 | Reactive Maintenance | 14
1000817 | Ventilating Fans - General | C (Poor): Asset is operational but major repair or replacement will be needed. | Category 2 (Necessary): Essential work required to prevent the deterioration of an asset. | 20 | 2008-03-30 | 16.0712 | 39.9288 | x | 2 | 2. Minor | 10031 | Reactive Maintenance | 14
1000818 | Ventilating Fans - General | C (Poor): Asset is operational but major repair or replacement will be needed. | Category 2 (Necessary): Essential work required to prevent the deterioration of an asset. | 20 | 2016-08-24 | 7.6687 | 48.3313 | x | 2 | 2. Minor | 10031 | Reactive Maintenance | 14
1000819 | Ventilating Fans - General | C (Poor): Asset is operational but major repair or replacement will be needed. | Category 2 (Necessary): Essential work required to prevent the deterioration of an asset. | 20 | 2011-09-07 | 12.6324 | 43.3676 | x | 2 | 2. Minor | 10031 | Reactive Maintenance | 14
1000821 | Ventilating Fans - General | C (Poor): Asset is operational but major repair or replacement will be needed. | Category 2 (Necessary): Essential work required to prevent the deterioration of an asset. | 20 | 2019-10-26 | 4.4983 | 51.5017 | x | 2 | 2. Minor | 10031 | Reactive Maintenance | 14
1000823 | Cold Rooms | C (Poor): Asset is operational but major repair or replacement will be needed. | Category 2 (Necessary): Essential work required to prevent the deterioration of an asset. | 15 | 2020-03-10 | 4.1259 | 50.4987 | x | 2 | 4. Significant | 10031 | Reactive Maintenance | 3
1000824 | Expansion Vessels | C (Poor): Asset is operational but major repair or replacement will be needed. | Category 2 (Necessary): Essential work required to prevent the deterioration of an asset. | 15 | 2013-07-28 | 10.7433 | 41.6756 | x | 2 | 4. Significant | 10031 | Reactive Maintenance | 3
1000827 | Chemical Dosing | D (Very Poor): Asset runs a serious risk of imminent breakdown or poses a health and safety risk. | Category 1 (Urgent): Critical work required to address serious health and safety issues and correct any breach of legislation. | 10 | 2019-04-12 | 5.0376 | 31.9247 | x | 2 | 4. Significant | 10031 | Reactive Maintenance | 3
1000828 | Sewage or Drainage Pumps Submersible | D (Very Poor): Asset runs a serious risk of imminent breakdown or poses a health and safety risk. | Category 1 (Urgent): Critical work required to address serious health and safety issues and correct any breach of legislation. | 15 | 2021-06-27 | 2.8282 | 38.2291 | x | 2 | 4. Significant | 10031 | Reactive Maintenance | 3
1000831 | Ventilating Fans - General | C (Poor): Asset is operational but major repair or replacement will be needed. | Category 2 (Necessary): Essential work required to prevent the deterioration of an asset. | 20 | 2018-11-13 | 5.4483 | 50.5517 | x | 2 | 2. Minor | 10031 | Reactive Maintenance | 14
1000832 | Room Air Conditioners | D (Very Poor): Asset runs a serious risk of imminent breakdown or poses a health and safety risk. | Category 1 (Urgent): Critical work required to address serious health and safety issues and correct any breach of legislation. | 15 | 2013-05-28 | 10.9103 | 27.4529 | x | 2 | 3. Moderate | 10031 | Reactive Maintenance | 7
1000834 | Ventilating Fans - General | C (Poor): Asset is operational but major repair or replacement will be needed. | Category 2 (Necessary): Essential work required to prevent the deterioration of an asset. | 20 | 2009-01-21 | 15.258 | 40.742 | x | 2 | 2. Minor | 10031 | Reactive Maintenance | 14
1000835 | Ventilating Fans - General | C (Poor): Asset is operational but major repair or replacement will be needed. | Category 2 (Necessary): Essential work required to prevent the deterioration of an asset. | 20 | 2022-05-14 | 1.9493 | 54.0507 | x | 2 | 2. Minor | 10031 | Reactive Maintenance | 14
1000836 | Ventilating Fans - General | D (Very Poor): Asset runs a serious risk of imminent breakdown or poses a health and safety risk. | Category 1 (Urgent): Critical work required to address serious health and safety issues and correct any breach of legislation. | 20 | 2009-08-16 | 14.6913 | 27.3087 | x | 2 | 2. Minor | 10031 | Reactive Maintenance | 14
1000839 | Room Air Conditioners | D (Very Poor): Asset runs a serious risk of imminent breakdown or poses a health and safety risk. | Category 1 (Urgent): Critical work required to address serious health and safety issues and correct any breach of legislation. | 15 | 2023-02-09 | 1.2074 | 40.3901 | x | 2 | 3. Moderate | 10031 | Reactive Maintenance | 7
1000906 | Circulating Pumps - General | C (Poor): Asset is operational but major repair or replacement will be needed. | Category 2 (Necessary): Essential work required to prevent the deterioration of an asset. | 20 | 2005-01-19 | 19.2635 | 38.7365 | x | 1 | 4. Significant | 10042 | Reactive Maintenance | 3
1000935 | Instantaneous Electric Water Heaters (Non Drinks Type) | D (Very Poor): Asset runs a serious risk of imminent breakdown or poses a health and safety risk. | Category 1 (Urgent): Critical work required to address serious health and safety issues and correct any breach of legislation. | 12 | 2020-03-19 | 4.1013 | 37.1645 | x | 1 | 3. Moderate | 10184 | Reactive Maintenance | 7
1000936 | Instantaneous Electric Water Heaters (Non Drinks Type) | D (Very Poor): Asset runs a serious risk of imminent breakdown or poses a health and safety risk. | Category 1 (Urgent): Critical work required to address serious health and safety issues and correct any breach of legislation. | 12 | 2015-04-25 | 9.0021 | 28.9966 | x | 1 | 3. Moderate | 10184 | Reactive Maintenance | 7
1000963 | Ventilating Fans - General | D (Very Poor): Asset runs a serious risk of imminent breakdown or poses a health and safety risk. | Category 1 (Urgent): Critical work required to address serious health and safety issues and correct any breach of legislation. | 20 | 2022-02-11 | 2.2012 | 33.7988 | x | 5 | 2. Minor | 10062 | Reactive Maintenance | 14
1000966 | Automatic Vehicle Barrier | C (Poor): Asset is operational but major repair or replacement will be needed. | Category 2 (Necessary): Essential work required to prevent the deterioration of an asset. | 15 | 2011-10-29 | 12.4901 | 37.3466 | x | 3 | 3. Moderate | 10198 | Reactive Maintenance | 7
1000967 | Automatic Vehicle Barrier | C (Poor): Asset is operational but major repair or replacement will be needed. | Category 2 (Necessary): Essential work required to prevent the deterioration of an asset. | 15 | 2019-07-05 | 4.8077 | 47.5898 | x | 3 | 3. Moderate | 10198 | Reactive Maintenance | 7
1000968 | Water Booster Pumps | D (Very Poor): Asset runs a serious risk of imminent breakdown or poses a health and safety risk. | Category 1 (Urgent): Critical work required to address serious health and safety issues and correct any breach of legislation. | 15 | 2010-05-24 | 13.922 | 19.4374 | x | 4 | 4. Significant | 10069 | Reactive Maintenance | 3
1000972 | Meter Reading - Water | D (Very Poor): Asset runs a serious risk of imminent breakdown or poses a health and safety risk. | Category 1 (Urgent): Critical work required to address serious health and safety issues and correct any breach of legislation. | 20 | 2016-12-23 | 7.3374 | 34.6626 | x | 2 | 2. Minor | 10199 | Reactive Maintenance | 14
1000973 | Meter Reading - Water | D (Very Poor): Asset runs a serious risk of imminent breakdown or poses a health and safety risk. | Category 1 (Urgent): Critical work required to address serious health and safety issues and correct any breach of legislation. | 20 | 2005-10-27 | 18.4942 | 23.5058 | x | 2 | 2. Minor | 10199 | Reactive Maintenance | 14
1000980 | Pumps - General | C (Poor): Asset is operational but major repair or replacement will be needed. | Category 2 (Necessary): Essential work required to prevent the deterioration of an asset. | 20 | 2023-03-25 | 1.0869 | 50.9131 | x | 4 | 4. Significant | 10069 | Reactive Maintenance | 3
1001009 | Roof and Canopy Fall Protection Systems | C (Poor): Asset is operational but major repair or replacement will be needed. | Category 2 (Necessary): Essential work required to prevent the deterioration of an asset. | 15 | 2010-11-29 | 13.4045 | 34.1273 | x | 4 | 5. Severe | 10203 | Reactive Maintenance | 1
1001010 | Hot Water Calorifiers - Heated by Electricity | C (Poor): Asset is operational but major repair or replacement will be needed. | Category 2 (Necessary): Essential work required to prevent the deterioration of an asset. | 25 | 2022-10-20 | 1.514 | 54.7888 | x | 2 | 4. Significant | 10066 | Reactive Maintenance | 3
1001017 | Fixed Access Ladders and Stairs | D (Very Poor): Asset runs a serious risk of imminent breakdown or poses a health and safety risk. | Category 1 (Urgent): Critical work required to address serious health and safety issues and correct any breach of legislation. | 20 | 2013-07-11 | 10.7899 | 25.2101 | x | 5 | 3. Moderate | 10206 | Reactive Maintenance | 7
1001055 | Trace Heating - Electrical | D (Very Poor): Asset runs a serious risk of imminent breakdown or poses a health and safety risk. | Category 1 (Urgent): Critical work required to address serious health and safety issues and correct any breach of legislation. | 20 | 2020-05-07 | 3.9671 | 36.0329 | x | 3 | 4. Significant | 10039 | Reactive Maintenance | 3
1001056 | Trace Heating - Electrical | D (Very Poor): Asset runs a serious risk of imminent breakdown or poses a health and safety risk. | Category 1 (Urgent): Critical work required to address serious health and safety issues and correct any breach of legislation. | 20 | 2019-11-15 | 4.4435 | 35.5565 | x | 3 | 4. Significant | 10039 | Reactive Maintenance | 3
1001060 | Ventilating Fans - General | C (Poor): Asset is operational but major repair or replacement will be needed. | Category 2 (Necessary): Essential work required to prevent the deterioration of an asset. | 20 | 2004-12-04 | 19.3895 | 34.6105 | x | 3 | 2. Minor | 10039 | Reactive Maintenance | 14
1001061 | Ventilating Fans - General | C (Poor): Asset is operational but major repair or replacement will be needed. | Category 2 (Necessary): Essential work required to prevent the deterioration of an asset. | 20 | 2017-03-23 | 7.091 | 46.909 | x | 3 | 2. Minor | 10039 | Reactive Maintenance | 14
1001067 | Ventilating Fans - General | C (Poor): Asset is operational but major repair or replacement will be needed. | Category 2 (Necessary): Essential work required to prevent the deterioration of an asset. | 20 | 2017-12-16 | 6.3573 | 47.6427 | x | 3 | 2. Minor | 10039 | Reactive Maintenance | 14
1001098 | Water Booster Pumps | C (Poor): Asset is operational but major repair or replacement will be needed. | Category 2 (Necessary): Essential work required to prevent the deterioration of an asset. | 15 | 2016-03-12 | 8.1205 | 39.1727 | x | 5 | 4. Significant | 10208 | Reactive Maintenance | 3
1001099 | Ventilating Fans - General | C (Poor): Asset is operational but major repair or replacement will be needed. | Category 2 (Necessary): Essential work required to prevent the deterioration of an asset. | 20 | 2005-02-21 | 19.1732 | 32.8268 | x | 4 | 2. Minor | 10216 | Reactive Maintenance | 14
1001105 | Ventilating Fans - General | D (Very Poor): Asset runs a serious risk of imminent breakdown or poses a health and safety risk. | Category 1 (Urgent): Critical work required to address serious health and safety issues and correct any breach of legislation. | 20 | 2005-08-03 | 18.7269 | 19.2731 | x | 4 | 2. Minor | 10218 | Reactive Maintenance | 14
1001108 | Ventilating Fans - General | C (Poor): Asset is operational but major repair or replacement will be needed. | Category 2 (Necessary): Essential work required to prevent the deterioration of an asset. | 20 | 2005-02-24 | 19.165 | 32.835 | x | 4 | 2. Minor | 10220 | Reactive Maintenance | 14
1001160 | Ventilating Fans - General | D (Very Poor): Asset runs a serious risk of imminent breakdown or poses a health and safety risk. | Category 1 (Urgent): Critical work required to address serious health and safety issues and correct any breach of legislation. | 20 | 2008-11-24 | 15.4168 | 22.5832 | x | 4 | 2. Minor | 10227 | Reactive Maintenance | 14
1001161 | Ventilating Fans - General | D (Very Poor): Asset runs a serious risk of imminent breakdown or poses a health and safety risk. | Category 1 (Urgent): Critical work required to address serious health and safety issues and correct any breach of legislation. | 20 | 2019-04-01 | 5.0678 | 32.9322 | x | 4 | 2. Minor | 10227 | Reactive Maintenance | 14
1001162 | Ventilating Fans - General | C (Poor): Asset is operational but major repair or replacement will be needed. | Category 2 (Necessary): Essential work required to prevent the deterioration of an asset. | 20 | 2006-02-04 | 18.2204 | 33.7796 | x | 4 | 2. Minor | 10228 | Reactive Maintenance | 14
1001163 | Ventilating Fans - General | C (Poor): Asset is operational but major repair or replacement will be needed. | Category 2 (Necessary): Essential work required to prevent the deterioration of an asset. | 20 | 2005-01-03 | 19.3073 | 32.6927 | x | 4 | 2. Minor | 10228 | Reactive Maintenance | 14
1001164 | Ventilating Fans - General | C (Poor): Asset is operational but major repair or replacement will be needed. | Category 2 (Necessary): Essential work required to prevent the deterioration of an asset. | 20 | 2010-01-28 | 14.2396 | 37.7604 | x | 4 | 2. Minor | 10229 | Reactive Maintenance | 14
1001165 | Ventilating Fans - General | C (Poor): Asset is operational but major repair or replacement will be needed. | Category 2 (Necessary): Essential work required to prevent the deterioration of an asset. | 20 | 2021-06-30 | 2.82 | 49.18 | x | 4 | 2. Minor | 10229 | Reactive Maintenance | 14
1001173 | Emergency eye wash station (Plumbed System) | C (Poor): Asset is operational but major repair or replacement will be needed. | Category 2 (Necessary): Essential work required to prevent the deterioration of an asset. | 10 | 2021-07-05 | 2.8063 | 44.3874 | x | 5 | 3. Moderate | 10232 | Reactive Maintenance | 7
1001175 | Pumps - General | D (Very Poor): Asset runs a serious risk of imminent breakdown or poses a health and safety risk. | Category 1 (Urgent): Critical work required to address serious health and safety issues and correct any breach of legislation. | 20 | 2022-12-01 | 1.399 | 34.601 | x | 5 | 4. Significant | 10234 | Reactive Maintenance | 3
1001197 | Ducting - Volume Control Dampers and Fire/Smoke Dampers | C (Poor): Asset is operational but major repair or replacement will be needed. | Category 2 (Necessary): Essential work required to prevent the deterioration of an asset. | 15 | 2014-08-25 | 9.6674 | 45.1102 | x | 1 | 5. Severe | 10237 | Reactive Maintenance | 1
1001212 | Ducting - Volume Control Dampers and Fire/Smoke Dampers | D (Very Poor): Asset runs a serious risk of imminent breakdown or poses a health and safety risk. | Category 1 (Urgent): Critical work required to address serious health and safety issues and correct any breach of legislation. | 15 | 2011-03-16 | 13.1116 | 26.5179 | x | 1 | 5. Severe | 10239 | Reactive Maintenance | 1
1001215 | Roller Shutter Doors | C (Poor): Asset is operational but major repair or replacement will be needed. | Category 2 (Necessary): Essential work required to prevent the deterioration of an asset. | 15 | 2022-04-28 | 1.9932 | 55.3425 | x | 1 | 3. Moderate | 10241 | Reactive Maintenance | 7
1001218 | Ducting - Volume Control Dampers and Fire/Smoke Dampers | C (Poor): Asset is operational but major repair or replacement will be needed. | Category 2 (Necessary): Essential work required to prevent the deterioration of an asset. | 15 | 2010-07-04 | 13.8097 | 39.587 | x | 1 | 5. Severe | 10243 | Reactive Maintenance | 1
1001310 | Pressurisation Units - Chilled Water, Condenser Water and LTHW Types | C (Poor): Asset is operational but major repair or replacement will be needed. | Category 2 (Necessary): Essential work required to prevent the deterioration of an asset. | 15 | 2013-10-26 | 10.4969 | 44.0041 | x | 1 | 4. Significant | 10252 | Reactive Maintenance | 3
1001326 | Pressurisation Units - Chilled Water, Condenser Water and LTHW Types | C (Poor): Asset is operational but major repair or replacement will be needed. | Category 2 (Necessary): Essential work required to prevent the deterioration of an asset. | 15 | 2016-07-02 | 7.8138 | 45.5816 | x | 2 | 4. Significant | 10258 | Reactive Maintenance | 3
1001333 | Pumps - General | C (Poor): Asset is operational but major repair or replacement will be needed. | Category 2 (Necessary): Essential work required to prevent the deterioration of an asset. | 20 | 2009-04-22 | 15.0089 | 40.9911 | x | 2 | 4. Significant | 10258 | Reactive Maintenance | 3
1001344 | Pumps - General | C (Poor): Asset is operational but major repair or replacement will be needed. | Category 2 (Necessary): Essential work required to prevent the deterioration of an asset. | 20 | 2006-08-21 | 17.6783 | 40.3217 | x | 1 | 4. Significant | 10259 | Reactive Maintenance | 3
1001356 | Ventilating Fans - General | C (Poor): Asset is operational but major repair or replacement will be needed. | Category 2 (Necessary): Essential work required to prevent the deterioration of an asset. | 20 | 2005-08-09 | 18.7105 | 37.2895 | x | 2 | 2. Minor | 10253 | Reactive Maintenance | 14
1001357 | Ventilating Fans - General | C (Poor): Asset is operational but major repair or replacement will be needed. | Category 2 (Necessary): Essential work required to prevent the deterioration of an asset. | 20 | 2005-02-09 | 19.206 | 36.794 | x | 2 | 2. Minor | 10253 | Reactive Maintenance | 14
1001363 | Rising Fire Mains and Hydrants | C (Poor): Asset is operational but major repair or replacement will be needed. | Category 2 (Necessary): Essential work required to prevent the deterioration of an asset. | 20 | 2008-05-26 | 15.9151 | 36.0849 | x | 4 | 5. Severe | 10263 | Reactive Maintenance | 1
1001366 | Ventilating Fans - General | C (Poor): Asset is operational but major repair or replacement will be needed. | Category 2 (Necessary): Essential work required to prevent the deterioration of an asset. | 20 | 2013-05-28 | 10.9103 | 41.0897 | x | 4 | 2. Minor | 10265 | Reactive Maintenance | 14
1001367 | Ventilating Fans - General | C (Poor): Asset is operational but major repair or replacement will be needed. | Category 2 (Necessary): Essential work required to prevent the deterioration of an asset. | 20 | 2015-03-09 | 9.1307 | 42.8693 | x | 4 | 2. Minor | 10265 | Reactive Maintenance | 14
1001370 | Ventilating Fans - General | C (Poor): Asset is operational but major repair or replacement will be needed. | Category 2 (Necessary): Essential work required to prevent the deterioration of an asset. | 20 | 2017-02-11 | 7.2005 | 44.7995 | x | 4 | 2. Minor | 10266 | Reactive Maintenance | 14
1001371 | Ventilating Fans - General | C (Poor): Asset is operational but major repair or replacement will be needed. | Category 2 (Necessary): Essential work required to prevent the deterioration of an asset. | 20 | 2009-05-31 | 14.9021 | 37.0979 | x | 4 | 2. Minor | 10266 | Reactive Maintenance | 14
1001373 | Hot Water Calorifiers - Heated by Electricity | C (Poor): Asset is operational but major repair or replacement will be needed. | Category 2 (Necessary): Essential work required to prevent the deterioration of an asset. | 25 | 2023-07-22 | 0.76112 | 53.3911 | x | 3 | 4. Significant | 10267 | Reactive Maintenance | 3
1001378 | Pressurisation Units - Chilled Water, Condenser Water and LTHW Types | C (Poor): Asset is operational but major repair or replacement will be needed. | Category 2 (Necessary): Essential work required to prevent the deterioration of an asset. | 15 | 2023-07-28 | 0.7447 | 49.0071 | x | 5 | 4. Significant | 10268 | Reactive Maintenance | 3
1001390 | Ventilating Fans - General | D (Very Poor): Asset runs a serious risk of imminent breakdown or poses a health and safety risk. | Category 1 (Urgent): Critical work required to address serious health and safety issues and correct any breach of legislation. | 20 | 2016-04-17 | 8.0219 | 27.9781 | x | 5 | 2. Minor | 10271 | Reactive Maintenance | 14
1001391 | Pressurisation Units - Chilled Water, Condenser Water and LTHW Types | C (Poor): Asset is operational but major repair or replacement will be needed. | Category 2 (Necessary): Essential work required to prevent the deterioration of an asset. | 15 | 2013-02-23 | 11.1677 | 35.1097 | x | 5 | 4. Significant | 10270 | Reactive Maintenance | 3
1001393 | Roof and Canopy Fall Protection Systems | D (Very Poor): Asset runs a serious risk of imminent breakdown or poses a health and safety risk. | Category 1 (Urgent): Critical work required to address serious health and safety issues and correct any breach of legislation. | 15 | 2023-03-24 | 1.0897 | 34.5471 | x | 5 | 5. Severe | 10271 | Reactive Maintenance | 1
1001396 | Roof and Canopy Fall Protection Systems | D (Very Poor): Asset runs a serious risk of imminent breakdown or poses a health and safety risk. | Category 1 (Urgent): Critical work required to address serious health and safety issues and correct any breach of legislation. | 15 | 2022-12-02 | 1.3963 | 34.1383 | x | 5 | 5. Severe | 10271 | Reactive Maintenance | 1
1001399 | Roof and Canopy Fall Protection Systems | D (Very Poor): Asset runs a serious risk of imminent breakdown or poses a health and safety risk. | Category 1 (Urgent): Critical work required to address serious health and safety issues and correct any breach of legislation. | 15 | 2020-11-26 | 3.4114 | 31.4515 | x | 5 | 5. Severe | 10271 | Reactive Maintenance | 1
1001400 | Pumps - General | C (Poor): Asset is operational but major repair or replacement will be needed. | Category 2 (Necessary): Essential work required to prevent the deterioration of an asset. | 20 | 2016-06-27 | 7.8275 | 42.1725 | x | 5 | 4. Significant | 10270 | Reactive Maintenance | 3
1001405 | Roof and Canopy Fall Protection Systems | D (Very Poor): Asset runs a serious risk of imminent breakdown or poses a health and safety risk. | Category 1 (Urgent): Critical work required to address serious health and safety issues and correct any breach of legislation. | 15 | 2017-05-30 | 6.9049 | 26.7935 | x | 5 | 5. Severe | 10271 | Reactive Maintenance | 1
1001412 | Roof and Canopy Fall Protection Systems | D (Very Poor): Asset runs a serious risk of imminent breakdown or poses a health and safety risk. | Category 1 (Urgent): Critical work required to address serious health and safety issues and correct any breach of legislation. | 15 | 2011-09-03 | 12.6434 | 19.1421 | x | 5 | 5. Severe | 10271 | Reactive Maintenance | 1
1001420 | Ventilating Fans - General | C (Poor): Asset is operational but major repair or replacement will be needed. | Category 2 (Necessary): Essential work required to prevent the deterioration of an asset. | 20 | 2021-03-07 | 3.1348 | 50.8652 | x | 3 | 2. Minor | 10039 | Reactive Maintenance | 14
1001426 | Packaged Chiller Units | D (Very Poor): Asset runs a serious risk of imminent breakdown or poses a health and safety risk. | Category 1 (Urgent): Critical work required to address serious health and safety issues and correct any breach of legislation. | 20 | 2010-08-12 | 13.7029 | 26.2971 | x | 3 | 4. Significant | 10039 | Reactive Maintenance | 3
1001440 | Packaged Chiller Units | C (Poor): Asset is operational but major repair or replacement will be needed. | Category 2 (Necessary): Essential work required to prevent the deterioration of an asset. | 20 | 2013-01-14 | 11.2772 | 42.7228 | x | 3 | 4. Significant | 10277 | Reactive Maintenance | 3
1001449 | Pressurisation Units - Chilled Water, Condenser Water and LTHW Types | C (Poor): Asset is operational but major repair or replacement will be needed. | Category 2 (Necessary): Essential work required to prevent the deterioration of an asset. | 15 | 2013-07-30 | 10.7379 | 39.6829 | x | 3 | 4. Significant | 10269 | Reactive Maintenance | 3
1001454 | Room Air Conditioners | D (Very Poor): Asset runs a serious risk of imminent breakdown or poses a health and safety risk. | Category 1 (Urgent): Critical work required to address serious health and safety issues and correct any breach of legislation. | 15 | 2022-10-02 | 1.5633 | 37.9156 | x | 3 | 3. Moderate | 10278 | Reactive Maintenance | 7
1001455 | Cold Water Storage Tanks and Cisterns | D (Very Poor): Asset runs a serious risk of imminent breakdown or poses a health and safety risk. | Category 1 (Urgent): Critical work required to address serious health and safety issues and correct any breach of legislation. | 25 | 2020-08-01 | 3.7317 | 41.0146 | x | 1 | 4. Significant | 10279 | Reactive Maintenance | 3
1001456 | Cold Water Storage Tanks and Cisterns | D (Very Poor): Asset runs a serious risk of imminent breakdown or poses a health and safety risk. | Category 1 (Urgent): Critical work required to address serious health and safety issues and correct any breach of legislation. | 25 | 2014-04-20 | 10.0151 | 35.988 | x | 1 | 4. Significant | 10279 | Reactive Maintenance | 3
1001480 | Pumps - General | C (Poor): Asset is operational but major repair or replacement will be needed. | Category 2 (Necessary): Essential work required to prevent the deterioration of an asset. | 20 | 2016-12-21 | 7.3429 | 46.6571 | x | 3 | 4. Significant | 10286 | Reactive Maintenance | 3
1001490 | Pumps - General | D (Very Poor): Asset runs a serious risk of imminent breakdown or poses a health and safety risk. | Category 1 (Urgent): Critical work required to address serious health and safety issues and correct any breach of legislation. | 20 | 2006-10-09 | 17.5441 | 22.4559 | x | 3 | 4. Significant | 10289 | Reactive Maintenance | 3
1001537 | Pressurisation Units - Chilled Water, Condenser Water and LTHW Types | C (Poor): Asset is operational but major repair or replacement will be needed. | Category 2 (Necessary): Essential work required to prevent the deterioration of an asset. | 15 | 2023-09-24 | 0.5859 | 51.2188 | x | 4 | 4. Significant | 10297 | Reactive Maintenance | 3
1001559 | Pumps - General | D (Very Poor): Asset runs a serious risk of imminent breakdown or poses a health and safety risk. | Category 1 (Urgent): Critical work required to address serious health and safety issues and correct any breach of legislation. | 20 | 2018-08-18 | 5.6865 | 36.3135 | x | 2 | 4. Significant | 10285 | Reactive Maintenance | 3
1001599 | Air Handling Units - General | C (Poor): Asset is operational but major repair or replacement will be needed. | Category 2 (Necessary): Essential work required to prevent the deterioration of an asset. | 20 | 2010-11-10 | 13.4565 | 36.5435 | x | 5 | 3. Moderate | 10160 | Reactive Maintenance | 7
1001600 | Laboratory Fume Cupboard | C (Poor): Asset is operational but major repair or replacement will be needed. | Category 2 (Necessary): Essential work required to prevent the deterioration of an asset. | 15 | 2021-12-07 | 2.3819 | 46.8241 | x | 5 | 4. Significant | 10154 | Reactive Maintenance | 3
1001605 | Laboratory Fume Cupboard | C (Poor): Asset is operational but major repair or replacement will be needed. | Category 2 (Necessary): Essential work required to prevent the deterioration of an asset. | 15 | 2023-01-03 | 1.3087 | 48.2551 | x | 5 | 4. Significant | 10154 | Reactive Maintenance | 3
1001607 | Laboratory Fume Cupboard | C (Poor): Asset is operational but major repair or replacement will be needed. | Category 2 (Necessary): Essential work required to prevent the deterioration of an asset. | 15 | 2018-03-26 | 6.0835 | 41.8887 | x | 5 | 4. Significant | 10154 | Reactive Maintenance | 3
1001608 | Laboratory Fume Cupboard | C (Poor): Asset is operational but major repair or replacement will be needed. | Category 2 (Necessary): Essential work required to prevent the deterioration of an asset. | 15 | 2016-07-02 | 7.8138 | 39.5816 | x | 5 | 4. Significant | 10154 | Reactive Maintenance | 3
1001609 | Laboratory Fume Cupboard | D (Very Poor): Asset runs a serious risk of imminent breakdown or poses a health and safety risk. | Category 1 (Urgent): Critical work required to address serious health and safety issues and correct any breach of legislation. | 15 | 2012-05-19 | 11.9343 | 20.0876 | x | 5 | 4. Significant | 10154 | Reactive Maintenance | 3
1001611 | Laboratory Fume Cupboard | C (Poor): Asset is operational but major repair or replacement will be needed. | Category 2 (Necessary): Essential work required to prevent the deterioration of an asset. | 15 | 2020-08-21 | 3.6769 | 45.0974 | x | 5 | 4. Significant | 10154 | Reactive Maintenance | 3
1001614 | Laboratory Fume Cupboard | C (Poor): Asset is operational but major repair or replacement will be needed. | Category 2 (Necessary): Essential work required to prevent the deterioration of an asset. | 15 | 2011-11-19 | 12.4326 | 33.4232 | x | 5 | 4. Significant | 10154 | Reactive Maintenance | 3
1001615 | Laboratory Fume Cupboard | C (Poor): Asset is operational but major repair or replacement will be needed. | Category 2 (Necessary): Essential work required to prevent the deterioration of an asset. | 15 | 2011-11-22 | 12.4244 | 33.4342 | x | 5 | 4. Significant | 10154 | Reactive Maintenance | 3
1001616 | Laboratory Fume Cupboard | C (Poor): Asset is operational but major repair or replacement will be needed. | Category 2 (Necessary): Essential work required to prevent the deterioration of an asset. | 15 | 2020-06-13 | 3.8658 | 44.8455 | x | 5 | 4. Significant | 10154 | Reactive Maintenance | 3
1001617 | Solenoid Gas/Oil Shut-off (Safety) Valves | D (Very Poor): Asset runs a serious risk of imminent breakdown or poses a health and safety risk. | Category 1 (Urgent): Critical work required to address serious health and safety issues and correct any breach of legislation. | 15 | 2018-11-12 | 5.4511 | 30.7319 | x | 4 | 5. Severe | 10319 | Reactive Maintenance | 1
1001618 | Water Booster Pumps | D (Very Poor): Asset runs a serious risk of imminent breakdown or poses a health and safety risk. | Category 1 (Urgent): Critical work required to address serious health and safety issues and correct any breach of legislation. | 15 | 2021-06-30 | 2.82 | 34.24 | x | 4 | 4. Significant | 10319 | Reactive Maintenance | 3
1001619 | Pumps - General | D (Very Poor): Asset runs a serious risk of imminent breakdown or poses a health and safety risk. | Category 1 (Urgent): Critical work required to address serious health and safety issues and correct any breach of legislation. | 20 | 2021-04-08 | 3.0472 | 38.9528 | x | 2 | 4. Significant | 10301 | Reactive Maintenance | 3
1001631 | Pressurisation Units - Chilled Water, Condenser Water and LTHW Types | D (Very Poor): Asset runs a serious risk of imminent breakdown or poses a health and safety risk. | Category 1 (Urgent): Critical work required to address serious health and safety issues and correct any breach of legislation. | 15 | 2017-11-17 | 6.4367 | 33.4178 | x | 2 | 4. Significant | 10301 | Reactive Maintenance | 3
1001638 | Water Booster Pumps | C (Poor): Asset is operational but major repair or replacement will be needed. | Category 2 (Necessary): Essential work required to prevent the deterioration of an asset. | 15 | 2010-12-29 | 13.3224 | 34.2368 | x | 4 | 4. Significant | 10323 | Reactive Maintenance | 3
1001639 | Pumps - General | C (Poor): Asset is operational but major repair or replacement will be needed. | Category 2 (Necessary): Essential work required to prevent the deterioration of an asset. | 20 | 2021-10-08 | 2.5462 | 53.4538 | x | 2 | 4. Significant | 10324 | Reactive Maintenance | 3
1001644 | Room Air Conditioners | C (Poor): Asset is operational but major repair or replacement will be needed. | Category 2 (Necessary): Essential work required to prevent the deterioration of an asset. | 15 | 2016-12-01 | 7.3977 | 40.1364 | x | 5 | 3. Moderate | 10160 | Reactive Maintenance | 7
1001645 | Room Air Conditioners | C (Poor): Asset is operational but major repair or replacement will be needed. | Category 2 (Necessary): Essential work required to prevent the deterioration of an asset. | 15 | 2019-09-29 | 4.5722 | 43.9037 | x | 5 | 3. Moderate | 10160 | Reactive Maintenance | 7
1001655 | Roof and Canopy Fall Protection Systems | C (Poor): Asset is operational but major repair or replacement will be needed. | Category 2 (Necessary): Essential work required to prevent the deterioration of an asset. | 15 | 2020-04-24 | 4.0027 | 48.663 | x | 3 | 5. Severe | 10330 | Reactive Maintenance | 1
1001657 | Water Booster Pumps | C (Poor): Asset is operational but major repair or replacement will be needed. | Category 2 (Necessary): Essential work required to prevent the deterioration of an asset. | 15 | 2017-08-05 | 6.7214 | 47.0381 | x | 2 | 4. Significant | 10303 | Reactive Maintenance | 3
1001665 | Emergency eye wash station (Plumbed System) | D (Very Poor): Asset runs a serious risk of imminent breakdown or poses a health and safety risk. | Category 1 (Urgent): Critical work required to address serious health and safety issues and correct any breach of legislation. | 10 | 2017-05-30 | 6.9049 | 30.1903 | x | 1 | 3. Moderate | 10333 | Reactive Maintenance | 7
1001673 | Pumps - General | C (Poor): Asset is operational but major repair or replacement will be needed. | Category 2 (Necessary): Essential work required to prevent the deterioration of an asset. | 20 | 2017-07-30 | 6.7379 | 51.2621 | x | 1 | 4. Significant | 10337 | Reactive Maintenance | 3
1001681 | Heat meter, calculator and temperature probes | C (Poor): Asset is operational but major repair or replacement will be needed. | Category 2 (Necessary): Essential work required to prevent the deterioration of an asset. | 15 | 2014-05-25 | 9.9192 | 38.7744 | x | 4 | 2. Minor | 10153 | Reactive Maintenance | 14
1001682 | Heat meter, calculator and temperature probes | C (Poor): Asset is operational but major repair or replacement will be needed. | Category 2 (Necessary): Essential work required to prevent the deterioration of an asset. | 15 | 2016-11-15 | 7.4415 | 42.078 | x | 4 | 2. Minor | 10153 | Reactive Maintenance | 14
1001690 | Heat meter, calculator and temperature probes | C (Poor): Asset is operational but major repair or replacement will be needed. | Category 2 (Necessary): Essential work required to prevent the deterioration of an asset. | 15 | 2012-09-29 | 11.5702 | 36.5731 | x | 4 | 2. Minor | 10153 | Reactive Maintenance | 14
1001691 | Heat meter, calculator and temperature probes | C (Poor): Asset is operational but major repair or replacement will be needed. | Category 2 (Necessary): Essential work required to prevent the deterioration of an asset. | 15 | 2016-02-17 | 8.1862 | 41.0851 | x | 4 | 2. Minor | 10153 | Reactive Maintenance | 14
1001695 | Heat meter, calculator and temperature probes | C (Poor): Asset is operational but major repair or replacement will be needed. | Category 2 (Necessary): Essential work required to prevent the deterioration of an asset. | 15 | 2023-01-08 | 1.295 | 50.2733 | x | 4 | 2. Minor | 10153 | Reactive Maintenance | 14
1001696 | Heat meter, calculator and temperature probes | C (Poor): Asset is operational but major repair or replacement will be needed. | Category 2 (Necessary): Essential work required to prevent the deterioration of an asset. | 15 | 2014-07-01 | 9.8179 | 38.9094 | x | 4 | 2. Minor | 10153 | Reactive Maintenance | 14
1001751 | Pumps - General | C (Poor): Asset is operational but major repair or replacement will be needed. | Category 2 (Necessary): Essential work required to prevent the deterioration of an asset. | 20 | 2010-11-15 | 13.4428 | 44.5572 | x | 1 | 4. Significant | 10367 | Reactive Maintenance | 3
1001756 | Pumps - General | C (Poor): Asset is operational but major repair or replacement will be needed. | Category 2 (Necessary): Essential work required to prevent the deterioration of an asset. | 20 | 2004-07-17 | 19.7728 | 38.2272 | x | 1 | 4. Significant | 10102 | Reactive Maintenance | 3
1001766 | Pumps - General | C (Poor): Asset is operational but major repair or replacement will be needed. | Category 2 (Necessary): Essential work required to prevent the deterioration of an asset. | 20 | 2023-06-25 | 0.83504 | 57.165 | x | 1 | 4. Significant | 10102 | Reactive Maintenance | 3
1001778 | Pumps - General | C (Poor): Asset is operational but major repair or replacement will be needed. | Category 2 (Necessary): Essential work required to prevent the deterioration of an asset. | 20 | 2015-12-22 | 8.3422 | 45.6578 | x | 3 | 4. Significant | 10379 | Reactive Maintenance | 3
1001779 | Pumps - General | C (Poor): Asset is operational but major repair or replacement will be needed. | Category 2 (Necessary): Essential work required to prevent the deterioration of an asset. | 20 | 2018-05-26 | 5.9165 | 52.0835 | x | 1 | 4. Significant | 10380 | Reactive Maintenance | 3
1001782 | Pumps - General | C (Poor): Asset is operational but major repair or replacement will be needed. | Category 2 (Necessary): Essential work required to prevent the deterioration of an asset. | 20 | 2007-06-17 | 16.8569 | 41.1431 | x | 1 | 4. Significant | 10383 | Reactive Maintenance | 3
1001792 | Ventilating Fans - General | C (Poor): Asset is operational but major repair or replacement will be needed. | Category 2 (Necessary): Essential work required to prevent the deterioration of an asset. | 20 | 2021-12-24 | 2.3354 | 53.6646 | x | 2 | 2. Minor | 10385 | Reactive Maintenance | 14
1001793 | Ventilating Fans - General | C (Poor): Asset is operational but major repair or replacement will be needed. | Category 2 (Necessary): Essential work required to prevent the deterioration of an asset. | 20 | 2005-01-10 | 19.2882 | 36.7118 | x | 2 | 2. Minor | 10385 | Reactive Maintenance | 14
1001794 | Ventilating Fans - General | C (Poor): Asset is operational but major repair or replacement will be needed. | Category 2 (Necessary): Essential work required to prevent the deterioration of an asset. | 20 | 2019-10-10 | 4.5421 | 51.4579 | x | 2 | 2. Minor | 10385 | Reactive Maintenance | 14
1001795 | Ventilating Fans - General | C (Poor): Asset is operational but major repair or replacement will be needed. | Category 2 (Necessary): Essential work required to prevent the deterioration of an asset. | 20 | 2007-10-22 | 16.5092 | 39.4908 | x | 2 | 2. Minor | 10385 | Reactive Maintenance | 14
1001823 | Laboratory Fume Cupboard | C (Poor): Asset is operational but major repair or replacement will be needed. | Category 2 (Necessary): Essential work required to prevent the deterioration of an asset. | 15 | 2014-03-18 | 10.1054 | 36.5261 | x | 5 | 4. Significant | 10154 | Reactive Maintenance | 3
1001834 | Laboratory Fume Cupboard | C (Poor): Asset is operational but major repair or replacement will be needed. | Category 2 (Necessary): Essential work required to prevent the deterioration of an asset. | 15 | 2022-04-11 | 2.0397 | 47.2804 | x | 5 | 4. Significant | 10154 | Reactive Maintenance | 3
1001837 | Solenoid Gas/Oil Shut-off (Safety) Valves | C (Poor): Asset is operational but major repair or replacement will be needed. | Category 2 (Necessary): Essential work required to prevent the deterioration of an asset. | 15 | 2010-07-31 | 13.7358 | 31.6856 | x | 5 | 5. Severe | 10394 | Reactive Maintenance | 1
1001840 | Meter Reading - Water | C (Poor): Asset is operational but major repair or replacement will be needed. | Category 2 (Necessary): Essential work required to prevent the deterioration of an asset. | 20 | 2019-09-03 | 4.6434 | 49.3566 | x | 3 | 2. Minor | 10174 | Reactive Maintenance | 14
1001844 | Laboratory Fume Cupboard | C (Poor): Asset is operational but major repair or replacement will be needed. | Category 2 (Necessary): Essential work required to prevent the deterioration of an asset. | 15 | 2013-01-06 | 11.2991 | 34.9345 | x | 5 | 4. Significant | 10154 | Reactive Maintenance | 3
1001849 | Laboratory Fume Cupboard | D (Very Poor): Asset runs a serious risk of imminent breakdown or poses a health and safety risk. | Category 1 (Urgent): Critical work required to address serious health and safety issues and correct any breach of legislation. | 15 | 2020-07-30 | 3.7372 | 31.0171 | x | 5 | 4. Significant | 10154 | Reactive Maintenance | 3
1001851 | Cold Water Storage Tanks and Cisterns | C (Poor): Asset is operational but major repair or replacement will be needed. | Category 2 (Necessary): Essential work required to prevent the deterioration of an asset. | 25 | 1999-01-14 | 25.2786 | 37.7771 | x | 1 | 4. Significant | 10395 | Reactive Maintenance | 3
1001853 | Laboratory Fume Cupboard | C (Poor): Asset is operational but major repair or replacement will be needed. | Category 2 (Necessary): Essential work required to prevent the deterioration of an asset. | 15 | 2014-12-07 | 9.3826 | 37.4898 | x | 5 | 4. Significant | 10154 | Reactive Maintenance | 3
1001859 | Pumps - General | C (Poor): Asset is operational but major repair or replacement will be needed. | Category 2 (Necessary): Essential work required to prevent the deterioration of an asset. | 20 | 2016-12-28 | 7.3238 | 42.6762 | x | 5 | 4. Significant | 10093 | Reactive Maintenance | 3
1001860 | Pumps - General | C (Poor): Asset is operational but major repair or replacement will be needed. | Category 2 (Necessary): Essential work required to prevent the deterioration of an asset. | 20 | 2022-04-11 | 2.0397 | 47.9603 | x | 5 | 4. Significant | 10093 | Reactive Maintenance | 3
1001863 | Pumps - General | D (Very Poor): Asset runs a serious risk of imminent breakdown or poses a health and safety risk. | Category 1 (Urgent): Critical work required to address serious health and safety issues and correct any breach of legislation. | 20 | 2016-02-17 | 8.1862 | 31.8138 | x | 3 | 4. Significant | 10402 | Reactive Maintenance | 3
1001869 | Pressurisation Units - Chilled Water, Condenser Water and LTHW Types | C (Poor): Asset is operational but major repair or replacement will be needed. | Category 2 (Necessary): Essential work required to prevent the deterioration of an asset. | 15 | 2013-06-20 | 10.8474 | 35.5368 | x | 5 | 4. Significant | 10093 | Reactive Maintenance | 3
1001870 | Pressurisation Units - Chilled Water, Condenser Water and LTHW Types | C (Poor): Asset is operational but major repair or replacement will be needed. | Category 2 (Necessary): Essential work required to prevent the deterioration of an asset. | 15 | 2019-12-22 | 4.3422 | 44.2104 | x | 5 | 4. Significant | 10093 | Reactive Maintenance | 3
1001871 | Pressurisation Units - Chilled Water, Condenser Water and LTHW Types | C (Poor): Asset is operational but major repair or replacement will be needed. | Category 2 (Necessary): Essential work required to prevent the deterioration of an asset. | 15 | 2020-12-14 | 3.3621 | 45.5172 | x | 5 | 4. Significant | 10093 | Reactive Maintenance | 3
1001880 | Ventilating Fans - General | C (Poor): Asset is operational but major repair or replacement will be needed. | Category 2 (Necessary): Essential work required to prevent the deterioration of an asset. | 20 | 2010-01-21 | 14.2587 | 37.7413 | x | 4 | 2. Minor | 10405 | Reactive Maintenance | 14
1001887 | Meter Reading - Water | C (Poor): Asset is operational but major repair or replacement will be needed. | Category 2 (Necessary): Essential work required to prevent the deterioration of an asset. | 20 | 2005-08-03 | 18.7269 | 39.2731 | x | 1 | 2. Minor | 10406 | Reactive Maintenance | 14
1001888 | Meter Reading - Water | C (Poor): Asset is operational but major repair or replacement will be needed. | Category 2 (Necessary): Essential work required to prevent the deterioration of an asset. | 20 | 2004-06-05 | 19.8877 | 38.1123 | x | 1 | 2. Minor | 10406 | Reactive Maintenance | 14
1001893 | Pumps - General | C (Poor): Asset is operational but major repair or replacement will be needed. | Category 2 (Necessary): Essential work required to prevent the deterioration of an asset. | 20 | 2010-09-30 | 13.5688 | 38.4312 | x | 4 | 4. Significant | 10409 | Reactive Maintenance | 3
1001895 | Pumps - General | C (Poor): Asset is operational but major repair or replacement will be needed. | Category 2 (Necessary): Essential work required to prevent the deterioration of an asset. | 20 | 2020-09-05 | 3.6359 | 48.3641 | x | 4 | 4. Significant | 10409 | Reactive Maintenance | 3
1001897 | Pumps - General | C (Poor): Asset is operational but major repair or replacement will be needed. | Category 2 (Necessary): Essential work required to prevent the deterioration of an asset. | 20 | 2016-12-10 | 7.373 | 44.627 | x | 4 | 4. Significant | 10409 | Reactive Maintenance | 3
1001899 | Solenoid Gas/Oil Shut-off (Safety) Valves | C (Poor): Asset is operational but major repair or replacement will be needed. | Category 2 (Necessary): Essential work required to prevent the deterioration of an asset. | 15 | 2021-07-01 | 2.8172 | 48.2437 | x | 4 | 5. Severe | 10409 | Reactive Maintenance | 1
1001900 | Solenoid Gas/Oil Shut-off (Safety) Valves | C (Poor): Asset is operational but major repair or replacement will be needed. | Category 2 (Necessary): Essential work required to prevent the deterioration of an asset. | 15 | 2021-01-28 | 3.2389 | 47.6815 | x | 4 | 5. Severe | 10409 | Reactive Maintenance | 1
1001905 | Solenoid Gas/Oil Shut-off (Safety) Valves | C (Poor): Asset is operational but major repair or replacement will be needed. | Category 2 (Necessary): Essential work required to prevent the deterioration of an asset. | 15 | 2019-10-31 | 4.4846 | 46.0205 | x | 4 | 5. Severe | 10409 | Reactive Maintenance | 1
1001908 | Room Air Conditioners | D (Very Poor): Asset runs a serious risk of imminent breakdown or poses a health and safety risk. | Category 1 (Urgent): Critical work required to address serious health and safety issues and correct any breach of legislation. | 15 | 2014-07-23 | 9.7577 | 22.9897 | x | 5 | 3. Moderate | 10414 | Reactive Maintenance | 7
1001909 | Room Air Conditioners | D (Very Poor): Asset runs a serious risk of imminent breakdown or poses a health and safety risk. | Category 1 (Urgent): Critical work required to address serious health and safety issues and correct any breach of legislation. | 15 | 2018-10-30 | 5.4867 | 28.6845 | x | 5 | 3. Moderate | 10414 | Reactive Maintenance | 7
1001911 | Room Air Conditioners | D (Very Poor): Asset runs a serious risk of imminent breakdown or poses a health and safety risk. | Category 1 (Urgent): Critical work required to address serious health and safety issues and correct any breach of legislation. | 15 | 2011-12-15 | 12.3614 | 19.5181 | x | 5 | 3. Moderate | 10414 | Reactive Maintenance | 7
1001912 | Room Air Conditioners | D (Very Poor): Asset runs a serious risk of imminent breakdown or poses a health and safety risk. | Category 1 (Urgent): Critical work required to address serious health and safety issues and correct any breach of legislation. | 15 | 2014-04-25 | 10.0014 | 22.6648 | x | 5 | 3. Moderate | 10414 | Reactive Maintenance | 7
1001913 | Room Air Conditioners | D (Very Poor): Asset runs a serious risk of imminent breakdown or poses a health and safety risk. | Category 1 (Urgent): Critical work required to address serious health and safety issues and correct any breach of legislation. | 15 | 2019-09-17 | 4.6051 | 29.8599 | x | 5 | 3. Moderate | 10414 | Reactive Maintenance | 7
1001914 | Room Air Conditioners | D (Very Poor): Asset runs a serious risk of imminent breakdown or poses a health and safety risk. | Category 1 (Urgent): Critical work required to address serious health and safety issues and correct any breach of legislation. | 15 | 2022-10-05 | 1.5551 | 33.9265 | x | 5 | 3. Moderate | 10414 | Reactive Maintenance | 7
1001915 | Room Air Conditioners | D (Very Poor): Asset runs a serious risk of imminent breakdown or poses a health and safety risk. | Category 1 (Urgent): Critical work required to address serious health and safety issues and correct any breach of legislation. | 15 | 2013-04-12 | 11.0363 | 21.285 | x | 5 | 3. Moderate | 10414 | Reactive Maintenance | 7
1001916 | Room Air Conditioners | D (Very Poor): Asset runs a serious risk of imminent breakdown or poses a health and safety risk. | Category 1 (Urgent): Critical work required to address serious health and safety issues and correct any breach of legislation. | 15 | 2010-05-20 | 13.9329 | 17.4228 | x | 5 | 3. Moderate | 10414 | Reactive Maintenance | 7
1001933 | Hot Water Calorifiers - Heated by Electricity | C (Poor): Asset is operational but major repair or replacement will be needed. | Category 2 (Necessary): Essential work required to prevent the deterioration of an asset. | 25 | 2019-05-29 | 4.909 | 48.0728 | x | 4 | 4. Significant | 10409 | Reactive Maintenance | 3
1001934 | Hot Water Calorifiers - Heated by Electricity | C (Poor): Asset is operational but major repair or replacement will be needed. | Category 2 (Necessary): Essential work required to prevent the deterioration of an asset. | 25 | 2012-05-26 | 11.9151 | 42.4679 | x | 4 | 4. Significant | 10409 | Reactive Maintenance | 3
1001935 | Meter Reading - Water | C (Poor): Asset is operational but major repair or replacement will be needed. | Category 2 (Necessary): Essential work required to prevent the deterioration of an asset. | 20 | 2010-09-12 | 13.6181 | 38.3819 | x | 4 | 2. Minor | 10409 | Reactive Maintenance | 14
1001936 | Meter Reading - Water | C (Poor): Asset is operational but major repair or replacement will be needed. | Category 2 (Necessary): Essential work required to prevent the deterioration of an asset. | 20 | 2005-04-12 | 19.0363 | 32.9637 | x | 4 | 2. Minor | 10409 | Reactive Maintenance | 14
1001937 | Pumps - General | C (Poor): Asset is operational but major repair or replacement will be needed. | Category 2 (Necessary): Essential work required to prevent the deterioration of an asset. | 20 | 2004-01-30 | 20.2355 | 31.7645 | x | 4 | 4. Significant | 10409 | Reactive Maintenance | 3
1001938 | Pumps - General | C (Poor): Asset is operational but major repair or replacement will be needed. | Category 2 (Necessary): Essential work required to prevent the deterioration of an asset. | 20 | 2007-08-29 | 16.6571 | 35.3429 | x | 4 | 4. Significant | 10409 | Reactive Maintenance | 3
1001947 | Pumps - General | C (Poor): Asset is operational but major repair or replacement will be needed. | Category 2 (Necessary): Essential work required to prevent the deterioration of an asset. | 20 | 2014-01-11 | 10.2861 | 41.7139 | x | 4 | 4. Significant | 10421 | Reactive Maintenance | 3
1001949 | Room Air Conditioners | D (Very Poor): Asset runs a serious risk of imminent breakdown or poses a health and safety risk. | Category 1 (Urgent): Critical work required to address serious health and safety issues and correct any breach of legislation. | 15 | 2023-04-09 | 1.0459 | 36.6055 | x | 4 | 3. Moderate | 10409 | Reactive Maintenance | 7
1001950 | Medical gas pipework, manifolds, outlets & accessories | C (Poor): Asset is operational but major repair or replacement will be needed. | Category 2 (Necessary): Essential work required to prevent the deterioration of an asset. | 20 | 2016-08-10 | 7.707 | 44.293 | x | 4 | 4. Significant | 10409 | Reactive Maintenance | 3
1001951 | Medical gas pipework, manifolds, outlets & accessories | D (Very Poor): Asset runs a serious risk of imminent breakdown or poses a health and safety risk. | Category 1 (Urgent): Critical work required to address serious health and safety issues and correct any breach of legislation. | 20 | 2009-02-15 | 15.1896 | 22.8104 | x | 4 | 4. Significant | 10409 | Reactive Maintenance | 3
1001953 | Air Handling Units - General | C (Poor): Asset is operational but major repair or replacement will be needed. | Category 2 (Necessary): Essential work required to prevent the deterioration of an asset. | 20 | 2007-09-10 | 16.6242 | 33.3758 | x | 5 | 3. Moderate | 10422 | Reactive Maintenance | 7
1001954 | Air Handling Units - General | C (Poor): Asset is operational but major repair or replacement will be needed. | Category 2 (Necessary): Essential work required to prevent the deterioration of an asset. | 20 | 2024-01-25 | 0.24914 | 49.7509 | x | 5 | 3. Moderate | 10422 | Reactive Maintenance | 7
1001957 | Room Air Conditioners | D (Very Poor): Asset runs a serious risk of imminent breakdown or poses a health and safety risk. | Category 1 (Urgent): Critical work required to address serious health and safety issues and correct any breach of legislation. | 15 | 2019-02-23 | 5.1691 | 31.1079 | x | 4 | 3. Moderate | 10409 | Reactive Maintenance | 7
1001962 | Room Air Conditioners | C (Poor): Asset is operational but major repair or replacement will be needed. | Category 2 (Necessary): Essential work required to prevent the deterioration of an asset. | 15 | 2020-01-28 | 4.2409 | 46.3454 | x | 4 | 3. Moderate | 10409 | Reactive Maintenance | 7
1001968 | Meter Reading - Water | C (Poor): Asset is operational but major repair or replacement will be needed. | Category 2 (Necessary): Essential work required to prevent the deterioration of an asset. | 20 | 2022-12-13 | 1.3662 | 48.6338 | x | 5 | 2. Minor | 10427 | Reactive Maintenance | 14
1001969 | Meter Reading - Water | C (Poor): Asset is operational but major repair or replacement will be needed. | Category 2 (Necessary): Essential work required to prevent the deterioration of an asset. | 20 | 2020-07-30 | 3.7372 | 46.2628 | x | 5 | 2. Minor | 10427 | Reactive Maintenance | 14
1001974 | Hot Water Calorifiers - Heated by Electricity | C (Poor): Asset is operational but major repair or replacement will be needed. | Category 2 (Necessary): Essential work required to prevent the deterioration of an asset. | 25 | 2015-10-23 | 8.5065 | 51.1948 | x | 1 | 4. Significant | 10368 | Reactive Maintenance | 3
1001980 | Meter Reading - Water | C (Poor): Asset is operational but major repair or replacement will be needed. | Category 2 (Necessary): Essential work required to prevent the deterioration of an asset. | 20 | 2020-09-01 | 3.6468 | 54.3532 | x | 1 | 2. Minor | 10428 | Reactive Maintenance | 14
1001981 | Meter Reading - Water | C (Poor): Asset is operational but major repair or replacement will be needed. | Category 2 (Necessary): Essential work required to prevent the deterioration of an asset. | 20 | 2010-12-16 | 13.358 | 44.642 | x | 1 | 2. Minor | 10428 | Reactive Maintenance | 14
1001983 | Pumps - General | D (Very Poor): Asset runs a serious risk of imminent breakdown or poses a health and safety risk. | Category 1 (Urgent): Critical work required to address serious health and safety issues and correct any breach of legislation. | 20 | 2004-08-03 | 19.7262 | 16.2738 | x | 5 | 4. Significant | 10429 | Reactive Maintenance | 3
1002007 | Hot Water Calorifiers - Heated by Electricity | C (Poor): Asset is operational but major repair or replacement will be needed. | Category 2 (Necessary): Essential work required to prevent the deterioration of an asset. | 25 | 2004-10-10 | 19.54 | 34.368 | x | 5 | 4. Significant | 10429 | Reactive Maintenance | 3
1002016 | Emergency eye wash station (Plumbed System) | C (Poor): Asset is operational but major repair or replacement will be needed. | Category 2 (Necessary): Essential work required to prevent the deterioration of an asset. | 10 | 2017-07-12 | 6.7871 | 36.4257 | x | 5 | 3. Moderate | 10433 | Reactive Maintenance | 7
1002019 | Emergency eye wash station (Plumbed System) | C (Poor): Asset is operational but major repair or replacement will be needed. | Category 2 (Necessary): Essential work required to prevent the deterioration of an asset. | 10 | 2021-07-11 | 2.7899 | 44.4203 | x | 5 | 3. Moderate | 10435 | Reactive Maintenance | 7
1002025 | Ventilating Fans - General | C (Poor): Asset is operational but major repair or replacement will be needed. | Category 2 (Necessary): Essential work required to prevent the deterioration of an asset. | 20 | 2013-04-30 | 10.987 | 45.013 | x | 2 | 2. Minor | 10385 | Reactive Maintenance | 14
1002026 | Pumps - General | C (Poor): Asset is operational but major repair or replacement will be needed. | Category 2 (Necessary): Essential work required to prevent the deterioration of an asset. | 20 | 2016-05-01 | 7.9836 | 42.0164 | x | 5 | 4. Significant | 10429 | Reactive Maintenance | 3
1002032 | Power Generation - Stand-by Generator | D (Very Poor): Asset runs a serious risk of imminent breakdown or poses a health and safety risk. | Category 2 (Necessary): Essential work required to prevent the deterioration of an asset. | 30 | 1994-08-29 | 29.6564 | 25.2291 | x | 4 | 4. Significant | 10438 | Reactive Maintenance | 3
1002033 | Power Generation - Stand-by Generator | D (Very Poor): Asset runs a serious risk of imminent breakdown or poses a health and safety risk. | Category 2 (Necessary): Essential work required to prevent the deterioration of an asset. | 30 | 2005-01-27 | 19.2416 | 32.1723 | x | 4 | 4. Significant | 10438 | Reactive Maintenance | 3
1002034 | Power Generation - Stand-by Generator | C (Poor): Asset is operational but major repair or replacement will be needed. | Category 2 (Necessary): Essential work required to prevent the deterioration of an asset. | 30 | 2013-03-27 | 11.0801 | 44.6133 | x | 4 | 4. Significant | 10438 | Reactive Maintenance | 3
1002035 | Power Generation - Stand-by Generator | C (Poor): Asset is operational but major repair or replacement will be needed. | Category 2 (Necessary): Essential work required to prevent the deterioration of an asset. | 30 | 2010-10-27 | 13.4949 | 43.0034 | x | 4 | 4. Significant | 10438 | Reactive Maintenance | 3
1002036 | Power Generation - Stand-by Generator | A (Good): Asset is as new and can be expected to perform adequately to its full normal life if maintained appropriately. | Category 2 (Necessary): Essential work required to prevent the deterioration of an asset. | 30 | 1997-04-06 | 27.0527 | 54.9649 | x | 4 | 4. Significant | 10438 | Reactive Maintenance | 3
1002037 | Power Generation - Stand-by Generator | D (Very Poor): Asset runs a serious risk of imminent breakdown or poses a health and safety risk. | Category 2 (Necessary): Essential work required to prevent the deterioration of an asset. | 30 | 2021-02-17 | 3.1841 | 42.8773 | x | 4 | 4. Significant | 10438 | Reactive Maintenance | 3
1002038 | Power Generation - Stand-by Generator | C (Poor): Asset is operational but major repair or replacement will be needed. | Category 2 (Necessary): Essential work required to prevent the deterioration of an asset. | 30 | 1994-07-05 | 29.807 | 32.1287 | x | 4 | 4. Significant | 10438 | Reactive Maintenance | 3
1002039 | Power Generation - Stand-by Generator | D (Very Poor): Asset runs a serious risk of imminent breakdown or poses a health and safety risk. | Category 2 (Necessary): Essential work required to prevent the deterioration of an asset. | 30 | 2012-01-17 | 12.271 | 36.8193 | x | 4 | 4. Significant | 10438 | Reactive Maintenance | 3
1002040 | Power Generation - Stand-by Generator | D (Very Poor): Asset runs a serious risk of imminent breakdown or poses a health and safety risk. | Category 2 (Necessary): Essential work required to prevent the deterioration of an asset. | 30 | 2006-04-09 | 18.0452 | 32.9699 | x | 4 | 4. Significant | 10438 | Reactive Maintenance | 3
1002041 | Power Generation - Stand-by Generator | C (Poor): Asset is operational but major repair or replacement will be needed. | Category 2 (Necessary): Essential work required to prevent the deterioration of an asset. | 30 | 2019-02-23 | 5.1691 | 48.554 | x | 4 | 4. Significant | 10438 | Reactive Maintenance | 3
1002042 | Power Generation - Stand-by Generator | A (Good): Asset is as new and can be expected to perform adequately to its full normal life if maintained appropriately. | Category 2 (Necessary): Essential work required to prevent the deterioration of an asset. | 30 | 2019-10-07 | 4.5503 | 69.9665 | x | 4 | 4. Significant | 10438 | Reactive Maintenance | 3
1002043 | Power Generation - Stand-by Generator | A (Good): Asset is as new and can be expected to perform adequately to its full normal life if maintained appropriately. | Category 2 (Necessary): Essential work required to prevent the deterioration of an asset. | 30 | 2020-01-27 | 4.2437 | 70.1709 | x | 4 | 4. Significant | 10438 | Reactive Maintenance | 3
1002044 | Power Generation - Stand-by Generator | A (Good): Asset is as new and can be expected to perform adequately to its full normal life if maintained appropriately. | Category 2 (Necessary): Essential work required to prevent the deterioration of an asset. | 30 | 2017-12-27 | 6.3272 | 68.7819 | x | 4 | 4. Significant | 10438 | Reactive Maintenance | 3
1002045 | Power Generation - Stand-by Generator | A (Good): Asset is as new and can be expected to perform adequately to its full normal life if maintained appropriately. | Category 2 (Necessary): Essential work required to prevent the deterioration of an asset. | 30 | 2000-04-02 | 24.063 | 56.958 | x | 4 | 4. Significant | 10438 | Reactive Maintenance | 3
1002046 | Power Generation - Stand-by Generator | A (Good): Asset is as new and can be expected to perform adequately to its full normal life if maintained appropriately. | Category 2 (Necessary): Essential work required to prevent the deterioration of an asset. | 30 | 2023-11-15 | 0.44353 | 72.7043 | x | 4 | 4. Significant | 10438 | Reactive Maintenance | 3
1002053 | Pumps - General | D (Very Poor): Asset runs a serious risk of imminent breakdown or poses a health and safety risk. | Category 1 (Urgent): Critical work required to address serious health and safety issues and correct any breach of legislation. | 20 | 2019-08-08 | 4.7146 | 31.2854 | x | 5 | 4. Significant | 10440 | Reactive Maintenance | 3
1002059 | Pumps - General | C (Poor): Asset is operational but major repair or replacement will be needed. | Category 2 (Necessary): Essential work required to prevent the deterioration of an asset. | 20 | 2018-05-04 | 5.9767 | 44.0233 | x | 5 | 4. Significant | 10429 | Reactive Maintenance | 3
1002060 | Pressurisation Units - Chilled Water, Condenser Water and LTHW Types | C (Poor): Asset is operational but major repair or replacement will be needed. | Category 2 (Necessary): Essential work required to prevent the deterioration of an asset. | 15 | 2013-07-18 | 10.7707 | 35.6391 | x | 5 | 4. Significant | 10440 | Reactive Maintenance | 3
1002064 | Pumps - General | C (Poor): Asset is operational but major repair or replacement will be needed. | Category 2 (Necessary): Essential work required to prevent the deterioration of an asset. | 20 | 2016-12-20 | 7.3457 | 42.6543 | x | 5 | 4. Significant | 10429 | Reactive Maintenance | 3
1002068 | Pumps - General | C (Poor): Asset is operational but major repair or replacement will be needed. | Category 2 (Necessary): Essential work required to prevent the deterioration of an asset. | 20 | 2009-07-29 | 14.7406 | 37.2594 | x | 4 | 4. Significant | 10444 | Reactive Maintenance | 3
1002069 | Emergency eye wash station (Plumbed System) | C (Poor): Asset is operational but major repair or replacement will be needed. | Category 2 (Necessary): Essential work required to prevent the deterioration of an asset. | 10 | 2020-07-11 | 3.7892 | 44.4216 | x | 4 | 3. Moderate | 10445 | Reactive Maintenance | 7
1002070 | Emergency eye wash station (Plumbed System) | C (Poor): Asset is operational but major repair or replacement will be needed. | Category 2 (Necessary): Essential work required to prevent the deterioration of an asset. | 10 | 2015-11-22 | 8.4244 | 35.1513 | x | 4 | 3. Moderate | 10445 | Reactive Maintenance | 7
1002075 | Emergency eye wash station (Plumbed System) | D (Very Poor): Asset runs a serious risk of imminent breakdown or poses a health and safety risk. | Category 1 (Urgent): Critical work required to address serious health and safety issues and correct any breach of legislation. | 10 | 2020-05-17 | 3.9398 | 34.1205 | x | 2 | 3. Moderate | 10450 | Reactive Maintenance | 7
1002078 | Emergency eye wash station (Plumbed System) | C (Poor): Asset is operational but major repair or replacement will be needed. | Category 2 (Necessary): Essential work required to prevent the deterioration of an asset. | 10 | 2020-03-07 | 4.1342 | 47.7317 | x | 2 | 3. Moderate | 10453 | Reactive Maintenance | 7
1002091 | Room Air Conditioners | C (Poor): Asset is operational but major repair or replacement will be needed. | Category 2 (Necessary): Essential work required to prevent the deterioration of an asset. | 15 | 2019-08-22 | 4.6762 | 49.765 | x | 2 | 3. Moderate | 10456 | Reactive Maintenance | 7
1002092 | Room Air Conditioners | D (Very Poor): Asset runs a serious risk of imminent breakdown or poses a health and safety risk. | Category 1 (Urgent): Critical work required to address serious health and safety issues and correct any breach of legislation. | 15 | 2017-09-15 | 6.6092 | 33.1878 | x | 2 | 3. Moderate | 10456 | Reactive Maintenance | 7
1002094 | Room Air Conditioners | D (Very Poor): Asset runs a serious risk of imminent breakdown or poses a health and safety risk. | Category 1 (Urgent): Critical work required to address serious health and safety issues and correct any breach of legislation. | 15 | 2017-06-17 | 6.8556 | 32.8592 | x | 2 | 3. Moderate | 10456 | Reactive Maintenance | 7
1002095 | Room Air Conditioners | D (Very Poor): Asset runs a serious risk of imminent breakdown or poses a health and safety risk. | Category 1 (Urgent): Critical work required to address serious health and safety issues and correct any breach of legislation. | 15 | 2011-05-16 | 12.9446 | 24.7406 | x | 2 | 3. Moderate | 10456 | Reactive Maintenance | 7
1002101 | Room Air Conditioners | C (Poor): Asset is operational but major repair or replacement will be needed. | Category 2 (Necessary): Essential work required to prevent the deterioration of an asset. | 15 | 2016-01-16 | 8.2738 | 44.9683 | x | 2 | 3. Moderate | 10456 | Reactive Maintenance | 7
1002102 | Pumps - General | C (Poor): Asset is operational but major repair or replacement will be needed. | Category 2 (Necessary): Essential work required to prevent the deterioration of an asset. | 20 | 2014-08-24 | 9.6701 | 40.3299 | x | 5 | 4. Significant | 10158 | Reactive Maintenance | 3
1002112 | Pressurisation Units - Chilled Water, Condenser Water and LTHW Types | D (Very Poor): Asset runs a serious risk of imminent breakdown or poses a health and safety risk. | Category 1 (Urgent): Critical work required to address serious health and safety issues and correct any breach of legislation. | 15 | 2014-06-08 | 9.8809 | 28.8255 | x | 2 | 4. Significant | 10186 | Reactive Maintenance | 3
1002113 | Pressurisation Units - Chilled Water, Condenser Water and LTHW Types | D (Very Poor): Asset runs a serious risk of imminent breakdown or poses a health and safety risk. | Category 1 (Urgent): Critical work required to address serious health and safety issues and correct any breach of legislation. | 15 | 2019-08-14 | 4.6982 | 35.7358 | x | 2 | 4. Significant | 10186 | Reactive Maintenance | 3
1002114 | Ventilating Fans - General | C (Poor): Asset is operational but major repair or replacement will be needed. | Category 2 (Necessary): Essential work required to prevent the deterioration of an asset. | 20 | 2004-02-28 | 20.1561 | 35.8439 | x | 2 | 2. Minor | 10186 | Reactive Maintenance | 14
1002123 | Pumps - General | C (Poor): Asset is operational but major repair or replacement will be needed. | Category 2 (Necessary): Essential work required to prevent the deterioration of an asset. | 20 | 2004-05-26 | 19.9151 | 34.0849 | x | 3 | 4. Significant | 10462 | Reactive Maintenance | 3
1002130 | Cold Water Storage Tanks and Cisterns | C (Poor): Asset is operational but major repair or replacement will be needed. | Category 2 (Necessary): Essential work required to prevent the deterioration of an asset. | 25 | 2001-09-24 | 22.5845 | 33.9324 | x | 4 | 4. Significant | 10464 | Reactive Maintenance | 3
1002134 | Air Handling Units - General | C (Poor): Asset is operational but major repair or replacement will be needed. | Category 2 (Necessary): Essential work required to prevent the deterioration of an asset. | 20 | 2019-07-08 | 4.7995 | 51.2005 | x | 2 | 3. Moderate | 10459 | Reactive Maintenance | 7
1002138 | Air Handling Units - General | C (Poor): Asset is operational but major repair or replacement will be needed. | Category 2 (Necessary): Essential work required to prevent the deterioration of an asset. | 20 | 2014-09-05 | 9.6372 | 46.3628 | x | 2 | 3. Moderate | 10459 | Reactive Maintenance | 7
1002142 | Ventilating Fans - General | D (Very Poor): Asset runs a serious risk of imminent breakdown or poses a health and safety risk. | Category 1 (Urgent): Critical work required to address serious health and safety issues and correct any breach of legislation. | 20 | 2020-02-09 | 4.2081 | 37.7919 | x | 2 | 2. Minor | 10186 | Reactive Maintenance | 14
1002151 | Fixed Access Ladders and Stairs | D (Very Poor): Asset runs a serious risk of imminent breakdown or poses a health and safety risk. | Category 1 (Urgent): Critical work required to address serious health and safety issues and correct any breach of legislation. | 20 | 2018-05-07 | 5.9685 | 32.0315 | x | 4 | 3. Moderate | 10469 | Reactive Maintenance | 7
1002152 | Air Dirt Separators | C (Poor): Asset is operational but major repair or replacement will be needed. | Category 2 (Necessary): Essential work required to prevent the deterioration of an asset. | 20 | 2015-07-02 | 8.8159 | 47.1841 | x | 2 | 4. Significant | 10186 | Reactive Maintenance | 3
1002158 | Packaged Chiller Units | C (Poor): Asset is operational but major repair or replacement will be needed. | Category 2 (Necessary): Essential work required to prevent the deterioration of an asset. | 20 | 2005-08-13 | 18.6995 | 37.3005 | x | 2 | 4. Significant | 10186 | Reactive Maintenance | 3
1002159 | Fixed Access Ladders and Stairs | C (Poor): Asset is operational but major repair or replacement will be needed. | Category 2 (Necessary): Essential work required to prevent the deterioration of an asset. | 20 | 2014-05-17 | 9.9411 | 48.0589 | x | 1 | 3. Moderate | 10470 | Reactive Maintenance | 7
1002165 | Water Booster Pumps | C (Poor): Asset is operational but major repair or replacement will be needed. | Category 2 (Necessary): Essential work required to prevent the deterioration of an asset. | 15 | 2014-06-20 | 9.848 | 36.8693 | x | 5 | 4. Significant | 10158 | Reactive Maintenance | 3
1002168 | Emergency eye wash station (Plumbed System) | D (Very Poor): Asset runs a serious risk of imminent breakdown or poses a health and safety risk. | Category 1 (Urgent): Critical work required to address serious health and safety issues and correct any breach of legislation. | 10 | 2021-02-09 | 3.206 | 29.588 | x | 5 | 3. Moderate | 10474 | Reactive Maintenance | 7
1002190 | Ventilating Fans - General | C (Poor): Asset is operational but major repair or replacement will be needed. | Category 2 (Necessary): Essential work required to prevent the deterioration of an asset. | 20 | 2023-04-01 | 1.0678 | 54.9322 | x | 2 | 2. Minor | 10186 | Reactive Maintenance | 14
1002191 | Ventilating Fans - General | C (Poor): Asset is operational but major repair or replacement will be needed. | Category 2 (Necessary): Essential work required to prevent the deterioration of an asset. | 20 | 2014-04-27 | 9.9959 | 46.0041 | x | 2 | 2. Minor | 10186 | Reactive Maintenance | 14
1002198 | Room Air Conditioners | D (Very Poor): Asset runs a serious risk of imminent breakdown or poses a health and safety risk. | Category 1 (Urgent): Critical work required to address serious health and safety issues and correct any breach of legislation. | 15 | 2014-02-21 | 10.1739 | 28.4349 | x | 2 | 3. Moderate | 10186 | Reactive Maintenance | 7
1002201 | Air Handling Units - General | D (Very Poor): Asset runs a serious risk of imminent breakdown or poses a health and safety risk. | Category 1 (Urgent): Critical work required to address serious health and safety issues and correct any breach of legislation. | 20 | 2015-01-30 | 9.2348 | 32.7652 | x | 2 | 3. Moderate | 10186 | Reactive Maintenance | 7
1002202 | Air Handling Units - General | D (Very Poor): Asset runs a serious risk of imminent breakdown or poses a health and safety risk. | Category 1 (Urgent): Critical work required to address serious health and safety issues and correct any breach of legislation. | 20 | 2020-06-23 | 3.8385 | 38.1615 | x | 2 | 3. Moderate | 10186 | Reactive Maintenance | 7
1002203 | Air Handling Units - General | D (Very Poor): Asset runs a serious risk of imminent breakdown or poses a health and safety risk. | Category 1 (Urgent): Critical work required to address serious health and safety issues and correct any breach of legislation. | 20 | 2023-06-30 | 0.82136 | 41.1786 | x | 2 | 3. Moderate | 10186 | Reactive Maintenance | 7
1002213 | Ventilating Fans - General | C (Poor): Asset is operational but major repair or replacement will be needed. | Category 2 (Necessary): Essential work required to prevent the deterioration of an asset. | 20 | 2016-12-30 | 7.3183 | 48.6817 | x | 2 | 2. Minor | 10459 | Reactive Maintenance | 14
1002214 | Cold Water Storage Tanks and Cisterns | C (Poor): Asset is operational but major repair or replacement will be needed. | Category 2 (Necessary): Essential work required to prevent the deterioration of an asset. | 20 | 2016-04-15 | 8.0274 | 45.9726 | x | 3 | 4. Significant | 10478 | Reactive Maintenance | 3
1002216 | Cold Water Storage Tanks and Cisterns | C (Poor): Asset is operational but major repair or replacement will be needed. | Category 2 (Necessary): Essential work required to prevent the deterioration of an asset. | 20 | 2011-06-11 | 12.8734 | 41.1266 | x | 3 | 4. Significant | 10403 | Reactive Maintenance | 3
1002219 | Room Air Conditioners | D (Very Poor): Asset runs a serious risk of imminent breakdown or poses a health and safety risk. | Category 1 (Urgent): Critical work required to address serious health and safety issues and correct any breach of legislation. | 15 | 2015-11-18 | 8.4353 | 30.7529 | x | 2 | 3. Moderate | 10459 | Reactive Maintenance | 7
1002224 | Room Air Conditioners | D (Very Poor): Asset runs a serious risk of imminent breakdown or poses a health and safety risk. | Category 1 (Urgent): Critical work required to address serious health and safety issues and correct any breach of legislation. | 15 | 2016-03-01 | 8.1506 | 31.1326 | x | 2 | 3. Moderate | 10459 | Reactive Maintenance | 7
1002225 | Room Air Conditioners | C (Poor): Asset is operational but major repair or replacement will be needed. | Category 2 (Necessary): Essential work required to prevent the deterioration of an asset. | 15 | 2016-01-11 | 8.2875 | 44.95 | x | 2 | 3. Moderate | 10459 | Reactive Maintenance | 7
1002226 | Room Air Conditioners | D (Very Poor): Asset runs a serious risk of imminent breakdown or poses a health and safety risk. | Category 1 (Urgent): Critical work required to address serious health and safety issues and correct any breach of legislation. | 15 | 2015-08-11 | 8.7064 | 30.3915 | x | 2 | 3. Moderate | 10459 | Reactive Maintenance | 7
1002229 | Room Air Conditioners | C (Poor): Asset is operational but major repair or replacement will be needed. | Category 2 (Necessary): Essential work required to prevent the deterioration of an asset. | 15 | 2013-10-09 | 10.5435 | 41.942 | x | 2 | 3. Moderate | 10459 | Reactive Maintenance | 7
1002230 | Pumps - General | C (Poor): Asset is operational but major repair or replacement will be needed. | Category 2 (Necessary): Essential work required to prevent the deterioration of an asset. | 20 | 2008-10-04 | 15.5565 | 38.4435 | x | 3 | 4. Significant | 10312 | Reactive Maintenance | 3
1002234 | Room Air Conditioners | C (Poor): Asset is operational but major repair or replacement will be needed. | Category 2 (Necessary): Essential work required to prevent the deterioration of an asset. | 15 | 2018-11-06 | 5.4675 | 42.71 | x | 5 | 3. Moderate | 10159 | Reactive Maintenance | 7
1002236 | Room Air Conditioners | C (Poor): Asset is operational but major repair or replacement will be needed. | Category 2 (Necessary): Essential work required to prevent the deterioration of an asset. | 15 | 2020-03-04 | 4.1424 | 44.4768 | x | 5 | 3. Moderate | 10159 | Reactive Maintenance | 7
1002237 | Room Air Conditioners | C (Poor): Asset is operational but major repair or replacement will be needed. | Category 2 (Necessary): Essential work required to prevent the deterioration of an asset. | 15 | 2012-07-21 | 11.7618 | 34.3176 | x | 5 | 3. Moderate | 10479 | Reactive Maintenance | 7
1002238 | Room Air Conditioners | C (Poor): Asset is operational but major repair or replacement will be needed. | Category 2 (Necessary): Essential work required to prevent the deterioration of an asset. | 15 | 2011-03-17 | 13.1088 | 32.5216 | x | 5 | 3. Moderate | 10159 | Reactive Maintenance | 7
1002239 | Ventilating Fans - General | D (Very Poor): Asset runs a serious risk of imminent breakdown or poses a health and safety risk. | Category 1 (Urgent): Critical work required to address serious health and safety issues and correct any breach of legislation. | 20 | 2019-08-07 | 4.7173 | 31.2827 | x | 5 | 2. Minor | 10159 | Reactive Maintenance | 14
1002240 | Room Air Conditioners | C (Poor): Asset is operational but major repair or replacement will be needed. | Category 2 (Necessary): Essential work required to prevent the deterioration of an asset. | 15 | 2017-02-21 | 7.1732 | 40.4358 | x | 5 | 3. Moderate | 10159 | Reactive Maintenance | 7
1002244 | Room Air Conditioners | D (Very Poor): Asset runs a serious risk of imminent breakdown or poses a health and safety risk. | Category 1 (Urgent): Critical work required to address serious health and safety issues and correct any breach of legislation. | 15 | 2015-10-30 | 8.4873 | 24.6836 | x | 5 | 3. Moderate | 10480 | Reactive Maintenance | 7
1002249 | Point of Use Water Dispenser | C (Poor): Asset is operational but major repair or replacement will be needed. | Category 2 (Necessary): Essential work required to prevent the deterioration of an asset. | 15 | 2013-04-14 | 11.0308 | 41.2923 | x | 2 | 2. Minor | 10481 | Reactive Maintenance | 14
1002250 | Point of Use Water Dispenser | C (Poor): Asset is operational but major repair or replacement will be needed. | Category 2 (Necessary): Essential work required to prevent the deterioration of an asset. | 15 | 2021-10-05 | 2.5544 | 52.5941 | x | 2 | 2. Minor | 10482 | Reactive Maintenance | 14
1002254 | Water Booster Pumps | C (Poor): Asset is operational but major repair or replacement will be needed. | Category 2 (Necessary): Essential work required to prevent the deterioration of an asset. | 15 | 2023-09-20 | 0.59685 | 53.2042 | x | 3 | 4. Significant | 10483 | Reactive Maintenance | 3
1002255 | Pumps - General | C (Poor): Asset is operational but major repair or replacement will be needed. | Category 2 (Necessary): Essential work required to prevent the deterioration of an asset. | 20 | 2005-02-04 | 19.2197 | 32.7803 | x | 4 | 4. Significant | 10091 | Reactive Maintenance | 3
1002257 | Air Handling Units - General | D (Very Poor): Asset runs a serious risk of imminent breakdown or poses a health and safety risk. | Category 1 (Urgent): Critical work required to address serious health and safety issues and correct any breach of legislation. | 20 | 2020-05-08 | 3.9644 | 32.0356 | x | 5 | 3. Moderate | 10484 | Reactive Maintenance | 7
1002259 | Humidifiers - Steam Humidifier (VAPAC Type) | D (Very Poor): Asset runs a serious risk of imminent breakdown or poses a health and safety risk. | Category 1 (Urgent): Critical work required to address serious health and safety issues and correct any breach of legislation. | 8 | 2022-02-15 | 2.1903 | 32.5243 | x | 4 | 4. Significant | 10485 | Reactive Maintenance | 3
1002270 | Laboratory Fume Cupboard | D (Very Poor): Asset runs a serious risk of imminent breakdown or poses a health and safety risk. | Category 1 (Urgent): Critical work required to address serious health and safety issues and correct any breach of legislation. | 15 | 2010-11-20 | 13.4292 | 18.0945 | x | 5 | 4. Significant | 10154 | Reactive Maintenance | 3
1002284 | Meter Reading - Water | C (Poor): Asset is operational but major repair or replacement will be needed. | Category 2 (Necessary): Essential work required to prevent the deterioration of an asset. | 20 | 2017-03-24 | 7.0883 | 44.9117 | x | 4 | 2. Minor | 10090 | Reactive Maintenance | 14
1002285 | Pumps - General | D (Very Poor): Asset runs a serious risk of imminent breakdown or poses a health and safety risk. | Category 1 (Urgent): Critical work required to address serious health and safety issues and correct any breach of legislation. | 20 | 2022-08-08 | 1.7139 | 40.2861 | x | 2 | 4. Significant | 10132 | Reactive Maintenance | 3
1002292 | Pumps - General | C (Poor): Asset is operational but major repair or replacement will be needed. | Category 2 (Necessary): Essential work required to prevent the deterioration of an asset. | 20 | 2021-10-04 | 2.5572 | 49.4428 | x | 4 | 4. Significant | 10492 | Reactive Maintenance | 3
1002296 | Room Air Conditioners | C (Poor): Asset is operational but major repair or replacement will be needed. | Category 2 (Necessary): Essential work required to prevent the deterioration of an asset. | 15 | 2021-11-13 | 2.4476 | 46.7365 | x | 5 | 3. Moderate | 10480 | Reactive Maintenance | 7
1002297 | Room Air Conditioners | C (Poor): Asset is operational but major repair or replacement will be needed. | Category 2 (Necessary): Essential work required to prevent the deterioration of an asset. | 15 | 2016-04-19 | 8.0164 | 39.3114 | x | 5 | 3. Moderate | 10159 | Reactive Maintenance | 7
1002299 | Room Air Conditioners | C (Poor): Asset is operational but major repair or replacement will be needed. | Category 2 (Necessary): Essential work required to prevent the deterioration of an asset. | 15 | 2016-08-20 | 7.6797 | 39.7604 | x | 5 | 3. Moderate | 10159 | Reactive Maintenance | 7
1002302 | Ventilating Fans - General | C (Poor): Asset is operational but major repair or replacement will be needed. | Category 2 (Necessary): Essential work required to prevent the deterioration of an asset. | 20 | 2023-05-17 | 0.94182 | 49.0582 | x | 5 | 2. Minor | 10159 | Reactive Maintenance | 14
1002304 | Ventilating Fans - General | C (Poor): Asset is operational but major repair or replacement will be needed. | Category 2 (Necessary): Essential work required to prevent the deterioration of an asset. | 20 | 2016-10-17 | 7.5209 | 42.4791 | x | 5 | 2. Minor | 10493 | Reactive Maintenance | 14
1002307 | Room Air Conditioners | C (Poor): Asset is operational but major repair or replacement will be needed. | Category 2 (Necessary): Essential work required to prevent the deterioration of an asset. | 15 | 2021-06-17 | 2.8556 | 46.1926 | x | 5 | 3. Moderate | 10480 | Reactive Maintenance | 7
1002308 | Room Air Conditioners | C (Poor): Asset is operational but major repair or replacement will be needed. | Category 2 (Necessary): Essential work required to prevent the deterioration of an asset. | 15 | 2014-01-10 | 10.2888 | 36.2815 | x | 5 | 3. Moderate | 10159 | Reactive Maintenance | 7
1002310 | Ventilating Fans - General | C (Poor): Asset is operational but major repair or replacement will be needed. | Category 2 (Necessary): Essential work required to prevent the deterioration of an asset. | 20 | 2013-02-12 | 11.1978 | 38.8022 | x | 5 | 2. Minor | 10159 | Reactive Maintenance | 14
1002311 | Sump Pumps and Extended Shaft Sump Pumps | C (Poor): Asset is operational but major repair or replacement will be needed. | Category 2 (Necessary): Essential work required to prevent the deterioration of an asset. | 10 | 2022-05-14 | 1.9493 | 48.1013 | x | 4 | 5. Severe | 10492 | Reactive Maintenance | 1
1002312 | Ventilating Fans - General | C (Poor): Asset is operational but major repair or replacement will be needed. | Category 2 (Necessary): Essential work required to prevent the deterioration of an asset. | 20 | 2010-09-15 | 13.6099 | 36.3901 | x | 5 | 2. Minor | 10159 | Reactive Maintenance | 14
1002313 | Pumps - General | C (Poor): Asset is operational but major repair or replacement will be needed. | Category 2 (Necessary): Essential work required to prevent the deterioration of an asset. | 20 | 2014-03-16 | 10.1109 | 41.8891 | x | 4 | 4. Significant | 10492 | Reactive Maintenance | 3
1002314 | Pumps - General | C (Poor): Asset is operational but major repair or replacement will be needed. | Category 2 (Necessary): Essential work required to prevent the deterioration of an asset. | 20 | 2015-10-12 | 8.5366 | 43.4634 | x | 4 | 4. Significant | 10492 | Reactive Maintenance | 3
1002315 | Pumps - General | D (Very Poor): Asset runs a serious risk of imminent breakdown or poses a health and safety risk. | Category 1 (Urgent): Critical work required to address serious health and safety issues and correct any breach of legislation. | 20 | 2014-06-05 | 9.8891 | 28.1109 | x | 4 | 4. Significant | 10492 | Reactive Maintenance | 3
1002317 | Pumps - General | C (Poor): Asset is operational but major repair or replacement will be needed. | Category 2 (Necessary): Essential work required to prevent the deterioration of an asset. | 20 | 2022-09-28 | 1.5743 | 50.4257 | x | 4 | 4. Significant | 10491 | Reactive Maintenance | 3
1002332 | Room Air Conditioners | C (Poor): Asset is operational but major repair or replacement will be needed. | Category 2 (Necessary): Essential work required to prevent the deterioration of an asset. | 15 | 2017-08-14 | 6.6968 | 41.071 | x | 5 | 3. Moderate | 10159 | Reactive Maintenance | 7
1002345 | Pumps - General | C (Poor): Asset is operational but major repair or replacement will be needed. | Category 2 (Necessary): Essential work required to prevent the deterioration of an asset. | 20 | 2023-07-24 | 0.75565 | 51.2444 | x | 4 | 4. Significant | 10492 | Reactive Maintenance | 3
1002362 | Pumps - General | C (Poor): Asset is operational but major repair or replacement will be needed. | Category 2 (Necessary): Essential work required to prevent the deterioration of an asset. | 20 | 2010-07-26 | 13.7495 | 38.2505 | x | 4 | 4. Significant | 10492 | Reactive Maintenance | 3
1002395 | Room Air Conditioners | C (Poor): Asset is operational but major repair or replacement will be needed. | Category 2 (Necessary): Essential work required to prevent the deterioration of an asset. | 15 | 2018-08-09 | 5.7112 | 46.3851 | x | 3 | 3. Moderate | 10494 | Reactive Maintenance | 7
1002396 | Room Air Conditioners | D (Very Poor): Asset runs a serious risk of imminent breakdown or poses a health and safety risk. | Category 1 (Urgent): Critical work required to address serious health and safety issues and correct any breach of legislation. | 15 | 2022-03-06 | 2.1383 | 37.149 | x | 3 | 3. Moderate | 10494 | Reactive Maintenance | 7
1002397 | Room Air Conditioners | D (Very Poor): Asset runs a serious risk of imminent breakdown or poses a health and safety risk. | Category 1 (Urgent): Critical work required to address serious health and safety issues and correct any breach of legislation. | 15 | 2013-11-02 | 10.4778 | 26.0297 | x | 3 | 3. Moderate | 10494 | Reactive Maintenance | 7
1002514 | Room Air Conditioners | D (Very Poor): Asset runs a serious risk of imminent breakdown or poses a health and safety risk. | Category 1 (Urgent): Critical work required to address serious health and safety issues and correct any breach of legislation. | 15 | 2011-11-07 | 12.4654 | 27.3794 | x | 1 | 3. Moderate | 10529 | Reactive Maintenance | 7
1002515 | Room Air Conditioners | D (Very Poor): Asset runs a serious risk of imminent breakdown or poses a health and safety risk. | Category 1 (Urgent): Critical work required to address serious health and safety issues and correct any breach of legislation. | 15 | 2020-11-14 | 3.4442 | 39.4077 | x | 1 | 3. Moderate | 10529 | Reactive Maintenance | 7
1002772 | Laboratory Fume Cupboard | C (Poor): Asset is operational but major repair or replacement will be needed. | Category 2 (Necessary): Essential work required to prevent the deterioration of an asset. | 15 | 2016-04-20 | 8.0137 | 41.3151 | x | 4 | 4. Significant | 10597 | Reactive Maintenance | 3
1002821 | Sump Pumps and Extended Shaft Sump Pumps | C (Poor): Asset is operational but major repair or replacement will be needed. | Category 2 (Necessary): Essential work required to prevent the deterioration of an asset. | 10 | 2022-02-11 | 2.2012 | 53.5975 | x | 1 | 5. Severe | 10187 | Reactive Maintenance | 1
1003890 | Unvented Hot Water Systems | C (Poor): Asset is operational but major repair or replacement will be needed. | Category 2 (Necessary): Essential work required to prevent the deterioration of an asset. | 25 | 2015-10-10 | 8.5421 | 49.1663 | x | 2 | 4. Significant | 10749 | Reactive Maintenance | 3
1003896 | Unvented Hot Water Systems | C (Poor): Asset is operational but major repair or replacement will be needed. | Category 2 (Necessary): Essential work required to prevent the deterioration of an asset. | 25 | 2019-10-03 | 4.5613 | 52.351 | x | 2 | 4. Significant | 10750 | Reactive Maintenance | 3
1004112 | Pressurisation Units - Chilled Water, Condenser Water and LTHW Types | D (Very Poor): Asset runs a serious risk of imminent breakdown or poses a health and safety risk. | Category 1 (Urgent): Critical work required to address serious health and safety issues and correct any breach of legislation. | 15 | 2011-07-10 | 12.794 | 20.9414 | x | 4 | 4. Significant | 10491 | Reactive Maintenance | 3
1004142 | Room Air Conditioners | D (Very Poor): Asset runs a serious risk of imminent breakdown or poses a health and safety risk. | Category 1 (Urgent): Critical work required to address serious health and safety issues and correct any breach of legislation. | 15 | 2011-12-25 | 12.334 | 25.5546 | x | 2 | 3. Moderate | 10861 | Reactive Maintenance | 7
1004144 | Room Air Conditioners | C (Poor): Asset is operational but major repair or replacement will be needed. | Category 2 (Necessary): Essential work required to prevent the deterioration of an asset. | 15 | 2015-12-05 | 8.3888 | 46.815 | x | 1 | 3. Moderate | 10863 | Reactive Maintenance | 7
1004146 | Room Air Conditioners | D (Very Poor): Asset runs a serious risk of imminent breakdown or poses a health and safety risk. | Category 1 (Urgent): Critical work required to address serious health and safety issues and correct any breach of legislation. | 15 | 2014-11-04 | 9.473 | 25.3694 | x | 4 | 3. Moderate | 10496 | Reactive Maintenance | 7
1004153 | Room Air Conditioners | D (Very Poor): Asset runs a serious risk of imminent breakdown or poses a health and safety risk. | Category 1 (Urgent): Critical work required to address serious health and safety issues and correct any breach of legislation. | 15 | 2021-04-27 | 2.9952 | 40.0064 | x | 1 | 3. Moderate | 10867 | Reactive Maintenance | 7
1004174 | Fire Alarm System | D (Very Poor): Asset runs a serious risk of imminent breakdown or poses a health and safety risk. | Category 1 (Urgent): Critical work required to address serious health and safety issues and correct any breach of legislation. | 15 | 2012-12-20 | 11.3457 | 24.8725 | x | 3 | 5. Severe | 10865 | Reactive Maintenance | 1
1004179 | Room Air Conditioners | D (Very Poor): Asset runs a serious risk of imminent breakdown or poses a health and safety risk. | Category 1 (Urgent): Critical work required to address serious health and safety issues and correct any breach of legislation. | 15 | 2013-10-11 | 10.538 | 23.9493 | x | 4 | 3. Moderate | 10877 | Reactive Maintenance | 7
1004204 | Air Handling Units - General | D (Very Poor): Asset runs a serious risk of imminent breakdown or poses a health and safety risk. | Category 1 (Urgent): Critical work required to address serious health and safety issues and correct any breach of legislation. | 20 | 2016-01-24 | 8.2519 | 33.7481 | x | 2 | 3. Moderate | 10132 | Reactive Maintenance | 7
1004206 | Power Generation - Stand-by Generator | D (Very Poor): Asset runs a serious risk of imminent breakdown or poses a health and safety risk. | Category 2 (Necessary): Essential work required to prevent the deterioration of an asset. | 30 | 2011-06-28 | 12.8268 | 36.4488 | x | 4 | 4. Significant | 10091 | Reactive Maintenance | 3
1004207 | Power Generation - Stand-by Generator | D (Very Poor): Asset runs a serious risk of imminent breakdown or poses a health and safety risk. | Category 2 (Necessary): Essential work required to prevent the deterioration of an asset. | 30 | 1995-01-19 | 29.2649 | 25.4901 | x | 4 | 4. Significant | 10091 | Reactive Maintenance | 3
1004208 | Power Generation - Stand-by Generator | A (Good): Asset is as new and can be expected to perform adequately to its full normal life if maintained appropriately. | Category 2 (Necessary): Essential work required to prevent the deterioration of an asset. | 30 | 2003-07-12 | 20.7885 | 59.141 | x | 4 | 4. Significant | 10091 | Reactive Maintenance | 3
1004209 | Power Generation - Stand-by Generator | D (Very Poor): Asset runs a serious risk of imminent breakdown or poses a health and safety risk. | Category 2 (Necessary): Essential work required to prevent the deterioration of an asset. | 30 | 2016-05-21 | 7.9288 | 39.7141 | x | 4 | 4. Significant | 10091 | Reactive Maintenance | 3
1004210 | Power Generation - Stand-by Generator | B (Average): Asset is sound, operationally safe and exhibits only minor deterioration. | Category 2 (Necessary): Essential work required to prevent the deterioration of an asset. | 30 | 2016-07-19 | 7.7673 | 60.8218 | x | 4 | 4. Significant | 10091 | Reactive Maintenance | 3
1004211 | Power Generation - Stand-by Generator | B (Average): Asset is sound, operationally safe and exhibits only minor deterioration. | Category 2 (Necessary): Essential work required to prevent the deterioration of an asset. | 30 | 1994-03-31 | 30.0698 | 45.9535 | x | 4 | 4. Significant | 10091 | Reactive Maintenance | 3
1004212 | Power Generation - Stand-by Generator | A (Good): Asset is as new and can be expected to perform adequately to its full normal life if maintained appropriately. | Category 2 (Necessary): Essential work required to prevent the deterioration of an asset. | 30 | 2010-11-17 | 13.4374 | 64.0418 | x | 4 | 4. Significant | 10091 | Reactive Maintenance | 3
1004213 | Power Generation - Stand-by Generator | D (Very Poor): Asset runs a serious risk of imminent breakdown or poses a health and safety risk. | Category 2 (Necessary): Essential work required to prevent the deterioration of an asset. | 30 | 2017-07-15 | 6.7789 | 40.4807 | x | 4 | 4. Significant | 10091 | Reactive Maintenance | 3
1004214 | Power Generation - Stand-by Generator | A (Good): Asset is as new and can be expected to perform adequately to its full normal life if maintained appropriately. | Category 2 (Necessary): Essential work required to prevent the deterioration of an asset. | 30 | 2002-08-28 | 21.6591 | 58.5606 | x | 4 | 4. Significant | 10091 | Reactive Maintenance | 3
1004215 | Power Generation - Stand-by Generator | C (Poor): Asset is operational but major repair or replacement will be needed. | Category 2 (Necessary): Essential work required to prevent the deterioration of an asset. | 30 | 2008-10-06 | 15.551 | 41.6327 | x | 4 | 4. Significant | 10091 | Reactive Maintenance | 3
1004216 | Power Generation - Stand-by Generator | A (Good): Asset is as new and can be expected to perform adequately to its full normal life if maintained appropriately. | Category 2 (Necessary): Essential work required to prevent the deterioration of an asset. | 30 | 2002-11-29 | 21.4045 | 58.7303 | x | 4 | 4. Significant | 10091 | Reactive Maintenance | 3
1004217 | Power Generation - Stand-by Generator | C (Poor): Asset is operational but major repair or replacement will be needed. | Category 2 (Necessary): Essential work required to prevent the deterioration of an asset. | 30 | 2003-05-23 | 20.9254 | 38.0497 | x | 4 | 4. Significant | 10091 | Reactive Maintenance | 3
1004218 | Power Generation - Stand-by Generator | C (Poor): Asset is operational but major repair or replacement will be needed. | Category 2 (Necessary): Essential work required to prevent the deterioration of an asset. | 30 | 1995-02-09 | 29.2074 | 32.5284 | x | 4 | 4. Significant | 10091 | Reactive Maintenance | 3
1004219 | Power Generation - Stand-by Generator | B (Average): Asset is sound, operationally safe and exhibits only minor deterioration. | Category 2 (Necessary): Essential work required to prevent the deterioration of an asset. | 30 | 2019-12-24 | 4.3368 | 63.1088 | x | 4 | 4. Significant | 10091 | Reactive Maintenance | 3
1004220 | Power Generation - Stand-by Generator | D (Very Poor): Asset runs a serious risk of imminent breakdown or poses a health and safety risk. | Category 2 (Necessary): Essential work required to prevent the deterioration of an asset. | 30 | 2011-07-20 | 12.7666 | 36.4889 | x | 4 | 4. Significant | 10091 | Reactive Maintenance | 3
1004221 | Power Generation - Stand-by Generator | D (Very Poor): Asset runs a serious risk of imminent breakdown or poses a health and safety risk. | Category 2 (Necessary): Essential work required to prevent the deterioration of an asset. | 30 | 1994-12-07 | 29.3826 | 25.4116 | x | 4 | 4. Significant | 10091 | Reactive Maintenance | 3
1004230 | Room Air Conditioners | D (Very Poor): Asset runs a serious risk of imminent breakdown or poses a health and safety risk. | Category 1 (Urgent): Critical work required to address serious health and safety issues and correct any breach of legislation. | 15 | 2012-03-23 | 12.0903 | 27.8795 | x | 1 | 3. Moderate | 10884 | Reactive Maintenance | 7
1004237 | Room Air Conditioners | C (Poor): Asset is operational but major repair or replacement will be needed. | Category 2 (Necessary): Essential work required to prevent the deterioration of an asset. | 15 | 2013-06-25 | 10.8337 | 37.5551 | x | 4 | 3. Moderate | 10887 | Reactive Maintenance | 7
1004244 | Chemical Dosing | C (Poor): Asset is operational but major repair or replacement will be needed. | Category 2 (Necessary): Essential work required to prevent the deterioration of an asset. | 10 | 2020-09-19 | 3.5975 | 42.8049 | x | 5 | 4. Significant | 10093 | Reactive Maintenance | 3
1004245 | Expansion Vessels | D (Very Poor): Asset runs a serious risk of imminent breakdown or poses a health and safety risk. | Category 1 (Urgent): Critical work required to address serious health and safety issues and correct any breach of legislation. | 15 | 2021-10-31 | 2.4832 | 34.689 | x | 4 | 4. Significant | 10091 | Reactive Maintenance | 3
1004248 | Outstations | C (Poor): Asset is operational but major repair or replacement will be needed. | Category 2 (Necessary): Essential work required to prevent the deterioration of an asset. | 10 | 2023-02-12 | 1.1992 | 49.6016 | x | 4 | 4. Significant | 10890 | Reactive Maintenance | 3
1004258 | Point of Use Water Dispenser | C (Poor): Asset is operational but major repair or replacement will be needed. | Category 2 (Necessary): Essential work required to prevent the deterioration of an asset. | 15 | 2015-08-21 | 8.679 | 42.428 | x | 3 | 2. Minor | 10895 | Reactive Maintenance | 14
1004259 | Point of Use Water Dispenser | C (Poor): Asset is operational but major repair or replacement will be needed. | Category 2 (Necessary): Essential work required to prevent the deterioration of an asset. | 15 | 2011-07-06 | 12.8049 | 36.9268 | x | 3 | 2. Minor | 10895 | Reactive Maintenance | 14
1004269 | Room Air Conditioners | D (Very Poor): Asset runs a serious risk of imminent breakdown or poses a health and safety risk. | Category 1 (Urgent): Critical work required to address serious health and safety issues and correct any breach of legislation. | 15 | 2015-06-27 | 8.8296 | 24.2272 | x | 5 | 3. Moderate | 10898 | Reactive Maintenance | 7
1004276 | Outstations | C (Poor): Asset is operational but major repair or replacement will be needed. | Category 2 (Necessary): Essential work required to prevent the deterioration of an asset. | 10 | 2022-07-02 | 1.8152 | 48.3696 | x | 4 | 4. Significant | 10400 | Reactive Maintenance | 3
1004278 | Expansion Vessels | C (Poor): Asset is operational but major repair or replacement will be needed. | Category 2 (Necessary): Essential work required to prevent the deterioration of an asset. | 15 | 2022-12-11 | 1.3717 | 48.1711 | x | 5 | 4. Significant | 10401 | Reactive Maintenance | 3
1004347 | Room Air Conditioners | C (Poor): Asset is operational but major repair or replacement will be needed. | Category 2 (Necessary): Essential work required to prevent the deterioration of an asset. | 15 | 2024-01-20 | 0.26283 | 57.6496 | x | 1 | 3. Moderate | 10913 | Reactive Maintenance | 7
1004356 | Doors General/Automatic/Steel | C (Poor): Asset is operational but major repair or replacement will be needed. | Category 2 (Necessary): Essential work required to prevent the deterioration of an asset. | 20 | 2019-12-05 | 4.3888 | 47.6112 | x | 4 | 3. Moderate | 10924 | Reactive Maintenance | 7
1004357 | Doors General/Automatic/Steel | C (Poor): Asset is operational but major repair or replacement will be needed. | Category 2 (Necessary): Essential work required to prevent the deterioration of an asset. | 20 | 2019-11-12 | 4.4517 | 47.5483 | x | 4 | 3. Moderate | 10924 | Reactive Maintenance | 7
1004358 | Doors General/Automatic/Steel | C (Poor): Asset is operational but major repair or replacement will be needed. | Category 2 (Necessary): Essential work required to prevent the deterioration of an asset. | 20 | 2014-08-18 | 9.6865 | 42.3135 | x | 4 | 3. Moderate | 10924 | Reactive Maintenance | 7
1004359 | Doors General/Automatic/Steel | C (Poor): Asset is operational but major repair or replacement will be needed. | Category 2 (Necessary): Essential work required to prevent the deterioration of an asset. | 20 | 2015-10-05 | 8.5558 | 43.4442 | x | 4 | 3. Moderate | 10924 | Reactive Maintenance | 7
1004363 | Point of Use Water Dispenser | C (Poor): Asset is operational but major repair or replacement will be needed. | Category 2 (Necessary): Essential work required to prevent the deterioration of an asset. | 15 | 2017-01-18 | 7.2663 | 42.3117 | x | 4 | 2. Minor | 10928 | Reactive Maintenance | 14
1004374 | Distribution Boards | D (Very Poor): Asset runs a serious risk of imminent breakdown or poses a health and safety risk. | Category 1 (Urgent): Critical work required to address serious health and safety issues and correct any breach of legislation. | 20 | 2017-07-31 | 6.7351 | 35.2649 | x | 2 | 4. Significant | 10935 | Reactive Maintenance | 3
1004375 | Distribution Boards | D (Very Poor): Asset runs a serious risk of imminent breakdown or poses a health and safety risk. | Category 1 (Urgent): Critical work required to address serious health and safety issues and correct any breach of legislation. | 20 | 2006-10-10 | 17.5414 | 24.4586 | x | 2 | 4. Significant | 10935 | Reactive Maintenance | 3
1004377 | Laboratory Fume Cupboard | D (Very Poor): Asset runs a serious risk of imminent breakdown or poses a health and safety risk. | Category 1 (Urgent): Critical work required to address serious health and safety issues and correct any breach of legislation. | 15 | 2012-09-08 | 11.6277 | 26.4965 | x | 2 | 4. Significant | 10936 | Reactive Maintenance | 3
1004396 | Air Handling Units - General | C (Poor): Asset is operational but major repair or replacement will be needed. | Category 2 (Necessary): Essential work required to prevent the deterioration of an asset. | 20 | 2019-12-26 | 4.3313 | 51.6687 | x | 2 | 3. Moderate | 10942 | Reactive Maintenance | 7
1004399 | Ventilating Fans - General | C (Poor): Asset is operational but major repair or replacement will be needed. | Category 2 (Necessary): Essential work required to prevent the deterioration of an asset. | 20 | 2023-12-27 | 0.32854 | 55.6715 | x | 2 | 2. Minor | 10945 | Reactive Maintenance | 14
1004400 | Ventilating Fans - General | C (Poor): Asset is operational but major repair or replacement will be needed. | Category 2 (Necessary): Essential work required to prevent the deterioration of an asset. | 20 | 2010-06-09 | 13.8782 | 42.1218 | x | 2 | 2. Minor | 10935 | Reactive Maintenance | 14
1004406 | Point of Use Water Dispenser | C (Poor): Asset is operational but major repair or replacement will be needed. | Category 2 (Necessary): Essential work required to prevent the deterioration of an asset. | 15 | 2022-12-20 | 1.347 | 56.204 | x | 1 | 2. Minor | 10947 | Reactive Maintenance | 14
1004408 | Outstations | C (Poor): Asset is operational but major repair or replacement will be needed. | Category 2 (Necessary): Essential work required to prevent the deterioration of an asset. | 10 | 2018-06-20 | 5.848 | 46.3039 | x | 1 | 4. Significant | 10948 | Reactive Maintenance | 3
1004409 | Outstations | C (Poor): Asset is operational but major repair or replacement will be needed. | Category 2 (Necessary): Essential work required to prevent the deterioration of an asset. | 10 | 2016-01-17 | 8.271 | 41.4579 | x | 1 | 4. Significant | 10948 | Reactive Maintenance | 3
1004414 | Air Handling Units - General | C (Poor): Asset is operational but major repair or replacement will be needed. | Category 2 (Necessary): Essential work required to prevent the deterioration of an asset. | 20 | 2020-09-19 | 3.5975 | 48.4025 | x | 4 | 3. Moderate | 10949 | Reactive Maintenance | 7
1004420 | Point of Use Water Dispenser | C (Poor): Asset is operational but major repair or replacement will be needed. | Category 2 (Necessary): Essential work required to prevent the deterioration of an asset. | 15 | 2016-06-14 | 7.8631 | 41.5159 | x | 4 | 2. Minor | 10952 | Reactive Maintenance | 14
1004425 | Room Air Conditioners | D (Very Poor): Asset runs a serious risk of imminent breakdown or poses a health and safety risk. | Category 1 (Urgent): Critical work required to address serious health and safety issues and correct any breach of legislation. | 15 | 2017-09-08 | 6.6283 | 33.1622 | x | 2 | 3. Moderate | 10954 | Reactive Maintenance | 7
1004430 | Unvented Hot Water Systems | C (Poor): Asset is operational but major repair or replacement will be needed. | Category 1 (Urgent): Critical work required to address serious health and safety issues and correct any breach of legislation. | 25 | 2019-09-18 | 4.6023 | 41.3181 | x | 4 | 4. Significant | 10461 | Reactive Maintenance | 3
1004433 | Unvented Hot Water Systems | B (Average): Asset is sound, operationally safe and exhibits only minor deterioration. | Category 1 (Urgent): Critical work required to address serious health and safety issues and correct any breach of legislation. | 25 | 2015-01-01 | 9.3142 | 53.5487 | x | 3 | 4. Significant | 10957 | Reactive Maintenance | 3
1004434 | Distribution Boards | C (Poor): Asset is operational but major repair or replacement will be needed. | Category 2 (Necessary): Essential work required to prevent the deterioration of an asset. | 20 | 2005-12-12 | 18.3682 | 35.6318 | x | 3 | 4. Significant | 10956 | Reactive Maintenance | 3
1004435 | Distribution Boards | C (Poor): Asset is operational but major repair or replacement will be needed. | Category 2 (Necessary): Essential work required to prevent the deterioration of an asset. | 20 | 2007-09-14 | 16.6133 | 37.3867 | x | 3 | 4. Significant | 10956 | Reactive Maintenance | 3
1004436 | Distribution Boards | C (Poor): Asset is operational but major repair or replacement will be needed. | Category 2 (Necessary): Essential work required to prevent the deterioration of an asset. | 20 | 2017-12-26 | 6.3299 | 47.6701 | x | 3 | 4. Significant | 10956 | Reactive Maintenance | 3
1004437 | Distribution Boards | C (Poor): Asset is operational but major repair or replacement will be needed. | Category 2 (Necessary): Essential work required to prevent the deterioration of an asset. | 20 | 2005-01-29 | 19.2361 | 34.7639 | x | 3 | 4. Significant | 10956 | Reactive Maintenance | 3
1004438 | Distribution Boards | C (Poor): Asset is operational but major repair or replacement will be needed. | Category 2 (Necessary): Essential work required to prevent the deterioration of an asset. | 20 | 2019-12-14 | 4.3641 | 49.6359 | x | 3 | 4. Significant | 10956 | Reactive Maintenance | 3
1004440 | Distribution Boards | D (Very Poor): Asset runs a serious risk of imminent breakdown or poses a health and safety risk. | Category 1 (Urgent): Critical work required to address serious health and safety issues and correct any breach of legislation. | 20 | 2009-05-23 | 14.924 | 27.076 | x | 2 | 4. Significant | 10958 | Reactive Maintenance | 3
1004441 | Distribution Boards | C (Poor): Asset is operational but major repair or replacement will be needed. | Category 2 (Necessary): Essential work required to prevent the deterioration of an asset. | 20 | 2013-12-30 | 10.319 | 45.681 | x | 2 | 4. Significant | 10958 | Reactive Maintenance | 3
1004442 | Unvented Hot Water Systems | D (Very Poor): Asset runs a serious risk of imminent breakdown or poses a health and safety risk. | Category 1 (Urgent): Critical work required to address serious health and safety issues and correct any breach of legislation. | 25 | 2006-03-14 | 18.1164 | 25.5069 | x | 3 | 4. Significant | 10403 | Reactive Maintenance | 3
1004443 | Fire Alarms - Associated Equipment | D (Very Poor): Asset runs a serious risk of imminent breakdown or poses a health and safety risk. | Category 1 (Urgent): Critical work required to address serious health and safety issues and correct any breach of legislation. | 10 | 2021-07-05 | 2.8063 | 34.3874 | x | 3 | 5. Severe | 10403 | Reactive Maintenance | 1
1004445 | Outstations | C (Poor): Asset is operational but major repair or replacement will be needed. | Category 2 (Necessary): Essential work required to prevent the deterioration of an asset. | 10 | 2015-11-18 | 8.4353 | 37.1294 | x | 3 | 4. Significant | 10312 | Reactive Maintenance | 3
1004450 | Unvented Hot Water Systems | D (Very Poor): Asset runs a serious risk of imminent breakdown or poses a health and safety risk. | Category 1 (Urgent): Critical work required to address serious health and safety issues and correct any breach of legislation. | 25 | 2020-01-07 | 4.2984 | 34.5613 | x | 4 | 4. Significant | 10960 | Reactive Maintenance | 3
1004454 | Room Air Conditioners | D (Very Poor): Asset runs a serious risk of imminent breakdown or poses a health and safety risk. | Category 1 (Urgent): Critical work required to address serious health and safety issues and correct any breach of legislation. | 15 | 2010-05-19 | 13.9357 | 25.4191 | x | 1 | 3. Moderate | 10962 | Reactive Maintenance | 7
1004461 | Unvented Hot Water Systems | A (Good): Asset is as new and can be expected to perform adequately to its full normal life if maintained appropriately. | Category 1 (Urgent): Critical work required to address serious health and safety issues and correct any breach of legislation. | 25 | 2015-04-28 | 8.9938 | 58.8049 | x | 4 | 4. Significant | 10964 | Reactive Maintenance | 3
1004463 | Unvented Hot Water Systems | C (Poor): Asset is operational but major repair or replacement will be needed. | Category 1 (Urgent): Critical work required to address serious health and safety issues and correct any breach of legislation. | 25 | 2013-02-24 | 11.165 | 38.068 | x | 3 | 4. Significant | 10965 | Reactive Maintenance | 3
1004464 | Unvented Hot Water Systems | A (Good): Asset is as new and can be expected to perform adequately to its full normal life if maintained appropriately. | Category 1 (Urgent): Critical work required to address serious health and safety issues and correct any breach of legislation. | 25 | 2013-01-07 | 11.2964 | 58.9629 | x | 3 | 4. Significant | 10965 | Reactive Maintenance | 3
1004466 | Point of Use Water Dispenser | D (Very Poor): Asset runs a serious risk of imminent breakdown or poses a health and safety risk. | Category 1 (Urgent): Critical work required to address serious health and safety issues and correct any breach of legislation. | 15 | 2022-12-12 | 1.3689 | 38.1748 | x | 3 | 2. Minor | 10967 | Reactive Maintenance | 14
1004470 | Ventilating Fans - General | C (Poor): Asset is operational but major repair or replacement will be needed. | Category 2 (Necessary): Essential work required to prevent the deterioration of an asset. | 20 | 2014-04-28 | 9.9932 | 44.0068 | x | 3 | 2. Minor | 10965 | Reactive Maintenance | 14
1004485 | Air Compressors and Receivers | C (Poor): Asset is operational but major repair or replacement will be needed. | Category 2 (Necessary): Essential work required to prevent the deterioration of an asset. | 20 | 2018-06-22 | 5.8426 | 44.1574 | x | 5 | 3. Moderate | 10978 | Reactive Maintenance | 7
1004497 | Outstations | C (Poor): Asset is operational but major repair or replacement will be needed. | Category 2 (Necessary): Essential work required to prevent the deterioration of an asset. | 10 | 2018-11-13 | 5.4483 | 45.1034 | x | 2 | 4. Significant | 10891 | Reactive Maintenance | 3
1004503 | Outstations | C (Poor): Asset is operational but major repair or replacement will be needed. | Category 2 (Necessary): Essential work required to prevent the deterioration of an asset. | 10 | 2020-01-30 | 4.2355 | 45.5291 | x | 3 | 4. Significant | 10312 | Reactive Maintenance | 3
1004507 | Smoke Detectors | C (Poor): Asset is operational but major repair or replacement will be needed. | Category 2 (Necessary): Essential work required to prevent the deterioration of an asset. | 8 | 2023-09-13 | 0.61602 | 52.46 | x | 3 | 5. Severe | 10982 | Reactive Maintenance | 1
1004515 | Unvented Hot Water Systems | C (Poor): Asset is operational but major repair or replacement will be needed. | Category 1 (Urgent): Critical work required to address serious health and safety issues and correct any breach of legislation. | 25 | 2023-03-03 | 1.1472 | 44.0823 | x | 4 | 4. Significant | 10984 | Reactive Maintenance | 3
1004517 | Unvented Hot Water Systems | C (Poor): Asset is operational but major repair or replacement will be needed. | Category 2 (Necessary): Essential work required to prevent the deterioration of an asset. | 25 | 2022-12-02 | 1.3963 | 50.883 | x | 4 | 4. Significant | 10985 | Reactive Maintenance | 3
1004518 | Unvented Hot Water Systems | D (Very Poor): Asset runs a serious risk of imminent breakdown or poses a health and safety risk. | Category 2 (Necessary): Essential work required to prevent the deterioration of an asset. | 25 | 2007-08-12 | 16.7036 | 31.6371 | x | 4 | 4. Significant | 10464 | Reactive Maintenance | 3
1004531 | Outstations | C (Poor): Asset is operational but major repair or replacement will be needed. | Category 2 (Necessary): Essential work required to prevent the deterioration of an asset. | 10 | 2018-08-12 | 5.7029 | 42.5941 | x | 3 | 4. Significant | 10462 | Reactive Maintenance | 3
1004532 | Atmospheric Gas Burner - Free Standing Boiler | D (Very Poor): Asset runs a serious risk of imminent breakdown or poses a health and safety risk. | Category 1 (Urgent): Critical work required to address serious health and safety issues and correct any breach of legislation. | 20 | 2015-02-13 | 9.1964 | 30.8036 | x | 3 | 4. Significant | 10462 | Reactive Maintenance | 3
1004533 | Atmospheric Gas Burner - Free Standing Boiler | D (Very Poor): Asset runs a serious risk of imminent breakdown or poses a health and safety risk. | Category 1 (Urgent): Critical work required to address serious health and safety issues and correct any breach of legislation. | 20 | 2007-07-20 | 16.7666 | 23.2334 | x | 3 | 4. Significant | 10462 | Reactive Maintenance | 3
1004534 | Speed Controllers | C (Poor): Asset is operational but major repair or replacement will be needed. | Category 2 (Necessary): Essential work required to prevent the deterioration of an asset. | 15 | 2016-12-13 | 7.3648 | 46.1802 | x | 2 | 4. Significant | 10477 | Reactive Maintenance | 3
1004549 | Pumps - General | D (Very Poor): Asset runs a serious risk of imminent breakdown or poses a health and safety risk. | Category 1 (Urgent): Critical work required to address serious health and safety issues and correct any breach of legislation. | 20 | 2005-01-09 | 19.2909 | 22.7091 | x | 2 | 4. Significant | 10455 | Reactive Maintenance | 3
1004552 | Gas Detection/Flammable | D (Very Poor): Asset runs a serious risk of imminent breakdown or poses a health and safety risk. | Category 1 (Urgent): Critical work required to address serious health and safety issues and correct any breach of legislation. | 15 | 2017-01-30 | 7.2334 | 32.3555 | x | 2 | 5. Severe | 10455 | Reactive Maintenance | 1
1004581 | Doors General/Automatic/Steel | C (Poor): Asset is operational but major repair or replacement will be needed. | Category 2 (Necessary): Essential work required to prevent the deterioration of an asset. | 20 | 2021-10-16 | 2.5243 | 51.4757 | x | 3 | 3. Moderate | 10991 | Reactive Maintenance | 7
1004595 | Laboratory Fume Cupboard | C (Poor): Asset is operational but major repair or replacement will be needed. | Category 2 (Necessary): Essential work required to prevent the deterioration of an asset. | 15 | 2011-10-07 | 12.5503 | 39.2663 | x | 2 | 4. Significant | 10994 | Reactive Maintenance | 3
1004602 | Expansion Vessels | C (Poor): Asset is operational but major repair or replacement will be needed. | Category 2 (Necessary): Essential work required to prevent the deterioration of an asset. | 15 | 2012-07-17 | 11.7728 | 34.303 | x | 5 | 4. Significant | 10158 | Reactive Maintenance | 3
1004634 | Air Compressors and Receivers | C (Poor): Asset is operational but major repair or replacement will be needed. | Category 2 (Necessary): Essential work required to prevent the deterioration of an asset. | 20 | 2018-08-01 | 5.7331 | 44.2669 | x | 5 | 3. Moderate | 10978 | Reactive Maintenance | 7
1004636 | Water Booster Pumps | C (Poor): Asset is operational but major repair or replacement will be needed. | Category 2 (Necessary): Essential work required to prevent the deterioration of an asset. | 15 | 2015-07-29 | 8.742 | 38.3441 | x | 5 | 4. Significant | 10092 | Reactive Maintenance | 3
1004637 | Water Booster Pumps | C (Poor): Asset is operational but major repair or replacement will be needed. | Category 2 (Necessary): Essential work required to prevent the deterioration of an asset. | 15 | 2012-12-19 | 11.3484 | 34.8688 | x | 5 | 4. Significant | 10092 | Reactive Maintenance | 3
1004671 | Vacuum Systems - General | D (Very Poor): Asset runs a serious risk of imminent breakdown or poses a health and safety risk. | Category 1 (Urgent): Critical work required to address serious health and safety issues and correct any breach of legislation. | 20 | 2005-12-04 | 18.3901 | 23.6099 | x | 2 | 4. Significant | 10455 | Reactive Maintenance | 3
1004704 | Atmospheric Gas Burner - Condensing Boiler | D (Very Poor): Asset runs a serious risk of imminent breakdown or poses a health and safety risk. | Category 1 (Urgent): Critical work required to address serious health and safety issues and correct any breach of legislation. | 20 | 2015-07-13 | 8.7858 | 27.2142 | x | 5 | 4. Significant | 10158 | Reactive Maintenance | 3
1004705 | Atmospheric Gas Burner - Condensing Boiler | D (Very Poor): Asset runs a serious risk of imminent breakdown or poses a health and safety risk. | Category 1 (Urgent): Critical work required to address serious health and safety issues and correct any breach of legislation. | 20 | 2019-11-19 | 4.4326 | 31.5674 | x | 5 | 4. Significant | 10158 | Reactive Maintenance | 3
1004706 | Atmospheric Gas Burner - Condensing Boiler | D (Very Poor): Asset runs a serious risk of imminent breakdown or poses a health and safety risk. | Category 1 (Urgent): Critical work required to address serious health and safety issues and correct any breach of legislation. | 20 | 2012-03-29 | 12.0739 | 23.9261 | x | 5 | 4. Significant | 10158 | Reactive Maintenance | 3
1004707 | Atmospheric Gas Burner - Condensing Boiler | D (Very Poor): Asset runs a serious risk of imminent breakdown or poses a health and safety risk. | Category 1 (Urgent): Critical work required to address serious health and safety issues and correct any breach of legislation. | 20 | 2010-08-21 | 13.6783 | 22.3217 | x | 5 | 4. Significant | 10158 | Reactive Maintenance | 3
1004708 | Atmospheric Gas Burner - Condensing Boiler | D (Very Poor): Asset runs a serious risk of imminent breakdown or poses a health and safety risk. | Category 1 (Urgent): Critical work required to address serious health and safety issues and correct any breach of legislation. | 20 | 2004-06-12 | 19.8686 | 16.1314 | x | 5 | 4. Significant | 10158 | Reactive Maintenance | 3
1004709 | Atmospheric Gas Burner - Condensing Boiler | D (Very Poor): Asset runs a serious risk of imminent breakdown or poses a health and safety risk. | Category 1 (Urgent): Critical work required to address serious health and safety issues and correct any breach of legislation. | 20 | 2016-07-30 | 7.7372 | 28.2628 | x | 5 | 4. Significant | 10158 | Reactive Maintenance | 3
1004724 | Laboratory Fume Cupboard | D (Very Poor): Asset runs a serious risk of imminent breakdown or poses a health and safety risk. | Category 1 (Urgent): Critical work required to address serious health and safety issues and correct any breach of legislation. | 15 | 2020-11-24 | 3.4168 | 31.4442 | x | 5 | 4. Significant | 10998 | Reactive Maintenance | 3
1004747 | Laboratory Fume Cupboard | B (Average): Asset is sound, operationally safe and exhibits only minor deterioration. | Category 1 (Urgent): Critical work required to address serious health and safety issues and correct any breach of legislation. | 15 | 2019-10-14 | 4.5311 | 56.9585 | x | 2 | 4. Significant | 10454 | Reactive Maintenance | 3
1004780 | Pressurisation Units - Chilled Water, Condenser Water and LTHW Types | D (Very Poor): Asset runs a serious risk of imminent breakdown or poses a health and safety risk. | Category 1 (Urgent): Critical work required to address serious health and safety issues and correct any breach of legislation. | 15 | 2023-12-28 | 0.3258 | 35.5656 | x | 5 | 4. Significant | 10158 | Reactive Maintenance | 3
1004781 | Pumps - General | D (Very Poor): Asset runs a serious risk of imminent breakdown or poses a health and safety risk. | Category 1 (Urgent): Critical work required to address serious health and safety issues and correct any breach of legislation. | 20 | 2010-02-09 | 14.2067 | 21.7933 | x | 5 | 4. Significant | 10158 | Reactive Maintenance | 3
1004842 | Room Air Conditioners | D (Very Poor): Asset runs a serious risk of imminent breakdown or poses a health and safety risk. | Category 1 (Urgent): Critical work required to address serious health and safety issues and correct any breach of legislation. | 15 | 2016-04-07 | 8.0493 | 27.2676 | x | 4 | 3. Moderate | 11025 | Reactive Maintenance | 7
1004843 | Room Air Conditioners | C (Poor): Asset is operational but major repair or replacement will be needed. | Category 2 (Necessary): Essential work required to prevent the deterioration of an asset. | 15 | 2017-01-02 | 7.3101 | 42.2533 | x | 4 | 3. Moderate | 11029 | Reactive Maintenance | 7
1004856 | Laboratory Fume Cupboard | C (Poor): Asset is operational but major repair or replacement will be needed. | Category 2 (Necessary): Essential work required to prevent the deterioration of an asset. | 15 | 2017-08-25 | 6.6667 | 47.1111 | x | 2 | 4. Significant | 10893 | Reactive Maintenance | 3
1004857 | Laboratory Fume Cupboard | C (Poor): Asset is operational but major repair or replacement will be needed. | Category 2 (Necessary): Essential work required to prevent the deterioration of an asset. | 15 | 2011-10-08 | 12.5476 | 39.2699 | x | 2 | 4. Significant | 11034 | Reactive Maintenance | 3
1004859 | Laboratory Fume Cupboard | D (Very Poor): Asset runs a serious risk of imminent breakdown or poses a health and safety risk. | Category 1 (Urgent): Critical work required to address serious health and safety issues and correct any breach of legislation. | 15 | 2013-10-11 | 10.538 | 27.9493 | x | 2 | 4. Significant | 11035 | Reactive Maintenance | 3
1004861 | Laboratory Fume Cupboard | C (Poor): Asset is operational but major repair or replacement will be needed. | Category 2 (Necessary): Essential work required to prevent the deterioration of an asset. | 15 | 2012-08-23 | 11.6715 | 40.4381 | x | 2 | 4. Significant | 11035 | Reactive Maintenance | 3
1004897 | Laboratory Fume Cupboard | C (Poor): Asset is operational but major repair or replacement will be needed. | Category 2 (Necessary): Essential work required to prevent the deterioration of an asset. | 15 | 2023-09-08 | 0.62971 | 51.1604 | x | 4 | 4. Significant | 10445 | Reactive Maintenance | 3
1004898 | Laboratory Fume Cupboard | C (Poor): Asset is operational but major repair or replacement will be needed. | Category 2 (Necessary): Essential work required to prevent the deterioration of an asset. | 15 | 2014-07-04 | 9.8097 | 38.9204 | x | 4 | 4. Significant | 10445 | Reactive Maintenance | 3
1004899 | Laboratory Fume Cupboard | C (Poor): Asset is operational but major repair or replacement will be needed. | Category 2 (Necessary): Essential work required to prevent the deterioration of an asset. | 15 | 2013-10-31 | 10.4832 | 38.0224 | x | 4 | 4. Significant | 10445 | Reactive Maintenance | 3
1004933 | Room Air Conditioners | C (Poor): Asset is operational but major repair or replacement will be needed. | Category 2 (Necessary): Essential work required to prevent the deterioration of an asset. | 15 | 2015-08-31 | 8.6516 | 38.4645 | x | 5 | 3. Moderate | 11055 | Reactive Maintenance | 7
1004947 | Room Air Conditioners | D (Very Poor): Asset runs a serious risk of imminent breakdown or poses a health and safety risk. | Category 1 (Urgent): Critical work required to address serious health and safety issues and correct any breach of legislation. | 15 | 2021-04-27 | 2.9952 | 32.0064 | x | 5 | 3. Moderate | 11058 | Reactive Maintenance | 7
1004948 | Room Air Conditioners | D (Very Poor): Asset runs a serious risk of imminent breakdown or poses a health and safety risk. | Category 1 (Urgent): Critical work required to address serious health and safety issues and correct any breach of legislation. | 15 | 2010-02-24 | 14.1656 | 17.1125 | x | 5 | 3. Moderate | 11058 | Reactive Maintenance | 7
1004949 | Room Air Conditioners | D (Very Poor): Asset runs a serious risk of imminent breakdown or poses a health and safety risk. | Category 1 (Urgent): Critical work required to address serious health and safety issues and correct any breach of legislation. | 15 | 2022-02-11 | 2.2012 | 33.065 | x | 5 | 3. Moderate | 11059 | Reactive Maintenance | 7
1004950 | Room Air Conditioners | D (Very Poor): Asset runs a serious risk of imminent breakdown or poses a health and safety risk. | Category 1 (Urgent): Critical work required to address serious health and safety issues and correct any breach of legislation. | 15 | 2024-01-16 | 0.27379 | 35.635 | x | 5 | 3. Moderate | 11060 | Reactive Maintenance | 7
1004951 | Room Air Conditioners | D (Very Poor): Asset runs a serious risk of imminent breakdown or poses a health and safety risk. | Category 1 (Urgent): Critical work required to address serious health and safety issues and correct any breach of legislation. | 15 | 2023-03-07 | 1.1362 | 34.4851 | x | 5 | 3. Moderate | 11061 | Reactive Maintenance | 7
1004954 | Ventilating Fans - General | D (Very Poor): Asset runs a serious risk of imminent breakdown or poses a health and safety risk. | Category 1 (Urgent): Critical work required to address serious health and safety issues and correct any breach of legislation. | 20 | 2019-10-23 | 4.5065 | 31.4935 | x | 5 | 2. Minor | 10399 | Reactive Maintenance | 14
1004955 | Ventilating Fans - General | D (Very Poor): Asset runs a serious risk of imminent breakdown or poses a health and safety risk. | Category 1 (Urgent): Critical work required to address serious health and safety issues and correct any breach of legislation. | 20 | 2012-12-27 | 11.3265 | 24.6735 | x | 5 | 2. Minor | 10399 | Reactive Maintenance | 14
1004959 | Atmospheric Gas Burner Boiler - Small and/or Wall Hung for Domestic/Light Commercial Installation | C (Poor): Asset is operational but major repair or replacement will be needed. | Category 2 (Necessary): Essential work required to prevent the deterioration of an asset. | 10 | 2023-09-05 | 0.63792 | 48.7242 | x | 5 | 4. Significant | 10441 | Reactive Maintenance | 3
1004960 | Atmospheric Gas Burner Boiler - Small and/or Wall Hung for Domestic/Light Commercial Installation | C (Poor): Asset is operational but major repair or replacement will be needed. | Category 2 (Necessary): Essential work required to prevent the deterioration of an asset. | 10 | 2016-01-21 | 8.2601 | 33.4798 | x | 5 | 4. Significant | 10441 | Reactive Maintenance | 3
1004968 | Atmospheric Gas Burner Boiler - Small and/or Wall Hung for Domestic/Light Commercial Installation | C (Poor): Asset is operational but major repair or replacement will be needed. | Category 2 (Necessary): Essential work required to prevent the deterioration of an asset. | 10 | 2021-05-10 | 2.9596 | 44.0808 | x | 5 | 4. Significant | 10441 | Reactive Maintenance | 3
1004969 | Atmospheric Gas Burner Boiler - Small and/or Wall Hung for Domestic/Light Commercial Installation | C (Poor): Asset is operational but major repair or replacement will be needed. | Category 2 (Necessary): Essential work required to prevent the deterioration of an asset. | 10 | 2023-03-20 | 1.1006 | 47.7988 | x | 5 | 4. Significant | 10441 | Reactive Maintenance | 3
1004988 | Room Air Conditioners | D (Very Poor): Asset runs a serious risk of imminent breakdown or poses a health and safety risk. | Category 1 (Urgent): Critical work required to address serious health and safety issues and correct any breach of legislation. | 15 | 2023-07-25 | 0.75291 | 34.9961 | x | 5 | 3. Moderate | 11075 | Reactive Maintenance | 7
1005005 | Room Air Conditioners | D (Very Poor): Asset runs a serious risk of imminent breakdown or poses a health and safety risk. | Category 1 (Urgent): Critical work required to address serious health and safety issues and correct any breach of legislation. | 15 | 2020-02-06 | 4.2163 | 32.3783 | x | 4 | 3. Moderate | 11083 | Reactive Maintenance | 7
1005032 | Laboratory Fume Cupboard | C (Poor): Asset is operational but major repair or replacement will be needed. | Category 2 (Necessary): Essential work required to prevent the deterioration of an asset. | 15 | 2021-01-30 | 3.2334 | 47.6888 | x | 4 | 4. Significant | 11090 | Reactive Maintenance | 3
1005035 | Smoke Relief - Powered Smoke and Heat Exhaust Ventilators | C (Poor): Asset is operational but major repair or replacement will be needed. | Category 2 (Necessary): Essential work required to prevent the deterioration of an asset. | 30 | 2017-02-17 | 7.1841 | 45.2106 | x | 5 | 5. Severe | 11084 | Reactive Maintenance | 1
1005043 | Point of Use Water Dispenser | C (Poor): Asset is operational but major repair or replacement will be needed. | Category 2 (Necessary): Essential work required to prevent the deterioration of an asset. | 15 | 2023-06-28 | 0.82683 | 54.8976 | x | 2 | 2. Minor | 11096 | Reactive Maintenance | 14
1005053 | Point of Use Water Dispenser | D (Very Poor): Asset runs a serious risk of imminent breakdown or poses a health and safety risk. | Category 1 (Urgent): Critical work required to address serious health and safety issues and correct any breach of legislation. | 15 | 2011-07-20 | 12.7666 | 18.9779 | x | 5 | 2. Minor | 11103 | Reactive Maintenance | 14
1005067 | Expansion Vessels | C (Poor): Asset is operational but major repair or replacement will be needed. | Category 2 (Necessary): Essential work required to prevent the deterioration of an asset. | 15 | 2021-10-28 | 2.4914 | 46.6781 | x | 5 | 4. Significant | 10399 | Reactive Maintenance | 3
1005070 | Expansion Vessels | D (Very Poor): Asset runs a serious risk of imminent breakdown or poses a health and safety risk. | Category 1 (Urgent): Critical work required to address serious health and safety issues and correct any breach of legislation. | 15 | 2019-09-12 | 4.6188 | 29.8417 | x | 5 | 4. Significant | 10093 | Reactive Maintenance | 3
1005073 | Water Booster Pumps | C (Poor): Asset is operational but major repair or replacement will be needed. | Category 2 (Necessary): Essential work required to prevent the deterioration of an asset. | 15 | 2022-06-21 | 1.8453 | 47.5396 | x | 5 | 4. Significant | 10386 | Reactive Maintenance | 3
1005074 | Water Booster Pumps | C (Poor): Asset is operational but major repair or replacement will be needed. | Category 2 (Necessary): Essential work required to prevent the deterioration of an asset. | 15 | 2023-10-29 | 0.49008 | 49.3466 | x | 5 | 4. Significant | 10386 | Reactive Maintenance | 3
1005076 | Air Handling Units - General | C (Poor): Asset is operational but major repair or replacement will be needed. | Category 2 (Necessary): Essential work required to prevent the deterioration of an asset. | 20 | 2017-04-18 | 7.0198 | 42.9802 | x | 5 | 3. Moderate | 10386 | Reactive Maintenance | 7
1005078 | Expansion Vessels | D (Very Poor): Asset runs a serious risk of imminent breakdown or poses a health and safety risk. | Category 1 (Urgent): Critical work required to address serious health and safety issues and correct any breach of legislation. | 15 | 2021-09-12 | 2.6174 | 32.5102 | x | 5 | 4. Significant | 10386 | Reactive Maintenance | 3
1005079 | Expansion Vessels | D (Very Poor): Asset runs a serious risk of imminent breakdown or poses a health and safety risk. | Category 1 (Urgent): Critical work required to address serious health and safety issues and correct any breach of legislation. | 15 | 2021-11-05 | 2.4695 | 32.7073 | x | 5 | 4. Significant | 10386 | Reactive Maintenance | 3
1005095 | Power Generation - Stand-by Generator | A (Good): Asset is as new and can be expected to perform adequately to its full normal life if maintained appropriately. | Category 2 (Necessary): Essential work required to prevent the deterioration of an asset. | 30 | 2024-01-15 | 0.27652 | 70.8157 | x | 5 | 4. Significant | 11112 | Reactive Maintenance | 3
1005096 | Power Generation - Stand-by Generator | B (Average): Asset is sound, operationally safe and exhibits only minor deterioration. | Category 2 (Necessary): Essential work required to prevent the deterioration of an asset. | 30 | 2009-10-25 | 14.4997 | 54.3336 | x | 5 | 4. Significant | 11112 | Reactive Maintenance | 3
1005097 | Power Generation - Stand-by Generator | C (Poor): Asset is operational but major repair or replacement will be needed. | Category 2 (Necessary): Essential work required to prevent the deterioration of an asset. | 30 | 2000-01-22 | 24.2574 | 33.8284 | x | 5 | 4. Significant | 11112 | Reactive Maintenance | 3
1005098 | Power Generation - Stand-by Generator | A (Good): Asset is as new and can be expected to perform adequately to its full normal life if maintained appropriately. | Category 2 (Necessary): Essential work required to prevent the deterioration of an asset. | 30 | 1998-10-05 | 25.5551 | 53.9633 | x | 5 | 4. Significant | 11112 | Reactive Maintenance | 3
1005099 | Power Generation - Stand-by Generator | A (Good): Asset is as new and can be expected to perform adequately to its full normal life if maintained appropriately. | Category 2 (Necessary): Essential work required to prevent the deterioration of an asset. | 30 | 2019-02-08 | 5.2101 | 67.5266 | x | 5 | 4. Significant | 11112 | Reactive Maintenance | 3
1005100 | Power Generation - Stand-by Generator | D (Very Poor): Asset runs a serious risk of imminent breakdown or poses a health and safety risk. | Category 2 (Necessary): Essential work required to prevent the deterioration of an asset. | 30 | 1998-06-24 | 25.8371 | 25.7753 | x | 5 | 4. Significant | 11112 | Reactive Maintenance | 3
1005101 | Power Generation - Stand-by Generator | C (Poor): Asset is operational but major repair or replacement will be needed. | Category 2 (Necessary): Essential work required to prevent the deterioration of an asset. | 30 | 2011-12-15 | 12.3614 | 41.7591 | x | 5 | 4. Significant | 11112 | Reactive Maintenance | 3
1005102 | Power Generation - Stand-by Generator | A (Good): Asset is as new and can be expected to perform adequately to its full normal life if maintained appropriately. | Category 2 (Necessary): Essential work required to prevent the deterioration of an asset. | 30 | 2011-10-22 | 12.5092 | 62.6605 | x | 5 | 4. Significant | 11112 | Reactive Maintenance | 3
1005103 | Power Generation - Stand-by Generator | B (Average): Asset is sound, operationally safe and exhibits only minor deterioration. | Category 2 (Necessary): Essential work required to prevent the deterioration of an asset. | 30 | 1999-09-04 | 24.6407 | 47.5729 | x | 5 | 4. Significant | 11112 | Reactive Maintenance | 3
1005104 | Power Generation - Stand-by Generator | A (Good): Asset is as new and can be expected to perform adequately to its full normal life if maintained appropriately. | Category 2 (Necessary): Essential work required to prevent the deterioration of an asset. | 30 | 2018-05-29 | 5.9083 | 67.0611 | x | 5 | 4. Significant | 11112 | Reactive Maintenance | 3
1005105 | Power Generation - Stand-by Generator | C (Poor): Asset is operational but major repair or replacement will be needed. | Category 2 (Necessary): Essential work required to prevent the deterioration of an asset. | 30 | 2015-07-02 | 8.8159 | 44.1227 | x | 5 | 4. Significant | 11112 | Reactive Maintenance | 3
1005106 | Power Generation - Stand-by Generator | A (Good): Asset is as new and can be expected to perform adequately to its full normal life if maintained appropriately. | Category 2 (Necessary): Essential work required to prevent the deterioration of an asset. | 30 | 1999-05-20 | 24.9336 | 54.3776 | x | 5 | 4. Significant | 11112 | Reactive Maintenance | 3
1005107 | Power Generation - Stand-by Generator | C (Poor): Asset is operational but major repair or replacement will be needed. | Category 2 (Necessary): Essential work required to prevent the deterioration of an asset. | 30 | 1997-05-23 | 26.924 | 32.0507 | x | 5 | 4. Significant | 11112 | Reactive Maintenance | 3
1005108 | Power Generation - Stand-by Generator | D (Very Poor): Asset runs a serious risk of imminent breakdown or poses a health and safety risk. | Category 2 (Necessary): Essential work required to prevent the deterioration of an asset. | 30 | 2012-11-07 | 11.4634 | 35.3577 | x | 5 | 4. Significant | 11112 | Reactive Maintenance | 3
1005130 | Sump Pumps and Extended Shaft Sump Pumps | D (Very Poor): Asset runs a serious risk of imminent breakdown or poses a health and safety risk. | Category 1 (Urgent): Critical work required to address serious health and safety issues and correct any breach of legislation. | 10 | 2021-08-20 | 2.6804 | 30.6393 | x | 5 | 5. Severe | 11124 | Reactive Maintenance | 1
1005132 | Point of Use Water Dispenser | C (Poor): Asset is operational but major repair or replacement will be needed. | Category 2 (Necessary): Essential work required to prevent the deterioration of an asset. | 15 | 2015-01-10 | 9.2895 | 37.614 | x | 5 | 2. Minor | 11125 | Reactive Maintenance | 14
1005133 | Point of Use Water Dispenser | C (Poor): Asset is operational but major repair or replacement will be needed. | Category 2 (Necessary): Essential work required to prevent the deterioration of an asset. | 15 | 2016-02-18 | 8.1834 | 39.0888 | x | 5 | 2. Minor | 11125 | Reactive Maintenance | 14
1005134 | Point of Use Water Dispenser | D (Very Poor): Asset runs a serious risk of imminent breakdown or poses a health and safety risk. | Category 1 (Urgent): Critical work required to address serious health and safety issues and correct any breach of legislation. | 15 | 2014-03-16 | 10.1109 | 24.5188 | x | 4 | 2. Minor | 10465 | Reactive Maintenance | 14
1005135 | Point of Use Water Dispenser | D (Very Poor): Asset runs a serious risk of imminent breakdown or poses a health and safety risk. | Category 1 (Urgent): Critical work required to address serious health and safety issues and correct any breach of legislation. | 15 | 2014-07-11 | 9.7906 | 24.9459 | x | 4 | 2. Minor | 10465 | Reactive Maintenance | 14
1005136 | Point of Use Water Dispenser | D (Very Poor): Asset runs a serious risk of imminent breakdown or poses a health and safety risk. | Category 1 (Urgent): Critical work required to address serious health and safety issues and correct any breach of legislation. | 15 | 2015-11-27 | 8.4107 | 26.7858 | x | 4 | 2. Minor | 10465 | Reactive Maintenance | 14
1005137 | Point of Use Water Dispenser | D (Very Poor): Asset runs a serious risk of imminent breakdown or poses a health and safety risk. | Category 1 (Urgent): Critical work required to address serious health and safety issues and correct any breach of legislation. | 15 | 2020-05-06 | 3.9699 | 32.7068 | x | 4 | 2. Minor | 10465 | Reactive Maintenance | 14
1005144 | Distribution Boards | D (Very Poor): Asset runs a serious risk of imminent breakdown or poses a health and safety risk. | Category 1 (Urgent): Critical work required to address serious health and safety issues and correct any breach of legislation. | 20 | 2021-03-23 | 3.091 | 34.909 | x | 4 | 4. Significant | 11045 | Reactive Maintenance | 3
1005161 | Terminal Units - Fan Coil | C (Poor): Asset is operational but major repair or replacement will be needed. | Category 2 (Necessary): Essential work required to prevent the deterioration of an asset. | 15 | 2015-03-13 | 9.1198 | 39.8403 | x | 4 | 4. Significant | 11130 | Reactive Maintenance | 3
1005211 | Point of Use Water Dispenser | D (Very Poor): Asset runs a serious risk of imminent breakdown or poses a health and safety risk. | Category 1 (Urgent): Critical work required to address serious health and safety issues and correct any breach of legislation. | 15 | 2023-08-17 | 0.68994 | 41.0801 | x | 2 | 2. Minor | 11146 | Reactive Maintenance | 14
1005212 | Point of Use Water Dispenser | D (Very Poor): Asset runs a serious risk of imminent breakdown or poses a health and safety risk. | Category 1 (Urgent): Critical work required to address serious health and safety issues and correct any breach of legislation. | 15 | 2018-09-16 | 5.6071 | 34.5238 | x | 2 | 2. Minor | 11147 | Reactive Maintenance | 14
1005219 | Hot Water Calorifiers - Heated by Electricity | C (Poor): Asset is operational but major repair or replacement will be needed. | Category 2 (Necessary): Essential work required to prevent the deterioration of an asset. | 25 | 2006-09-08 | 17.629 | 37.8968 | x | 4 | 4. Significant | 10491 | Reactive Maintenance | 3
1005220 | Hot Water Calorifiers - Heated by Electricity | C (Poor): Asset is operational but major repair or replacement will be needed. | Category 2 (Necessary): Essential work required to prevent the deterioration of an asset. | 25 | 2008-05-28 | 15.9097 | 39.2723 | x | 4 | 4. Significant | 10491 | Reactive Maintenance | 3
1005238 | Outstations | D (Very Poor): Asset runs a serious risk of imminent breakdown or poses a health and safety risk. | Category 1 (Urgent): Critical work required to address serious health and safety issues and correct any breach of legislation. | 10 | 2016-07-31 | 7.7344 | 20.5311 | x | 5 | 4. Significant | 11152 | Reactive Maintenance | 3
1005239 | Speed Controllers | C (Poor): Asset is operational but major repair or replacement will be needed. | Category 2 (Necessary): Essential work required to prevent the deterioration of an asset. | 15 | 2022-04-26 | 1.9986 | 47.3352 | x | 5 | 4. Significant | 10386 | Reactive Maintenance | 3
1005240 | Speed Controllers | C (Poor): Asset is operational but major repair or replacement will be needed. | Category 2 (Necessary): Essential work required to prevent the deterioration of an asset. | 15 | 2014-03-15 | 10.1136 | 36.5152 | x | 5 | 4. Significant | 10386 | Reactive Maintenance | 3
1005244 | Ultra Low Temperature Freezer | D (Very Poor): Asset runs a serious risk of imminent breakdown or poses a health and safety risk. | Category 1 (Urgent): Critical work required to address serious health and safety issues and correct any breach of legislation. | 15 | 2014-03-13 | 10.1191 | 22.5079 | x | 5 | 4. Significant | 11067 | Reactive Maintenance | 3
1005247 | Speed Controllers | C (Poor): Asset is operational but major repair or replacement will be needed. | Category 2 (Necessary): Essential work required to prevent the deterioration of an asset. | 15 | 2020-09-14 | 3.6112 | 45.185 | x | 5 | 4. Significant | 10386 | Reactive Maintenance | 3
1005254 | Speed Controllers | C (Poor): Asset is operational but major repair or replacement will be needed. | Category 2 (Necessary): Essential work required to prevent the deterioration of an asset. | 15 | 2022-04-19 | 2.0178 | 47.3096 | x | 5 | 4. Significant | 10401 | Reactive Maintenance | 3
1005255 | Speed Controllers | C (Poor): Asset is operational but major repair or replacement will be needed. | Category 2 (Necessary): Essential work required to prevent the deterioration of an asset. | 15 | 2012-06-06 | 11.885 | 34.1533 | x | 5 | 4. Significant | 10401 | Reactive Maintenance | 3
1005272 | Distribution Boards | D (Very Poor): Asset runs a serious risk of imminent breakdown or poses a health and safety risk. | Category 1 (Urgent): Critical work required to address serious health and safety issues and correct any breach of legislation. | 20 | 2007-11-21 | 16.4271 | 23.5729 | x | 3 | 4. Significant | 10486 | Reactive Maintenance | 3
1005273 | Distribution Boards | D (Very Poor): Asset runs a serious risk of imminent breakdown or poses a health and safety risk. | Category 1 (Urgent): Critical work required to address serious health and safety issues and correct any breach of legislation. | 20 | 2018-08-19 | 5.6838 | 34.3162 | x | 3 | 4. Significant | 10486 | Reactive Maintenance | 3
1005274 | Distribution Boards | D (Very Poor): Asset runs a serious risk of imminent breakdown or poses a health and safety risk. | Category 1 (Urgent): Critical work required to address serious health and safety issues and correct any breach of legislation. | 20 | 2006-08-30 | 17.6537 | 22.3463 | x | 3 | 4. Significant | 10486 | Reactive Maintenance | 3
1005275 | Distribution Boards | D (Very Poor): Asset runs a serious risk of imminent breakdown or poses a health and safety risk. | Category 1 (Urgent): Critical work required to address serious health and safety issues and correct any breach of legislation. | 20 | 2014-06-21 | 9.8453 | 30.1547 | x | 3 | 4. Significant | 10486 | Reactive Maintenance | 3
1005276 | Distribution Boards | D (Very Poor): Asset runs a serious risk of imminent breakdown or poses a health and safety risk. | Category 1 (Urgent): Critical work required to address serious health and safety issues and correct any breach of legislation. | 20 | 2017-11-15 | 6.4422 | 33.5578 | x | 3 | 4. Significant | 10486 | Reactive Maintenance | 3
1005277 | Distribution Boards | D (Very Poor): Asset runs a serious risk of imminent breakdown or poses a health and safety risk. | Category 1 (Urgent): Critical work required to address serious health and safety issues and correct any breach of legislation. | 20 | 2021-03-24 | 3.0883 | 36.9117 | x | 3 | 4. Significant | 10486 | Reactive Maintenance | 3
1005290 | Room Air Conditioners | C (Poor): Asset is operational but major repair or replacement will be needed. | Category 2 (Necessary): Essential work required to prevent the deterioration of an asset. | 15 | 2023-02-04 | 1.2211 | 48.3719 | x | 5 | 3. Moderate | 11159 | Reactive Maintenance | 7
1005291 | Room Air Conditioners | C (Poor): Asset is operational but major repair or replacement will be needed. | Category 2 (Necessary): Essential work required to prevent the deterioration of an asset. | 15 | 2014-06-23 | 9.8398 | 36.8802 | x | 5 | 3. Moderate | 11160 | Reactive Maintenance | 7
1005296 | Room Air Conditioners | D (Very Poor): Asset runs a serious risk of imminent breakdown or poses a health and safety risk. | Category 1 (Urgent): Critical work required to address serious health and safety issues and correct any breach of legislation. | 15 | 2022-05-24 | 1.922 | 33.4374 | x | 5 | 3. Moderate | 11060 | Reactive Maintenance | 7
1005297 | Room Air Conditioners | D (Very Poor): Asset runs a serious risk of imminent breakdown or poses a health and safety risk. | Category 1 (Urgent): Critical work required to address serious health and safety issues and correct any breach of legislation. | 15 | 2020-01-31 | 4.2327 | 30.3564 | x | 5 | 3. Moderate | 11154 | Reactive Maintenance | 7
1005298 | Room Air Conditioners | D (Very Poor): Asset runs a serious risk of imminent breakdown or poses a health and safety risk. | Category 1 (Urgent): Critical work required to address serious health and safety issues and correct any breach of legislation. | 15 | 2011-03-28 | 13.0787 | 18.5617 | x | 5 | 3. Moderate | 11064 | Reactive Maintenance | 7
1005304 | Unvented Hot Water Systems | D (Very Poor): Asset runs a serious risk of imminent breakdown or poses a health and safety risk. | Category 1 (Urgent): Critical work required to address serious health and safety issues and correct any breach of legislation. | 25 | 2021-09-16 | 2.6064 | 33.9149 | x | 5 | 4. Significant | 11062 | Reactive Maintenance | 3
1005305 | Unvented Hot Water Systems | D (Very Poor): Asset runs a serious risk of imminent breakdown or poses a health and safety risk. | Category 1 (Urgent): Critical work required to address serious health and safety issues and correct any breach of legislation. | 25 | 2016-11-02 | 7.4771 | 30.0183 | x | 5 | 4. Significant | 11061 | Reactive Maintenance | 3
1005306 | Unvented Hot Water Systems | D (Very Poor): Asset runs a serious risk of imminent breakdown or poses a health and safety risk. | Category 1 (Urgent): Critical work required to address serious health and safety issues and correct any breach of legislation. | 25 | 2004-09-08 | 19.6277 | 20.2979 | x | 5 | 4. Significant | 11161 | Reactive Maintenance | 3
1005307 | Room Air Conditioners | D (Very Poor): Asset runs a serious risk of imminent breakdown or poses a health and safety risk. | Category 1 (Urgent): Critical work required to address serious health and safety issues and correct any breach of legislation. | 15 | 2019-05-08 | 4.9665 | 29.3781 | x | 5 | 3. Moderate | 11068 | Reactive Maintenance | 7
1005312 | Air Handling Units - General | C (Poor): Asset is operational but major repair or replacement will be needed. | Category 2 (Necessary): Essential work required to prevent the deterioration of an asset. | 20 | 2014-11-24 | 9.4182 | 40.5818 | x | 5 | 3. Moderate | 11124 | Reactive Maintenance | 7
1005323 | Distribution Boards | C (Poor): Asset is operational but major repair or replacement will be needed. | Category 2 (Necessary): Essential work required to prevent the deterioration of an asset. | 20 | 2018-12-23 | 5.3388 | 46.6612 | x | 4 | 4. Significant | 10488 | Reactive Maintenance | 3
1005324 | Distribution Boards | C (Poor): Asset is operational but major repair or replacement will be needed. | Category 2 (Necessary): Essential work required to prevent the deterioration of an asset. | 20 | 2019-08-16 | 4.6927 | 47.3073 | x | 4 | 4. Significant | 10488 | Reactive Maintenance | 3
1005325 | Distribution Boards | C (Poor): Asset is operational but major repair or replacement will be needed. | Category 2 (Necessary): Essential work required to prevent the deterioration of an asset. | 20 | 2007-08-22 | 16.6762 | 35.3238 | x | 4 | 4. Significant | 10488 | Reactive Maintenance | 3
1005330 | Ventilating Fans - General | C (Poor): Asset is operational but major repair or replacement will be needed. | Category 2 (Necessary): Essential work required to prevent the deterioration of an asset. | 20 | 2015-12-05 | 8.3888 | 41.6112 | x | 5 | 2. Minor | 11124 | Reactive Maintenance | 14
1005341 | Room Air Conditioners | C (Poor): Asset is operational but major repair or replacement will be needed. | Category 2 (Necessary): Essential work required to prevent the deterioration of an asset. | 15 | 2022-09-04 | 1.64 | 49.8134 | x | 4 | 3. Moderate | 11173 | Reactive Maintenance | 7
1005342 | Room Air Conditioners | D (Very Poor): Asset runs a serious risk of imminent breakdown or poses a health and safety risk. | Category 1 (Urgent): Critical work required to address serious health and safety issues and correct any breach of legislation. | 15 | 2017-11-08 | 6.4613 | 29.3849 | x | 4 | 3. Moderate | 11175 | Reactive Maintenance | 7
1005350 | Point of Use Water Dispenser | C (Poor): Asset is operational but major repair or replacement will be needed. | Category 2 (Necessary): Essential work required to prevent the deterioration of an asset. | 15 | 2012-09-14 | 11.6112 | 34.5184 | x | 5 | 2. Minor | 11177 | Reactive Maintenance | 14
1005352 | Fire Alarm System | D (Very Poor): Asset runs a serious risk of imminent breakdown or poses a health and safety risk. | Category 1 (Urgent): Critical work required to address serious health and safety issues and correct any breach of legislation. | 15 | 2022-08-12 | 1.7029 | 33.7294 | x | 5 | 5. Severe | 11178 | Reactive Maintenance | 1
1005357 | Speed Controllers | C (Poor): Asset is operational but major repair or replacement will be needed. | Category 2 (Necessary): Essential work required to prevent the deterioration of an asset. | 15 | 2020-02-05 | 4.219 | 44.3746 | x | 5 | 4. Significant | 10401 | Reactive Maintenance | 3
1005358 | Speed Controllers | C (Poor): Asset is operational but major repair or replacement will be needed. | Category 2 (Necessary): Essential work required to prevent the deterioration of an asset. | 15 | 2011-03-30 | 13.0732 | 32.569 | x | 5 | 4. Significant | 10401 | Reactive Maintenance | 3
1005362 | Point of Use Water Dispenser | C (Poor): Asset is operational but major repair or replacement will be needed. | Category 2 (Necessary): Essential work required to prevent the deterioration of an asset. | 15 | 2022-07-15 | 1.7796 | 51.6272 | x | 3 | 2. Minor | 11180 | Reactive Maintenance | 14
1005387 | Smoke Relief - Powered Smoke and Heat Exhaust Ventilators | C (Poor): Asset is operational but major repair or replacement will be needed. | Category 2 (Necessary): Essential work required to prevent the deterioration of an asset. | 30 | 2002-11-28 | 21.4073 | 37.7285 | x | 4 | 5. Severe | 10443 | Reactive Maintenance | 1
1005388 | Fire Alarm System | C (Poor): Asset is operational but major repair or replacement will be needed. | Category 2 (Necessary): Essential work required to prevent the deterioration of an asset. | 15 | 2011-04-07 | 13.0513 | 34.5982 | x | 4 | 5. Severe | 10443 | Reactive Maintenance | 1
1005393 | Sump Pumps and Extended Shaft Sump Pumps | C (Poor): Asset is operational but major repair or replacement will be needed. | Category 2 (Necessary): Essential work required to prevent the deterioration of an asset. | 10 | 2023-10-11 | 0.53936 | 48.9213 | x | 5 | 5. Severe | 11124 | Reactive Maintenance | 1
1005395 | Air Handling Units - General | C (Poor): Asset is operational but major repair or replacement will be needed. | Category 2 (Necessary): Essential work required to prevent the deterioration of an asset. | 20 | 2020-10-30 | 3.4853 | 46.5147 | x | 5 | 3. Moderate | 11124 | Reactive Maintenance | 7
1005400 | Ventilating Fans - General | D (Very Poor): Asset runs a serious risk of imminent breakdown or poses a health and safety risk. | Category 1 (Urgent): Critical work required to address serious health and safety issues and correct any breach of legislation. | 20 | 2023-10-31 | 0.4846 | 43.5154 | x | 1 | 2. Minor | 11184 | Reactive Maintenance | 14
1005460 | Distribution Boards | C (Poor): Asset is operational but major repair or replacement will be needed. | Category 2 (Necessary): Essential work required to prevent the deterioration of an asset. | 20 | 2008-02-22 | 16.1725 | 33.8275 | x | 5 | 4. Significant | 11196 | Reactive Maintenance | 3
1005462 | Water Leak Detection Systems | C (Poor): Asset is operational but major repair or replacement will be needed. | Category 2 (Necessary): Essential work required to prevent the deterioration of an asset. | 15 | 2010-05-17 | 13.9411 | 31.4118 | x | 5 | 4. Significant | 11188 | Reactive Maintenance | 3
1005463 | Outstations | D (Very Poor): Asset runs a serious risk of imminent breakdown or poses a health and safety risk. | Category 1 (Urgent): Critical work required to address serious health and safety issues and correct any breach of legislation. | 10 | 2020-08-27 | 3.6605 | 28.679 | x | 5 | 4. Significant | 11196 | Reactive Maintenance | 3
1005470 | Outstations | C (Poor): Asset is operational but major repair or replacement will be needed. | Category 2 (Necessary): Essential work required to prevent the deterioration of an asset. | 10 | 2016-07-16 | 7.7755 | 40.449 | x | 2 | 4. Significant | 10891 | Reactive Maintenance | 3
1005471 | Point of Use Water Dispenser | C (Poor): Asset is operational but major repair or replacement will be needed. | Category 2 (Necessary): Essential work required to prevent the deterioration of an asset. | 15 | 2022-11-30 | 1.4018 | 56.131 | x | 1 | 2. Minor | 11198 | Reactive Maintenance | 14
1005477 | Room Air Conditioners | D (Very Poor): Asset runs a serious risk of imminent breakdown or poses a health and safety risk. | Category 1 (Urgent): Critical work required to address serious health and safety issues and correct any breach of legislation. | 15 | 2016-05-04 | 7.9754 | 25.3662 | x | 5 | 3. Moderate | 10384 | Reactive Maintenance | 7
1005478 | Room Air Conditioners | D (Very Poor): Asset runs a serious risk of imminent breakdown or poses a health and safety risk. | Category 1 (Urgent): Critical work required to address serious health and safety issues and correct any breach of legislation. | 15 | 2018-08-17 | 5.6893 | 28.4143 | x | 5 | 3. Moderate | 10384 | Reactive Maintenance | 7
1005480 | Room Air Conditioners | D (Very Poor): Asset runs a serious risk of imminent breakdown or poses a health and safety risk. | Category 1 (Urgent): Critical work required to address serious health and safety issues and correct any breach of legislation. | 15 | 2014-08-04 | 9.7248 | 23.0335 | x | 5 | 3. Moderate | 10384 | Reactive Maintenance | 7
1005481 | Room Air Conditioners | D (Very Poor): Asset runs a serious risk of imminent breakdown or poses a health and safety risk. | Category 1 (Urgent): Critical work required to address serious health and safety issues and correct any breach of legislation. | 15 | 2015-06-28 | 8.8268 | 24.2309 | x | 5 | 3. Moderate | 10384 | Reactive Maintenance | 7
1005482 | Room Air Conditioners | D (Very Poor): Asset runs a serious risk of imminent breakdown or poses a health and safety risk. | Category 1 (Urgent): Critical work required to address serious health and safety issues and correct any breach of legislation. | 15 | 2017-11-25 | 6.4148 | 27.447 | x | 5 | 3. Moderate | 10384 | Reactive Maintenance | 7
1005484 | Room Air Conditioners | D (Very Poor): Asset runs a serious risk of imminent breakdown or poses a health and safety risk. | Category 1 (Urgent): Critical work required to address serious health and safety issues and correct any breach of legislation. | 15 | 2018-04-02 | 6.0643 | 27.9142 | x | 5 | 3. Moderate | 10384 | Reactive Maintenance | 7
1005492 | Room Air Conditioners | D (Very Poor): Asset runs a serious risk of imminent breakdown or poses a health and safety risk. | Category 1 (Urgent): Critical work required to address serious health and safety issues and correct any breach of legislation. | 15 | 2018-10-23 | 5.5058 | 28.6589 | x | 5 | 3. Moderate | 10384 | Reactive Maintenance | 7
1005496 | Room Air Conditioners | D (Very Poor): Asset runs a serious risk of imminent breakdown or poses a health and safety risk. | Category 1 (Urgent): Critical work required to address serious health and safety issues and correct any breach of legislation. | 15 | 2012-08-20 | 11.6797 | 20.4271 | x | 5 | 3. Moderate | 10384 | Reactive Maintenance | 7
1005497 | Room Air Conditioners | D (Very Poor): Asset runs a serious risk of imminent breakdown or poses a health and safety risk. | Category 1 (Urgent): Critical work required to address serious health and safety issues and correct any breach of legislation. | 15 | 2019-08-04 | 4.7255 | 29.6993 | x | 5 | 3. Moderate | 10384 | Reactive Maintenance | 7
1005498 | Room Air Conditioners | D (Very Poor): Asset runs a serious risk of imminent breakdown or poses a health and safety risk. | Category 1 (Urgent): Critical work required to address serious health and safety issues and correct any breach of legislation. | 15 | 2017-11-03 | 6.475 | 27.3666 | x | 5 | 3. Moderate | 10384 | Reactive Maintenance | 7
1005522 | Room Air Conditioners | D (Very Poor): Asset runs a serious risk of imminent breakdown or poses a health and safety risk. | Category 1 (Urgent): Critical work required to address serious health and safety issues and correct any breach of legislation. | 15 | 2022-08-10 | 1.7084 | 33.7221 | x | 5 | 3. Moderate | 10898 | Reactive Maintenance | 7
1005524 | Room Air Conditioners | D (Very Poor): Asset runs a serious risk of imminent breakdown or poses a health and safety risk. | Category 1 (Urgent): Critical work required to address serious health and safety issues and correct any breach of legislation. | 15 | 2019-07-06 | 4.8049 | 29.5934 | x | 5 | 3. Moderate | 11222 | Reactive Maintenance | 7
1005544 | Room Air Conditioners | C (Poor): Asset is operational but major repair or replacement will be needed. | Category 2 (Necessary): Essential work required to prevent the deterioration of an asset. | 15 | 2015-02-06 | 9.2156 | 37.7125 | x | 5 | 3. Moderate | 11055 | Reactive Maintenance | 7
1005545 | Atmospheric Gas Burners | C (Poor): Asset is operational but major repair or replacement will be needed. | Category 2 (Necessary): Essential work required to prevent the deterioration of an asset. | 20 | 2018-10-31 | 5.4839 | 46.5161 | x | 4 | 4. Significant | 10409 | Reactive Maintenance | 3
1005546 | Atmospheric Gas Burners | C (Poor): Asset is operational but major repair or replacement will be needed. | Category 2 (Necessary): Essential work required to prevent the deterioration of an asset. | 20 | 2005-09-27 | 18.5763 | 33.4237 | x | 4 | 4. Significant | 10409 | Reactive Maintenance | 3
1005547 | Atmospheric Gas Burner - Free Standing Boiler | D (Very Poor): Asset runs a serious risk of imminent breakdown or poses a health and safety risk. | Category 1 (Urgent): Critical work required to address serious health and safety issues and correct any breach of legislation. | 20 | 2006-07-16 | 17.7769 | 20.2231 | x | 4 | 4. Significant | 10409 | Reactive Maintenance | 3
1005548 | Atmospheric Gas Burners | C (Poor): Asset is operational but major repair or replacement will be needed. | Category 2 (Necessary): Essential work required to prevent the deterioration of an asset. | 20 | 2014-09-09 | 9.6263 | 42.3737 | x | 4 | 4. Significant | 10409 | Reactive Maintenance | 3
1005551 | Point of Use Water Dispenser | C (Poor): Asset is operational but major repair or replacement will be needed. | Category 2 (Necessary): Essential work required to prevent the deterioration of an asset. | 15 | 2021-06-24 | 2.8364 | 46.2181 | x | 5 | 2. Minor | 11055 | Reactive Maintenance | 14
1005552 | Atmospheric Gas Burner - Free Standing Boiler | D (Very Poor): Asset runs a serious risk of imminent breakdown or poses a health and safety risk. | Category 1 (Urgent): Critical work required to address serious health and safety issues and correct any breach of legislation. | 20 | 2010-12-08 | 13.3799 | 24.6201 | x | 4 | 4. Significant | 10409 | Reactive Maintenance | 3
1005554 | Ventilating Fans - General | C (Poor): Asset is operational but major repair or replacement will be needed. | Category 2 (Necessary): Essential work required to prevent the deterioration of an asset. | 20 | 2015-02-12 | 9.1992 | 42.8008 | x | 4 | 2. Minor | 11223 | Reactive Maintenance | 14
1005555 | Uninterruptible Power Supplies | C (Poor): Asset is operational but major repair or replacement will be needed. | Category 2 (Necessary): Essential work required to prevent the deterioration of an asset. | 20 | 2021-08-01 | 2.7324 | 49.2676 | x | 4 | 5. Severe | 11223 | Reactive Maintenance | 1
1005568 | Expansion Vessels | C (Poor): Asset is operational but major repair or replacement will be needed. | Category 2 (Necessary): Essential work required to prevent the deterioration of an asset. | 15 | 2017-01-20 | 7.2608 | 42.319 | x | 4 | 4. Significant | 10409 | Reactive Maintenance | 3
1005569 | Pressurisation Units - Chilled Water, Condenser Water and LTHW Types | C (Poor): Asset is operational but major repair or replacement will be needed. | Category 2 (Necessary): Essential work required to prevent the deterioration of an asset. | 15 | 2012-12-14 | 11.3621 | 36.8506 | x | 4 | 4. Significant | 10409 | Reactive Maintenance | 3
1005580 | Automatic Transfer Switch | A (Good): Asset is as new and can be expected to perform adequately to its full normal life if maintained appropriately. | Category 2 (Necessary): Essential work required to prevent the deterioration of an asset. | 15 | 2022-10-23 | 1.5058 | 68.9922 | x | 5 | 4. Significant | 10185 | Reactive Maintenance | 3
1005581 | Power Generation - Stand-by Generator | D (Very Poor): Asset runs a serious risk of imminent breakdown or poses a health and safety risk. | Category 2 (Necessary): Essential work required to prevent the deterioration of an asset. | 30 | 2023-03-14 | 1.117 | 50.2553 | x | 1 | 4. Significant | 10164 | Reactive Maintenance | 3
1005582 | Power Generation - Stand-by Generator | C (Poor): Asset is operational but major repair or replacement will be needed. | Category 2 (Necessary): Essential work required to prevent the deterioration of an asset. | 30 | 1999-11-15 | 24.4435 | 41.7043 | x | 1 | 4. Significant | 10164 | Reactive Maintenance | 3
1005583 | Power Generation - Stand-by Generator | C (Poor): Asset is operational but major repair or replacement will be needed. | Category 2 (Necessary): Essential work required to prevent the deterioration of an asset. | 30 | 1998-06-05 | 25.8891 | 40.7406 | x | 1 | 4. Significant | 10164 | Reactive Maintenance | 3
1005584 | Power Generation - Stand-by Generator | A (Good): Asset is as new and can be expected to perform adequately to its full normal life if maintained appropriately. | Category 2 (Necessary): Essential work required to prevent the deterioration of an asset. | 30 | 2018-06-07 | 5.8836 | 75.0776 | x | 1 | 4. Significant | 10164 | Reactive Maintenance | 3
1005585 | Power Generation - Stand-by Generator | A (Good): Asset is as new and can be expected to perform adequately to its full normal life if maintained appropriately. | Category 2 (Necessary): Essential work required to prevent the deterioration of an asset. | 30 | 2001-02-03 | 23.2225 | 63.5184 | x | 1 | 4. Significant | 10164 | Reactive Maintenance | 3
1005586 | Power Generation - Stand-by Generator | D (Very Poor): Asset runs a serious risk of imminent breakdown or poses a health and safety risk. | Category 2 (Necessary): Essential work required to prevent the deterioration of an asset. | 30 | 2016-09-22 | 7.5893 | 45.9405 | x | 1 | 4. Significant | 10164 | Reactive Maintenance | 3
1005587 | Power Generation - Stand-by Generator | A (Good): Asset is as new and can be expected to perform adequately to its full normal life if maintained appropriately. | Category 2 (Necessary): Essential work required to prevent the deterioration of an asset. | 30 | 1997-11-13 | 26.4476 | 61.3682 | x | 1 | 4. Significant | 10164 | Reactive Maintenance | 3
1005588 | Power Generation - Stand-by Generator | C (Poor): Asset is operational but major repair or replacement will be needed. | Category 2 (Necessary): Essential work required to prevent the deterioration of an asset. | 30 | 2011-07-25 | 12.7529 | 49.4981 | x | 1 | 4. Significant | 10164 | Reactive Maintenance | 3
1005589 | Power Generation - Stand-by Generator | C (Poor): Asset is operational but major repair or replacement will be needed. | Category 2 (Necessary): Essential work required to prevent the deterioration of an asset. | 30 | 2007-07-05 | 16.8077 | 46.7949 | x | 1 | 4. Significant | 10164 | Reactive Maintenance | 3
1005590 | Power Generation - Stand-by Generator | A (Good): Asset is as new and can be expected to perform adequately to its full normal life if maintained appropriately. | Category 2 (Necessary): Essential work required to prevent the deterioration of an asset. | 30 | 2023-05-28 | 0.9117 | 78.3922 | x | 1 | 4. Significant | 10164 | Reactive Maintenance | 3
1005591 | Power Generation - Stand-by Generator | D (Very Poor): Asset runs a serious risk of imminent breakdown or poses a health and safety risk. | Category 2 (Necessary): Essential work required to prevent the deterioration of an asset. | 30 | 1996-10-31 | 27.4825 | 32.6783 | x | 1 | 4. Significant | 10164 | Reactive Maintenance | 3
1005592 | Power Generation - Stand-by Generator | A (Good): Asset is as new and can be expected to perform adequately to its full normal life if maintained appropriately. | Category 2 (Necessary): Essential work required to prevent the deterioration of an asset. | 30 | 2001-02-04 | 23.2197 | 63.5202 | x | 1 | 4. Significant | 10164 | Reactive Maintenance | 3
1005593 | Power Generation - Stand-by Generator | D (Very Poor): Asset runs a serious risk of imminent breakdown or poses a health and safety risk. | Category 2 (Necessary): Essential work required to prevent the deterioration of an asset. | 30 | 2009-08-09 | 14.7105 | 41.193 | x | 1 | 4. Significant | 10164 | Reactive Maintenance | 3
1005594 | Power Generation - Stand-by Generator | D (Very Poor): Asset runs a serious risk of imminent breakdown or poses a health and safety risk. | Category 2 (Necessary): Essential work required to prevent the deterioration of an asset. | 30 | 2005-11-24 | 18.4175 | 38.7217 | x | 1 | 4. Significant | 10164 | Reactive Maintenance | 3
1005595 | Power Generation - Stand-by Generator | C (Poor): Asset is operational but major repair or replacement will be needed. | Category 2 (Necessary): Essential work required to prevent the deterioration of an asset. | 30 | 2007-10-29 | 16.4901 | 47.0066 | x | 1 | 4. Significant | 10164 | Reactive Maintenance | 3
1005596 | Ventilating Fans - General | D (Very Poor): Asset runs a serious risk of imminent breakdown or poses a health and safety risk. | Category 1 (Urgent): Critical work required to address serious health and safety issues and correct any breach of legislation. | 20 | 2020-02-25 | 4.1643 | 39.8357 | x | 1 | 2. Minor | 11230 | Reactive Maintenance | 14
1005597 | Traction Lifts | D (Very Poor): Asset runs a serious risk of imminent breakdown or poses a health and safety risk. | Category 1 (Urgent): Critical work required to address serious health and safety issues and correct any breach of legislation. | 20 | 2017-03-10 | 7.1266 | 32.8734 | x | 3 | 4. Significant | 11231 | Reactive Maintenance | 3
1005599 | Power Generation - Stand-by Generator | B (Average): Asset is sound, operationally safe and exhibits only minor deterioration. | Category 2 (Necessary): Essential work required to prevent the deterioration of an asset. | 30 | 2001-08-13 | 22.6995 | 48.867 | x | 5 | 4. Significant | 11233 | Reactive Maintenance | 3
1005600 | Power Generation - Stand-by Generator | B (Average): Asset is sound, operationally safe and exhibits only minor deterioration. | Category 2 (Necessary): Essential work required to prevent the deterioration of an asset. | 30 | 2016-11-15 | 7.4415 | 59.039 | x | 5 | 4. Significant | 11233 | Reactive Maintenance | 3
1005601 | Power Generation - Stand-by Generator | A (Good): Asset is as new and can be expected to perform adequately to its full normal life if maintained appropriately. | Category 2 (Necessary): Essential work required to prevent the deterioration of an asset. | 30 | 2022-07-03 | 1.8125 | 69.7917 | x | 5 | 4. Significant | 11233 | Reactive Maintenance | 3
1005602 | Power Generation - Stand-by Generator | A (Good): Asset is as new and can be expected to perform adequately to its full normal life if maintained appropriately. | Category 2 (Necessary): Essential work required to prevent the deterioration of an asset. | 30 | 2003-04-26 | 20.9993 | 57.0005 | x | 5 | 4. Significant | 11233 | Reactive Maintenance | 3
1005603 | Power Generation - Stand-by Generator | D (Very Poor): Asset runs a serious risk of imminent breakdown or poses a health and safety risk. | Category 2 (Necessary): Essential work required to prevent the deterioration of an asset. | 30 | 1997-02-24 | 27.165 | 24.89 | x | 5 | 4. Significant | 11233 | Reactive Maintenance | 3
1005604 | Power Generation - Stand-by Generator | C (Poor): Asset is operational but major repair or replacement will be needed. | Category 2 (Necessary): Essential work required to prevent the deterioration of an asset. | 30 | 2022-12-20 | 1.347 | 49.102 | x | 5 | 4. Significant | 11233 | Reactive Maintenance | 3
1005605 | Power Generation - Stand-by Generator | B (Average): Asset is sound, operationally safe and exhibits only minor deterioration. | Category 2 (Necessary): Essential work required to prevent the deterioration of an asset. | 30 | 2001-02-02 | 23.2252 | 48.5165 | x | 5 | 4. Significant | 11233 | Reactive Maintenance | 3
1005606 | Power Generation - Stand-by Generator | D (Very Poor): Asset runs a serious risk of imminent breakdown or poses a health and safety risk. | Category 2 (Necessary): Essential work required to prevent the deterioration of an asset. | 30 | 2020-05-29 | 3.9069 | 40.3954 | x | 5 | 4. Significant | 11233 | Reactive Maintenance | 3
1005607 | Power Generation - Stand-by Generator | D (Very Poor): Asset runs a serious risk of imminent breakdown or poses a health and safety risk. | Category 2 (Necessary): Essential work required to prevent the deterioration of an asset. | 30 | 2005-08-17 | 18.6886 | 30.541 | x | 5 | 4. Significant | 11233 | Reactive Maintenance | 3
1005608 | Power Generation - Stand-by Generator | A (Good): Asset is as new and can be expected to perform adequately to its full normal life if maintained appropriately. | Category 2 (Necessary): Essential work required to prevent the deterioration of an asset. | 30 | 2016-07-13 | 7.7837 | 65.8109 | x | 5 | 4. Significant | 11233 | Reactive Maintenance | 3
1005609 | Power Generation - Stand-by Generator | C (Poor): Asset is operational but major repair or replacement will be needed. | Category 2 (Necessary): Essential work required to prevent the deterioration of an asset. | 30 | 2018-12-20 | 5.347 | 46.4353 | x | 5 | 4. Significant | 11233 | Reactive Maintenance | 3
1005610 | Power Generation - Stand-by Generator | D (Very Poor): Asset runs a serious risk of imminent breakdown or poses a health and safety risk. | Category 2 (Necessary): Essential work required to prevent the deterioration of an asset. | 30 | 2004-08-23 | 19.6715 | 29.8857 | x | 5 | 4. Significant | 11233 | Reactive Maintenance | 3
1005611 | Power Generation - Stand-by Generator | D (Very Poor): Asset runs a serious risk of imminent breakdown or poses a health and safety risk. | Category 2 (Necessary): Essential work required to prevent the deterioration of an asset. | 30 | 2007-01-21 | 17.2594 | 31.4937 | x | 5 | 4. Significant | 11233 | Reactive Maintenance | 3
1005612 | Power Generation - Stand-by Generator | D (Very Poor): Asset runs a serious risk of imminent breakdown or poses a health and safety risk. | Category 2 (Necessary): Essential work required to prevent the deterioration of an asset. | 30 | 2003-02-26 | 21.1608 | 28.8928 | x | 5 | 4. Significant | 11233 | Reactive Maintenance | 3
1005613 | Power Generation - Stand-by Generator | B (Average): Asset is sound, operationally safe and exhibits only minor deterioration. | Category 2 (Necessary): Essential work required to prevent the deterioration of an asset. | 30 | 2013-04-04 | 11.0582 | 56.6279 | x | 5 | 4. Significant | 11233 | Reactive Maintenance | 3
1005614 | Power Generation - Stand-by Generator | A (Good): Asset is as new and can be expected to perform adequately to its full normal life if maintained appropriately. | Category 2 (Necessary): Essential work required to prevent the deterioration of an asset. | 30 | 2014-09-07 | 9.6318 | 64.5788 | x | 5 | 4. Significant | 11233 | Reactive Maintenance | 3
1005615 | Power Generation - Stand-by Generator | C (Poor): Asset is operational but major repair or replacement will be needed. | Category 2 (Necessary): Essential work required to prevent the deterioration of an asset. | 30 | 1998-03-31 | 26.0698 | 32.6201 | x | 5 | 4. Significant | 10408 | Reactive Maintenance | 3
1005616 | Power Generation - Stand-by Generator | D (Very Poor): Asset runs a serious risk of imminent breakdown or poses a health and safety risk. | Category 2 (Necessary): Essential work required to prevent the deterioration of an asset. | 30 | 2010-07-18 | 13.7714 | 33.8191 | x | 5 | 4. Significant | 10408 | Reactive Maintenance | 3
1005617 | Power Generation - Stand-by Generator | B (Average): Asset is sound, operationally safe and exhibits only minor deterioration. | Category 2 (Necessary): Essential work required to prevent the deterioration of an asset. | 30 | 2007-09-29 | 16.5722 | 52.9519 | x | 5 | 4. Significant | 10408 | Reactive Maintenance | 3
1005618 | Power Generation - Stand-by Generator | A (Good): Asset is as new and can be expected to perform adequately to its full normal life if maintained appropriately. | Category 2 (Necessary): Essential work required to prevent the deterioration of an asset. | 30 | 2012-06-13 | 11.8658 | 63.0894 | x | 5 | 4. Significant | 10408 | Reactive Maintenance | 3
1005619 | Power Generation - Stand-by Generator | C (Poor): Asset is operational but major repair or replacement will be needed. | Category 2 (Necessary): Essential work required to prevent the deterioration of an asset. | 30 | 2023-07-09 | 0.79671 | 49.4689 | x | 5 | 4. Significant | 10408 | Reactive Maintenance | 3
1005620 | Power Generation - Stand-by Generator | C (Poor): Asset is operational but major repair or replacement will be needed. | Category 2 (Necessary): Essential work required to prevent the deterioration of an asset. | 30 | 2020-09-05 | 3.6359 | 47.5761 | x | 5 | 4. Significant | 10408 | Reactive Maintenance | 3
1005621 | Power Generation - Stand-by Generator | C (Poor): Asset is operational but major repair or replacement will be needed. | Category 2 (Necessary): Essential work required to prevent the deterioration of an asset. | 30 | 2021-08-04 | 2.7242 | 48.1839 | x | 5 | 4. Significant | 10408 | Reactive Maintenance | 3
1005622 | Power Generation - Stand-by Generator | D (Very Poor): Asset runs a serious risk of imminent breakdown or poses a health and safety risk. | Category 2 (Necessary): Essential work required to prevent the deterioration of an asset. | 30 | 2012-04-07 | 12.0493 | 34.9671 | x | 5 | 4. Significant | 10408 | Reactive Maintenance | 3
1005623 | Power Generation - Stand-by Generator | A (Good): Asset is as new and can be expected to perform adequately to its full normal life if maintained appropriately. | Category 2 (Necessary): Essential work required to prevent the deterioration of an asset. | 30 | 2005-10-03 | 18.5599 | 58.6267 | x | 5 | 4. Significant | 10408 | Reactive Maintenance | 3
1005624 | Power Generation - Stand-by Generator | D (Very Poor): Asset runs a serious risk of imminent breakdown or poses a health and safety risk. | Category 2 (Necessary): Essential work required to prevent the deterioration of an asset. | 30 | 2005-04-17 | 19.0226 | 30.3183 | x | 5 | 4. Significant | 10408 | Reactive Maintenance | 3
1005625 | Power Generation - Stand-by Generator | A (Good): Asset is as new and can be expected to perform adequately to its full normal life if maintained appropriately. | Category 2 (Necessary): Essential work required to prevent the deterioration of an asset. | 30 | 2011-10-07 | 12.5503 | 62.6331 | x | 5 | 4. Significant | 10408 | Reactive Maintenance | 3
1005626 | Power Generation - Stand-by Generator | D (Very Poor): Asset runs a serious risk of imminent breakdown or poses a health and safety risk. | Category 2 (Necessary): Essential work required to prevent the deterioration of an asset. | 30 | 1998-11-02 | 25.4784 | 26.0144 | x | 5 | 4. Significant | 10408 | Reactive Maintenance | 3
1005627 | Power Generation - Stand-by Generator | C (Poor): Asset is operational but major repair or replacement will be needed. | Category 2 (Necessary): Essential work required to prevent the deterioration of an asset. | 30 | 2014-12-08 | 9.3799 | 49.7467 | x | 2 | 4. Significant | 10412 | Reactive Maintenance | 3
1005628 | Power Generation - Stand-by Generator | A (Good): Asset is as new and can be expected to perform adequately to its full normal life if maintained appropriately. | Category 2 (Necessary): Essential work required to prevent the deterioration of an asset. | 30 | 2005-10-13 | 18.5325 | 64.645 | x | 2 | 4. Significant | 10412 | Reactive Maintenance | 3
1005629 | Power Generation - Stand-by Generator | D (Very Poor): Asset runs a serious risk of imminent breakdown or poses a health and safety risk. | Category 2 (Necessary): Essential work required to prevent the deterioration of an asset. | 30 | 2002-01-09 | 22.2916 | 34.1389 | x | 2 | 4. Significant | 10412 | Reactive Maintenance | 3
1005630 | Power Generation - Stand-by Generator | C (Poor): Asset is operational but major repair or replacement will be needed. | Category 2 (Necessary): Essential work required to prevent the deterioration of an asset. | 30 | 2015-05-22 | 8.9281 | 50.0479 | x | 2 | 4. Significant | 10412 | Reactive Maintenance | 3
1005631 | Power Generation - Stand-by Generator | C (Poor): Asset is operational but major repair or replacement will be needed. | Category 2 (Necessary): Essential work required to prevent the deterioration of an asset. | 30 | 2006-04-20 | 18.0151 | 43.99 | x | 2 | 4. Significant | 10412 | Reactive Maintenance | 3
1005632 | Power Generation - Stand-by Generator | D (Very Poor): Asset runs a serious risk of imminent breakdown or poses a health and safety risk. | Category 2 (Necessary): Essential work required to prevent the deterioration of an asset. | 30 | 1996-03-25 | 28.0849 | 30.2768 | x | 2 | 4. Significant | 10412 | Reactive Maintenance | 3
1005633 | Power Generation - Stand-by Generator | C (Poor): Asset is operational but major repair or replacement will be needed. | Category 2 (Necessary): Essential work required to prevent the deterioration of an asset. | 30 | 2001-04-28 | 22.9925 | 40.6717 | x | 2 | 4. Significant | 10412 | Reactive Maintenance | 3
1005634 | Power Generation - Stand-by Generator | D (Very Poor): Asset runs a serious risk of imminent breakdown or poses a health and safety risk. | Category 2 (Necessary): Essential work required to prevent the deterioration of an asset. | 30 | 2013-08-19 | 10.6831 | 41.8779 | x | 2 | 4. Significant | 10412 | Reactive Maintenance | 3
1005635 | Power Generation - Stand-by Generator | B (Average): Asset is sound, operationally safe and exhibits only minor deterioration. | Category 2 (Necessary): Essential work required to prevent the deterioration of an asset. | 30 | 2020-02-20 | 4.178 | 67.2147 | x | 2 | 4. Significant | 10412 | Reactive Maintenance | 3
1005636 | Power Generation - Stand-by Generator | C (Poor): Asset is operational but major repair or replacement will be needed. | Category 2 (Necessary): Essential work required to prevent the deterioration of an asset. | 30 | 1995-01-12 | 29.2841 | 36.4773 | x | 2 | 4. Significant | 10412 | Reactive Maintenance | 3
1005637 | Power Generation - Stand-by Generator | B (Average): Asset is sound, operationally safe and exhibits only minor deterioration. | Category 2 (Necessary): Essential work required to prevent the deterioration of an asset. | 30 | 2020-05-31 | 3.9014 | 67.399 | x | 2 | 4. Significant | 10412 | Reactive Maintenance | 3
1005638 | Power Generation - Stand-by Generator | A (Good): Asset is as new and can be expected to perform adequately to its full normal life if maintained appropriately. | Category 2 (Necessary): Essential work required to prevent the deterioration of an asset. | 30 | 2009-09-19 | 14.5982 | 67.2679 | x | 2 | 4. Significant | 10412 | Reactive Maintenance | 3
1005639 | Power Generation - Stand-by Generator | D (Very Poor): Asset runs a serious risk of imminent breakdown or poses a health and safety risk. | Category 2 (Necessary): Essential work required to prevent the deterioration of an asset. | 30 | 2014-08-19 | 9.6838 | 42.5441 | x | 2 | 4. Significant | 10412 | Reactive Maintenance | 3
1005640 | Power Generation - Stand-by Generator | A (Good): Asset is as new and can be expected to perform adequately to its full normal life if maintained appropriately. | Category 2 (Necessary): Essential work required to prevent the deterioration of an asset. | 30 | 1999-02-07 | 25.2129 | 60.1914 | x | 2 | 4. Significant | 10412 | Reactive Maintenance | 3
1005644 | Fire Alarm System | C (Poor): Asset is operational but major repair or replacement will be needed. | Category 2 (Necessary): Essential work required to prevent the deterioration of an asset. | 15 | 2011-01-25 | 13.2485 | 34.3354 | x | 4 | 5. Severe | 11237 | Reactive Maintenance | 1
1005647 | Emergency Assistance Alarm | C (Poor): Asset is operational but major repair or replacement will be needed. | Category 2 (Necessary): Essential work required to prevent the deterioration of an asset. | 10 | 2015-10-18 | 8.5202 | 40.9596 | x | 1 | 5. Severe | 11240 | Reactive Maintenance | 1
1005648 | Hot Water Calorifiers - Heated by LTHW | C (Poor): Asset is operational but major repair or replacement will be needed. | Category 2 (Necessary): Essential work required to prevent the deterioration of an asset. | 20 | 2004-10-29 | 19.488 | 32.512 | x | 4 | 4. Significant | 10409 | Reactive Maintenance | 3
1005682 | Room Air Conditioners | D (Very Poor): Asset runs a serious risk of imminent breakdown or poses a health and safety risk. | Category 1 (Urgent): Critical work required to address serious health and safety issues and correct any breach of legislation. | 15 | 2022-07-18 | 1.7714 | 35.6381 | x | 4 | 3. Moderate | 11247 | Reactive Maintenance | 7
1005706 | Laboratory Fume Cupboard | D (Very Poor): Asset runs a serious risk of imminent breakdown or poses a health and safety risk. | Category 1 (Urgent): Critical work required to address serious health and safety issues and correct any breach of legislation. | 15 | 2013-02-06 | 11.2142 | 23.0477 | x | 4 | 4. Significant | 11133 | Reactive Maintenance | 3
1005710 | Gas Detection/Flammable | D (Very Poor): Asset runs a serious risk of imminent breakdown or poses a health and safety risk. | Category 1 (Urgent): Critical work required to address serious health and safety issues and correct any breach of legislation. | 15 | 2021-04-25 | 3.0007 | 33.9991 | x | 4 | 5. Severe | 11256 | Reactive Maintenance | 1
1005724 | Ventilating Fans - General | D (Very Poor): Asset runs a serious risk of imminent breakdown or poses a health and safety risk. | Category 2 (Necessary): Essential work required to prevent the deterioration of an asset. | 20 | 2018-07-02 | 5.8152 | 39.1848 | x | 4 | 2. Minor | 11265 | Reactive Maintenance | 14
1005761 | Pressurisation Units - Chilled Water, Condenser Water and LTHW Types | D (Very Poor): Asset runs a serious risk of imminent breakdown or poses a health and safety risk. | Category 1 (Urgent): Critical work required to address serious health and safety issues and correct any breach of legislation. | 15 | 2021-10-20 | 2.5133 | 32.6489 | x | 5 | 4. Significant | 10429 | Reactive Maintenance | 3
1005779 | Expansion Vessels | C (Poor): Asset is operational but major repair or replacement will be needed. | Category 2 (Necessary): Essential work required to prevent the deterioration of an asset. | 15 | 2018-03-15 | 6.1136 | 45.8485 | x | 3 | 4. Significant | 10362 | Reactive Maintenance | 3
1005780 | Atmospheric Gas Burner - Condensing Boiler | C (Poor): Asset is operational but major repair or replacement will be needed. | Category 2 (Necessary): Essential work required to prevent the deterioration of an asset. | 20 | 2007-09-11 | 16.6215 | 37.3785 | x | 3 | 4. Significant | 10362 | Reactive Maintenance | 3
1005787 | Filtration, Conditioning and pH Correction - Central Plant | C (Poor): Asset is operational but major repair or replacement will be needed. | Category 2 (Necessary): Essential work required to prevent the deterioration of an asset. | 15 | 2022-07-14 | 1.7823 | 55.6235 | x | 1 | 4. Significant | 10360 | Reactive Maintenance | 3
1005790 | Traction Lifts | D (Very Poor): Asset runs a serious risk of imminent breakdown or poses a health and safety risk. | Category 1 (Urgent): Critical work required to address serious health and safety issues and correct any breach of legislation. | 20 | 2018-03-28 | 6.078 | 33.922 | x | 3 | 4. Significant | 11280 | Reactive Maintenance | 3
1005791 | Traction Lifts | D (Very Poor): Asset runs a serious risk of imminent breakdown or poses a health and safety risk. | Category 1 (Urgent): Critical work required to address serious health and safety issues and correct any breach of legislation. | 20 | 2010-04-04 | 14.0589 | 25.9411 | x | 3 | 4. Significant | 11281 | Reactive Maintenance | 3
1005792 | Traction Lifts | D (Very Poor): Asset runs a serious risk of imminent breakdown or poses a health and safety risk. | Category 1 (Urgent): Critical work required to address serious health and safety issues and correct any breach of legislation. | 20 | 2011-09-15 | 12.6105 | 27.3895 | x | 3 | 4. Significant | 11282 | Reactive Maintenance | 3
1005796 | Expansion Vessels | D (Very Poor): Asset runs a serious risk of imminent breakdown or poses a health and safety risk. | Category 1 (Urgent): Critical work required to address serious health and safety issues and correct any breach of legislation. | 15 | 2011-04-19 | 13.0185 | 26.642 | x | 1 | 4. Significant | 10368 | Reactive Maintenance | 3
1005797 | Expansion Vessels | D (Very Poor): Asset runs a serious risk of imminent breakdown or poses a health and safety risk. | Category 1 (Urgent): Critical work required to address serious health and safety issues and correct any breach of legislation. | 15 | 2020-08-15 | 3.6934 | 39.0755 | x | 1 | 4. Significant | 10368 | Reactive Maintenance | 3
1005801 | Hot Water Calorifiers - Heated by LTHW | D (Very Poor): Asset runs a serious risk of imminent breakdown or poses a health and safety risk. | Category 1 (Urgent): Critical work required to address serious health and safety issues and correct any breach of legislation. | 20 | 2016-09-05 | 7.6359 | 36.3641 | x | 1 | 4. Significant | 10102 | Reactive Maintenance | 3
1005814 | Atmospheric Gas Burner - Condensing Boiler | D (Very Poor): Asset runs a serious risk of imminent breakdown or poses a health and safety risk. | Category 1 (Urgent): Critical work required to address serious health and safety issues and correct any breach of legislation. | 20 | 2004-01-31 | 20.2327 | 23.7673 | x | 1 | 4. Significant | 10102 | Reactive Maintenance | 3
1005816 | Expansion Vessels | C (Poor): Asset is operational but major repair or replacement will be needed. | Category 2 (Necessary): Essential work required to prevent the deterioration of an asset. | 15 | 2012-03-19 | 12.1013 | 41.8649 | x | 1 | 4. Significant | 10102 | Reactive Maintenance | 3
1005822 | Traction Lifts | D (Very Poor): Asset runs a serious risk of imminent breakdown or poses a health and safety risk. | Category 1 (Urgent): Critical work required to address serious health and safety issues and correct any breach of legislation. | 20 | 2005-10-18 | 18.5188 | 21.4812 | x | 3 | 4. Significant | 11284 | Reactive Maintenance | 3
1005823 | Traction Lifts | D (Very Poor): Asset runs a serious risk of imminent breakdown or poses a health and safety risk. | Category 1 (Urgent): Critical work required to address serious health and safety issues and correct any breach of legislation. | 20 | 2006-03-08 | 18.1328 | 21.8672 | x | 3 | 4. Significant | 11285 | Reactive Maintenance | 3
1005824 | Traction Lifts | D (Very Poor): Asset runs a serious risk of imminent breakdown or poses a health and safety risk. | Category 1 (Urgent): Critical work required to address serious health and safety issues and correct any breach of legislation. | 20 | 2011-07-11 | 12.7912 | 27.2088 | x | 3 | 4. Significant | 11286 | Reactive Maintenance | 3
1005838 | Expansion Vessels | D (Very Poor): Asset runs a serious risk of imminent breakdown or poses a health and safety risk. | Category 1 (Urgent): Critical work required to address serious health and safety issues and correct any breach of legislation. | 15 | 2010-08-27 | 13.6619 | 25.7842 | x | 1 | 4. Significant | 10079 | Reactive Maintenance | 3
1005839 | Expansion Vessels | D (Very Poor): Asset runs a serious risk of imminent breakdown or poses a health and safety risk. | Category 1 (Urgent): Critical work required to address serious health and safety issues and correct any breach of legislation. | 15 | 2010-01-09 | 14.2916 | 24.9446 | x | 1 | 4. Significant | 10079 | Reactive Maintenance | 3
1005843 | Hot Water Calorifiers - Heated by LTHW | B (Average): Asset is sound, operationally safe and exhibits only minor deterioration. | Category 2 (Necessary): Essential work required to prevent the deterioration of an asset. | 20 | 2004-06-28 | 19.8248 | 48.1752 | x | 3 | 4. Significant | 10366 | Reactive Maintenance | 3
1005851 | Expansion Vessels | C (Poor): Asset is operational but major repair or replacement will be needed. | Category 2 (Necessary): Essential work required to prevent the deterioration of an asset. | 15 | 2010-05-25 | 13.9192 | 35.441 | x | 3 | 4. Significant | 10362 | Reactive Maintenance | 3
1005854 | Ducting - Volume Control Dampers and Fire/Smoke Dampers | C (Poor): Asset is operational but major repair or replacement will be needed. | Category 2 (Necessary): Essential work required to prevent the deterioration of an asset. | 15 | 2012-08-08 | 11.7125 | 42.3833 | x | 1 | 5. Severe | 11290 | Reactive Maintenance | 1
1005858 | Ducting - Volume Control Dampers and Fire/Smoke Dampers | C (Poor): Asset is operational but major repair or replacement will be needed. | Category 2 (Necessary): Essential work required to prevent the deterioration of an asset. | 15 | 2022-12-12 | 1.3689 | 56.1748 | x | 1 | 5. Severe | 11290 | Reactive Maintenance | 1
1005859 | Ducting - Volume Control Dampers and Fire/Smoke Dampers | C (Poor): Asset is operational but major repair or replacement will be needed. | Category 2 (Necessary): Essential work required to prevent the deterioration of an asset. | 15 | 2021-06-13 | 2.8665 | 54.178 | x | 1 | 5. Severe | 11290 | Reactive Maintenance | 1
1005860 | Ducting - Volume Control Dampers and Fire/Smoke Dampers | C (Poor): Asset is operational but major repair or replacement will be needed. | Category 2 (Necessary): Essential work required to prevent the deterioration of an asset. | 15 | 2013-08-18 | 10.6858 | 43.7522 | x | 1 | 5. Severe | 11291 | Reactive Maintenance | 1
1005861 | Hot Water Calorifiers - Heated by LTHW | B (Average): Asset is sound, operationally safe and exhibits only minor deterioration. | Category 1 (Urgent): Critical work required to address serious health and safety issues and correct any breach of legislation. | 20 | 2016-06-02 | 7.896 | 53.104 | x | 3 | 4. Significant | 10379 | Reactive Maintenance | 3
1005864 | Hot Water Calorifiers - Heated by LTHW | B (Average): Asset is sound, operationally safe and exhibits only minor deterioration. | Category 1 (Urgent): Critical work required to address serious health and safety issues and correct any breach of legislation. | 20 | 2015-07-02 | 8.8159 | 52.1841 | x | 3 | 4. Significant | 10364 | Reactive Maintenance | 3
1005865 | Hot Water Calorifiers - Heated by LTHW | B (Average): Asset is sound, operationally safe and exhibits only minor deterioration. | Category 2 (Necessary): Essential work required to prevent the deterioration of an asset. | 20 | 2007-01-19 | 17.2649 | 50.7351 | x | 3 | 4. Significant | 10363 | Reactive Maintenance | 3
1005867 | Hot Water Calorifiers - Heated by LTHW | B (Average): Asset is sound, operationally safe and exhibits only minor deterioration. | Category 2 (Necessary): Essential work required to prevent the deterioration of an asset. | 20 | 2007-12-08 | 16.3806 | 55.6194 | x | 1 | 4. Significant | 10382 | Reactive Maintenance | 3
1005878 | Hot Water Calorifiers - Heated by LTHW | B (Average): Asset is sound, operationally safe and exhibits only minor deterioration. | Category 2 (Necessary): Essential work required to prevent the deterioration of an asset. | 20 | 2023-01-25 | 1.2485 | 70.7515 | x | 1 | 4. Significant | 10375 | Reactive Maintenance | 3
1005915 | Hot Water Calorifiers - Heated by LTHW | B (Average): Asset is sound, operationally safe and exhibits only minor deterioration. | Category 1 (Urgent): Critical work required to address serious health and safety issues and correct any breach of legislation. | 20 | 2019-07-27 | 4.7474 | 60.2526 | x | 1 | 4. Significant | 10349 | Reactive Maintenance | 3
1005920 | Hot Water Calorifiers - Heated by LTHW | B (Average): Asset is sound, operationally safe and exhibits only minor deterioration. | Category 1 (Urgent): Critical work required to address serious health and safety issues and correct any breach of legislation. | 20 | 2013-02-21 | 11.1732 | 53.8268 | x | 1 | 4. Significant | 10359 | Reactive Maintenance | 3
1005923 | Hot Water Calorifiers - Heated by LTHW | B (Average): Asset is sound, operationally safe and exhibits only minor deterioration. | Category 2 (Necessary): Essential work required to prevent the deterioration of an asset. | 20 | 2023-01-17 | 1.2704 | 70.7296 | x | 1 | 4. Significant | 10351 | Reactive Maintenance | 3
1005925 | Hot Water Calorifiers - Heated by LTHW | B (Average): Asset is sound, operationally safe and exhibits only minor deterioration. | Category 2 (Necessary): Essential work required to prevent the deterioration of an asset. | 20 | 2020-11-10 | 3.4552 | 68.5448 | x | 1 | 4. Significant | 10350 | Reactive Maintenance | 3
1005927 | Hot Water Calorifiers - Heated by LTHW | B (Average): Asset is sound, operationally safe and exhibits only minor deterioration. | Category 1 (Urgent): Critical work required to address serious health and safety issues and correct any breach of legislation. | 20 | 2017-04-11 | 7.039 | 53.961 | x | 3 | 4. Significant | 10357 | Reactive Maintenance | 3
1005985 | Hot Water Calorifiers - Heated by LTHW | B (Average): Asset is sound, operationally safe and exhibits only minor deterioration. | Category 2 (Necessary): Essential work required to prevent the deterioration of an asset. | 20 | 2014-09-05 | 9.6372 | 62.3628 | x | 1 | 4. Significant | 10347 | Reactive Maintenance | 3
1006131 | Hot Water Calorifiers - Heated by LTHW | D (Very Poor): Asset runs a serious risk of imminent breakdown or poses a health and safety risk. | Category 1 (Urgent): Critical work required to address serious health and safety issues and correct any breach of legislation. | 20 | 2021-09-11 | 2.6201 | 41.3799 | x | 1 | 4. Significant | 10338 | Reactive Maintenance | 3
1006309 | Sump Pumps and Extended Shaft Sump Pumps | C (Poor): Asset is operational but major repair or replacement will be needed. | Category 2 (Necessary): Essential work required to prevent the deterioration of an asset. | 10 | 2022-05-07 | 1.9685 | 48.063 | x | 4 | 5. Severe | 10153 | Reactive Maintenance | 1
1006310 | Sump Pumps and Extended Shaft Sump Pumps | C (Poor): Asset is operational but major repair or replacement will be needed. | Category 2 (Necessary): Essential work required to prevent the deterioration of an asset. | 10 | 2019-08-11 | 4.7064 | 42.5873 | x | 4 | 5. Severe | 10153 | Reactive Maintenance | 1
1006312 | Pumps - General | D (Very Poor): Asset runs a serious risk of imminent breakdown or poses a health and safety risk. | Category 1 (Urgent): Critical work required to address serious health and safety issues and correct any breach of legislation. | 20 | 2017-02-09 | 7.206 | 30.794 | x | 4 | 4. Significant | 10153 | Reactive Maintenance | 3
1006323 | Ventilating Fans - General | D (Very Poor): Asset runs a serious risk of imminent breakdown or poses a health and safety risk. | Category 1 (Urgent): Critical work required to address serious health and safety issues and correct any breach of legislation. | 20 | 2020-09-20 | 3.5948 | 34.4052 | x | 4 | 2. Minor | 10153 | Reactive Maintenance | 14
1006358 | Distribution Boards | C (Poor): Asset is operational but major repair or replacement will be needed. | Category 2 (Necessary): Essential work required to prevent the deterioration of an asset. | 20 | 2016-11-10 | 7.4552 | 42.5448 | x | 5 | 4. Significant | 11332 | Reactive Maintenance | 3
1006359 | Distribution Boards | C (Poor): Asset is operational but major repair or replacement will be needed. | Category 2 (Necessary): Essential work required to prevent the deterioration of an asset. | 20 | 2010-08-11 | 13.7057 | 36.2943 | x | 5 | 4. Significant | 11332 | Reactive Maintenance | 3
1006363 | Unvented Hot Water Systems | C (Poor): Asset is operational but major repair or replacement will be needed. | Category 2 (Necessary): Essential work required to prevent the deterioration of an asset. | 25 | 2009-07-25 | 14.7515 | 38.1988 | x | 5 | 4. Significant | 11334 | Reactive Maintenance | 3
1006364 | Distribution Boards | D (Very Poor): Asset runs a serious risk of imminent breakdown or poses a health and safety risk. | Category 1 (Urgent): Critical work required to address serious health and safety issues and correct any breach of legislation. | 20 | 2012-03-10 | 12.1259 | 23.8741 | x | 5 | 4. Significant | 11335 | Reactive Maintenance | 3
1006365 | Distribution Boards | D (Very Poor): Asset runs a serious risk of imminent breakdown or poses a health and safety risk. | Category 1 (Urgent): Critical work required to address serious health and safety issues and correct any breach of legislation. | 20 | 2004-09-11 | 19.6194 | 16.3806 | x | 5 | 4. Significant | 11335 | Reactive Maintenance | 3
1006366 | Distribution Boards | D (Very Poor): Asset runs a serious risk of imminent breakdown or poses a health and safety risk. | Category 1 (Urgent): Critical work required to address serious health and safety issues and correct any breach of legislation. | 20 | 2019-12-14 | 4.3641 | 31.6359 | x | 5 | 4. Significant | 11335 | Reactive Maintenance | 3
1006368 | Unvented Hot Water Systems | C (Poor): Asset is operational but major repair or replacement will be needed. | Category 1 (Urgent): Critical work required to address serious health and safety issues and correct any breach of legislation. | 25 | 2017-04-19 | 7.0171 | 45.3863 | x | 1 | 4. Significant | 11336 | Reactive Maintenance | 3
1006369 | Outstations | D (Very Poor): Asset runs a serious risk of imminent breakdown or poses a health and safety risk. | Category 1 (Urgent): Critical work required to address serious health and safety issues and correct any breach of legislation. | 10 | 2022-10-06 | 1.5524 | 34.8953 | x | 4 | 4. Significant | 10392 | Reactive Maintenance | 3
1006387 | Room Air Conditioners | D (Very Poor): Asset runs a serious risk of imminent breakdown or poses a health and safety risk. | Category 1 (Urgent): Critical work required to address serious health and safety issues and correct any breach of legislation. | 15 | 2016-05-01 | 7.9836 | 27.3552 | x | 4 | 3. Moderate | 11339 | Reactive Maintenance | 7
1006388 | Room Air Conditioners | D (Very Poor): Asset runs a serious risk of imminent breakdown or poses a health and safety risk. | Category 1 (Urgent): Critical work required to address serious health and safety issues and correct any breach of legislation. | 15 | 2020-09-29 | 3.5702 | 33.2398 | x | 4 | 3. Moderate | 11339 | Reactive Maintenance | 7
1006510 | Laboratory Fume Cupboard | D (Very Poor): Asset runs a serious risk of imminent breakdown or poses a health and safety risk. | Category 1 (Urgent): Critical work required to address serious health and safety issues and correct any breach of legislation. | 15 | 2015-03-17 | 9.1088 | 31.8549 | x | 1 | 4. Significant | 10521 | Reactive Maintenance | 3
1006627 | Distribution Boards | D (Very Poor): Asset runs a serious risk of imminent breakdown or poses a health and safety risk. | Category 1 (Urgent): Critical work required to address serious health and safety issues and correct any breach of legislation. | 20 | 2010-03-17 | 14.1081 | 29.8919 | x | 1 | 4. Significant | 10224 | Reactive Maintenance | 3
1006646 | Expansion Vessels | C (Poor): Asset is operational but major repair or replacement will be needed. | Category 2 (Necessary): Essential work required to prevent the deterioration of an asset. | 15 | 2021-10-24 | 2.5024 | 54.6635 | x | 1 | 4. Significant | 10225 | Reactive Maintenance | 3
1006647 | Expansion Vessels | C (Poor): Asset is operational but major repair or replacement will be needed. | Category 2 (Necessary): Essential work required to prevent the deterioration of an asset. | 15 | 2012-04-23 | 12.0055 | 41.9927 | x | 1 | 4. Significant | 10225 | Reactive Maintenance | 3
1006674 | Expansion Vessels | C (Poor): Asset is operational but major repair or replacement will be needed. | Category 2 (Necessary): Essential work required to prevent the deterioration of an asset. | 15 | 2018-06-26 | 5.8316 | 42.2245 | x | 5 | 4. Significant | 10208 | Reactive Maintenance | 3
1006675 | Expansion Vessels | C (Poor): Asset is operational but major repair or replacement will be needed. | Category 2 (Necessary): Essential work required to prevent the deterioration of an asset. | 15 | 2022-03-29 | 2.0753 | 47.2329 | x | 5 | 4. Significant | 10208 | Reactive Maintenance | 3
1006676 | Expansion Vessels | C (Poor): Asset is operational but major repair or replacement will be needed. | Category 2 (Necessary): Essential work required to prevent the deterioration of an asset. | 15 | 2011-03-03 | 13.1472 | 32.4705 | x | 5 | 4. Significant | 10208 | Reactive Maintenance | 3
1006677 | Expansion Vessels | C (Poor): Asset is operational but major repair or replacement will be needed. | Category 2 (Necessary): Essential work required to prevent the deterioration of an asset. | 15 | 2017-07-20 | 6.7652 | 40.9797 | x | 5 | 4. Significant | 10208 | Reactive Maintenance | 3
1006763 | Expansion Vessels | C (Poor): Asset is operational but major repair or replacement will be needed. | Category 2 (Necessary): Essential work required to prevent the deterioration of an asset. | 15 | 2018-10-16 | 5.525 | 42.6334 | x | 5 | 4. Significant | 10208 | Reactive Maintenance | 3
1006764 | Expansion Vessels | C (Poor): Asset is operational but major repair or replacement will be needed. | Category 2 (Necessary): Essential work required to prevent the deterioration of an asset. | 15 | 2020-04-25 | 4 | 44.6667 | x | 5 | 4. Significant | 10208 | Reactive Maintenance | 3
1006765 | Expansion Vessels | C (Poor): Asset is operational but major repair or replacement will be needed. | Category 2 (Necessary): Essential work required to prevent the deterioration of an asset. | 15 | 2021-05-12 | 2.9541 | 46.0611 | x | 5 | 4. Significant | 10208 | Reactive Maintenance | 3
1006779 | Expansion Vessels | C (Poor): Asset is operational but major repair or replacement will be needed. | Category 2 (Necessary): Essential work required to prevent the deterioration of an asset. | 15 | 2017-11-20 | 6.4285 | 41.4287 | x | 5 | 4. Significant | 10208 | Reactive Maintenance | 3
1006783 | Atmospheric Gas Burner Boiler - Small and/or Wall Hung for Domestic/Light Commercial Installation | C (Poor): Asset is operational but major repair or replacement will be needed. | Category 2 (Necessary): Essential work required to prevent the deterioration of an asset. | 10 | 2015-03-01 | 9.1526 | 35.6947 | x | 3 | 4. Significant | 10267 | Reactive Maintenance | 3
1006835 | Ventilating Fans - General | D (Very Poor): Asset runs a serious risk of imminent breakdown or poses a health and safety risk. | Category 1 (Urgent): Critical work required to address serious health and safety issues and correct any breach of legislation. | 20 | 2022-03-03 | 2.1465 | 41.8535 | x | 1 | 2. Minor | 11429 | Reactive Maintenance | 14
1006836 | Ventilating Fans - General | D (Very Poor): Asset runs a serious risk of imminent breakdown or poses a health and safety risk. | Category 1 (Urgent): Critical work required to address serious health and safety issues and correct any breach of legislation. | 20 | 2016-04-20 | 8.0137 | 35.9863 | x | 1 | 2. Minor | 11429 | Reactive Maintenance | 14
1006855 | Unvented Hot Water Systems | C (Poor): Asset is operational but major repair or replacement will be needed. | Category 1 (Urgent): Critical work required to address serious health and safety issues and correct any breach of legislation. | 25 | 2021-12-06 | 2.3847 | 49.0923 | x | 1 | 4. Significant | 11437 | Reactive Maintenance | 3
1007056 | Kitchen Hood Fire Suppression | C (Poor): Asset is operational but major repair or replacement will be needed. | Category 2 (Necessary): Essential work required to prevent the deterioration of an asset. | 20 | 2016-10-30 | 7.4853 | 42.5147 | x | 5 | 5. Severe | 11480 | Reactive Maintenance | 1
1007128 | Traction Lifts | C (Poor): Asset is operational but major repair or replacement will be needed. | Category 2 (Necessary): Essential work required to prevent the deterioration of an asset. | 20 | 2024-01-17 | 0.27105 | 51.729 | x | 4 | 4. Significant | 11490 | Reactive Maintenance | 3
1007129 | Distribution Boards | C (Poor): Asset is operational but major repair or replacement will be needed. | Category 2 (Necessary): Essential work required to prevent the deterioration of an asset. | 20 | 2021-04-28 | 2.9925 | 53.0075 | x | 2 | 4. Significant | 11491 | Reactive Maintenance | 3
1007130 | Distribution Boards | C (Poor): Asset is operational but major repair or replacement will be needed. | Category 2 (Necessary): Essential work required to prevent the deterioration of an asset. | 20 | 2005-08-05 | 18.7214 | 37.2786 | x | 2 | 4. Significant | 11491 | Reactive Maintenance | 3
1007131 | Distribution Boards | C (Poor): Asset is operational but major repair or replacement will be needed. | Category 2 (Necessary): Essential work required to prevent the deterioration of an asset. | 20 | 2022-08-15 | 1.6947 | 54.3053 | x | 2 | 4. Significant | 11491 | Reactive Maintenance | 3
1007132 | Distribution Boards | C (Poor): Asset is operational but major repair or replacement will be needed. | Category 2 (Necessary): Essential work required to prevent the deterioration of an asset. | 20 | 2015-11-11 | 8.4545 | 47.5455 | x | 2 | 4. Significant | 11491 | Reactive Maintenance | 3
1007141 | Ventilating Fans - General | C (Poor): Asset is operational but major repair or replacement will be needed. | Category 2 (Necessary): Essential work required to prevent the deterioration of an asset. | 20 | 2010-07-26 | 13.7495 | 42.2505 | x | 2 | 2. Minor | 11495 | Reactive Maintenance | 14
1007142 | Ventilating Fans - General | C (Poor): Asset is operational but major repair or replacement will be needed. | Category 2 (Necessary): Essential work required to prevent the deterioration of an asset. | 20 | 2007-11-01 | 16.4819 | 39.5181 | x | 2 | 2. Minor | 11495 | Reactive Maintenance | 14
1007143 | Ventilating Fans - General | D (Very Poor): Asset runs a serious risk of imminent breakdown or poses a health and safety risk. | Category 1 (Urgent): Critical work required to address serious health and safety issues and correct any breach of legislation. | 20 | 2011-12-13 | 12.3669 | 29.6331 | x | 2 | 2. Minor | 11495 | Reactive Maintenance | 14
1007144 | Ventilating Fans - General | D (Very Poor): Asset runs a serious risk of imminent breakdown or poses a health and safety risk. | Category 1 (Urgent): Critical work required to address serious health and safety issues and correct any breach of legislation. | 20 | 2019-11-02 | 4.4791 | 37.5209 | x | 2 | 2. Minor | 11495 | Reactive Maintenance | 14
1007174 | Emergency Voice Communication (EVC) Systems | C (Poor): Asset is operational but major repair or replacement will be needed. | Category 2 (Necessary): Essential work required to prevent the deterioration of an asset. | 15 | 2020-05-01 | 3.9836 | 46.6886 | x | 4 | 5. Severe | 11501 | Reactive Maintenance | 1
1007175 | Ventilating Fans - General | C (Poor): Asset is operational but major repair or replacement will be needed. | Category 2 (Necessary): Essential work required to prevent the deterioration of an asset. | 20 | 2022-02-17 | 2.1848 | 49.8152 | x | 4 | 2. Minor | 11502 | Reactive Maintenance | 14
1007176 | Ventilating Fans - General | C (Poor): Asset is operational but major repair or replacement will be needed. | Category 2 (Necessary): Essential work required to prevent the deterioration of an asset. | 20 | 2023-08-18 | 0.6872 | 51.3128 | x | 4 | 2. Minor | 11502 | Reactive Maintenance | 14
1007182 | Unvented Hot Water Systems | D (Very Poor): Asset runs a serious risk of imminent breakdown or poses a health and safety risk. | Category 1 (Urgent): Critical work required to address serious health and safety issues and correct any breach of legislation. | 25 | 2008-03-07 | 16.1342 | 25.0927 | x | 4 | 4. Significant | 11501 | Reactive Maintenance | 3
1007288 | Motorised Blinds | C (Poor): Asset is operational but major repair or replacement will be needed. | Category 2 (Necessary): Essential work required to prevent the deterioration of an asset. | 10 | 2018-09-21 | 5.5934 | 46.8131 | x | 1 | 2. Minor | 11532 | Reactive Maintenance | 14
1007293 | Distribution Boards | C (Poor): Asset is operational but major repair or replacement will be needed. | Category 2 (Necessary): Essential work required to prevent the deterioration of an asset. | 20 | 2004-07-10 | 19.7919 | 36.2081 | x | 2 | 4. Significant | 10056 | Reactive Maintenance | 3
1007296 | Sump Pumps and Extended Shaft Sump Pumps | D (Very Poor): Asset runs a serious risk of imminent breakdown or poses a health and safety risk. | Category 1 (Urgent): Critical work required to address serious health and safety issues and correct any breach of legislation. | 10 | 2019-03-29 | 5.076 | 31.848 | x | 2 | 5. Severe | 10056 | Reactive Maintenance | 1
1007354 | Ventilating Fans - General | D (Very Poor): Asset runs a serious risk of imminent breakdown or poses a health and safety risk. | Category 1 (Urgent): Critical work required to address serious health and safety issues and correct any breach of legislation. | 20 | 2018-10-15 | 5.5277 | 30.4723 | x | 5 | 2. Minor | 11550 | Reactive Maintenance | 14
1007356 | Traction Lifts | C (Poor): Asset is operational but major repair or replacement will be needed. | Category 2 (Necessary): Essential work required to prevent the deterioration of an asset. | 20 | 2008-10-11 | 15.5373 | 34.4627 | x | 5 | 4. Significant | 11552 | Reactive Maintenance | 3
1007367 | Ventilating Fans - General | C (Poor): Asset is operational but major repair or replacement will be needed. | Category 2 (Necessary): Essential work required to prevent the deterioration of an asset. | 20 | 2011-09-02 | 12.6461 | 37.3539 | x | 5 | 2. Minor | 11557 | Reactive Maintenance | 14
1007368 | Ventilating Fans - General | C (Poor): Asset is operational but major repair or replacement will be needed. | Category 2 (Necessary): Essential work required to prevent the deterioration of an asset. | 20 | 2014-06-22 | 9.8426 | 40.1574 | x | 5 | 2. Minor | 11557 | Reactive Maintenance | 14
1007386 | Distribution Boards | C (Poor): Asset is operational but major repair or replacement will be needed. | Category 2 (Necessary): Essential work required to prevent the deterioration of an asset. | 20 | 2006-09-20 | 17.5962 | 32.4038 | x | 5 | 4. Significant | 11563 | Reactive Maintenance | 3
1007395 | Traction Lifts | C (Poor): Asset is operational but major repair or replacement will be needed. | Category 2 (Necessary): Essential work required to prevent the deterioration of an asset. | 20 | 2005-05-04 | 18.976 | 31.024 | x | 5 | 4. Significant | 11568 | Reactive Maintenance | 3
1007530 | Emergency Assistance Alarm | C (Poor): Asset is operational but major repair or replacement will be needed. | Category 2 (Necessary): Essential work required to prevent the deterioration of an asset. | 10 | 2021-04-11 | 3.039 | 43.922 | x | 5 | 5. Severe | 11599 | Reactive Maintenance | 1
1007542 | Ventilating Fans - General | B (Average): Asset is sound, operationally safe and exhibits only minor deterioration. | Category 2 (Necessary): Essential work required to prevent the deterioration of an asset. | 20 | 2018-12-11 | 5.3717 | 58.6283 | x | 5 | 2. Minor | 11585 | Reactive Maintenance | 14
1007544 | Ventilating Fans - General | B (Average): Asset is sound, operationally safe and exhibits only minor deterioration. | Category 2 (Necessary): Essential work required to prevent the deterioration of an asset. | 20 | 2004-09-14 | 19.6112 | 44.3888 | x | 5 | 2. Minor | 11580 | Reactive Maintenance | 14
1007558 | Expansion Vessels | D (Very Poor): Asset runs a serious risk of imminent breakdown or poses a health and safety risk. | Category 1 (Urgent): Critical work required to address serious health and safety issues and correct any breach of legislation. | 15 | 2014-12-24 | 9.3361 | 23.5519 | x | 5 | 4. Significant | 10062 | Reactive Maintenance | 3
1007565 | Direct Fired Water Heaters | B (Average): Asset is sound, operationally safe and exhibits only minor deterioration. | Category 1 (Urgent): Critical work required to address serious health and safety issues and correct any breach of legislation. | 15 | 2020-03-13 | 4.1177 | 51.5097 | x | 5 | 4. Significant | 10062 | Reactive Maintenance | 3
1007577 | Expansion Vessels | D (Very Poor): Asset runs a serious risk of imminent breakdown or poses a health and safety risk. | Category 1 (Urgent): Critical work required to address serious health and safety issues and correct any breach of legislation. | 15 | 2022-11-07 | 1.4648 | 34.047 | x | 5 | 4. Significant | 10062 | Reactive Maintenance | 3
1007588 | Emergency Assistance Alarm | C (Poor): Asset is operational but major repair or replacement will be needed. | Category 2 (Necessary): Essential work required to prevent the deterioration of an asset. | 10 | 2015-07-31 | 8.7365 | 32.527 | x | 5 | 5. Severe | 11607 | Reactive Maintenance | 1
1007593 | Ventilating Fans - General | C (Poor): Asset is operational but major repair or replacement will be needed. | Category 2 (Necessary): Essential work required to prevent the deterioration of an asset. | 20 | 2022-06-28 | 1.8261 | 54.1739 | x | 2 | 2. Minor | 11611 | Reactive Maintenance | 14
1007598 | Inclined Platform Lift and Stair Riser | C (Poor): Asset is operational but major repair or replacement will be needed. | Category 2 (Necessary): Essential work required to prevent the deterioration of an asset. | 20 | 2012-09-04 | 11.6386 | 44.3614 | x | 2 | 4. Significant | 11614 | Reactive Maintenance | 3
1007606 | Distribution Boards | C (Poor): Asset is operational but major repair or replacement will be needed. | Category 2 (Necessary): Essential work required to prevent the deterioration of an asset. | 20 | 2016-04-10 | 8.0411 | 41.9589 | x | 5 | 4. Significant | 11618 | Reactive Maintenance | 3
1007631 | Rack and Pinion Goods Only Hoists - Permanent Installations | C (Poor): Asset is operational but major repair or replacement will be needed. | Category 2 (Necessary): Essential work required to prevent the deterioration of an asset. | 20 | 2017-02-18 | 7.1814 | 42.8186 | x | 5 | 3. Moderate | 11580 | Reactive Maintenance | 7
1007632 | Deluge Systems | D (Very Poor): Asset runs a serious risk of imminent breakdown or poses a health and safety risk. | Category 1 (Urgent): Critical work required to address serious health and safety issues and correct any breach of legislation. | 25 | 2022-01-13 | 2.2806 | 34.1755 | x | 5 | 5. Severe | 11580 | Reactive Maintenance | 1
1007643 | Unvented Hot Water Systems | B (Average): Asset is sound, operationally safe and exhibits only minor deterioration. | Category 2 (Necessary): Essential work required to prevent the deterioration of an asset. | 25 | 2001-10-09 | 22.5435 | 45.9652 | x | 5 | 4. Significant | 10196 | Reactive Maintenance | 3
1007644 | Unvented Hot Water Systems | D (Very Poor): Asset runs a serious risk of imminent breakdown or poses a health and safety risk. | Category 1 (Urgent): Critical work required to address serious health and safety issues and correct any breach of legislation. | 25 | 2022-08-08 | 1.7139 | 34.6289 | x | 5 | 4. Significant | 11630 | Reactive Maintenance | 3
1007658 | Unvented Hot Water Systems | C (Poor): Asset is operational but major repair or replacement will be needed. | Category 2 (Necessary): Essential work required to prevent the deterioration of an asset. | 25 | 2015-11-03 | 8.4764 | 43.2189 | x | 5 | 4. Significant | 11636 | Reactive Maintenance | 3
1007670 | Vehicle Charging Point | C (Poor): Asset is operational but major repair or replacement will be needed. | Category 2 (Necessary): Essential work required to prevent the deterioration of an asset. | 50 | 2009-03-27 | 15.0801 | 49.968 | x | 2 | 3. Moderate | 11637 | Reactive Maintenance | 7
1007693 | Outstations | C (Poor): Asset is operational but major repair or replacement will be needed. | Category 2 (Necessary): Essential work required to prevent the deterioration of an asset. | 10 | 2021-08-31 | 2.6502 | 50.6995 | x | 2 | 4. Significant | 10073 | Reactive Maintenance | 3
1007696 | Expansion Vessels | C (Poor): Asset is operational but major repair or replacement will be needed. | Category 2 (Necessary): Essential work required to prevent the deterioration of an asset. | 15 | 2012-02-28 | 12.1561 | 39.7919 | x | 2 | 4. Significant | 10073 | Reactive Maintenance | 3
1007697 | Gas Detection/Flammable | D (Very Poor): Asset runs a serious risk of imminent breakdown or poses a health and safety risk. | Category 1 (Urgent): Critical work required to address serious health and safety issues and correct any breach of legislation. | 15 | 2018-10-09 | 5.5441 | 34.6078 | x | 2 | 5. Severe | 10073 | Reactive Maintenance | 1
1007705 | Air Handling Units - General | D (Very Poor): Asset runs a serious risk of imminent breakdown or poses a health and safety risk. | Category 1 (Urgent): Critical work required to address serious health and safety issues and correct any breach of legislation. | 20 | 2014-07-01 | 9.8179 | 32.1821 | x | 2 | 3. Moderate | 11639 | Reactive Maintenance | 7
1007706 | Air Handling Units - General | D (Very Poor): Asset runs a serious risk of imminent breakdown or poses a health and safety risk. | Category 1 (Urgent): Critical work required to address serious health and safety issues and correct any breach of legislation. | 20 | 2004-09-07 | 19.6304 | 22.3696 | x | 2 | 3. Moderate | 11639 | Reactive Maintenance | 7
1007730 | Outstations | D (Very Poor): Asset runs a serious risk of imminent breakdown or poses a health and safety risk. | Category 1 (Urgent): Critical work required to address serious health and safety issues and correct any breach of legislation. | 10 | 2016-03-14 | 8.115 | 21.77 | x | 4 | 4. Significant | 10069 | Reactive Maintenance | 3
1007756 | Waste Compactor | D (Very Poor): Asset runs a serious risk of imminent breakdown or poses a health and safety risk. | Category 1 (Urgent): Critical work required to address serious health and safety issues and correct any breach of legislation. | 30 | 1997-03-15 | 27.1129 | 23.9247 | x | 2 | 4. Significant | 11648 | Reactive Maintenance | 3
1007757 | Waste Compactor | D (Very Poor): Asset runs a serious risk of imminent breakdown or poses a health and safety risk. | Category 1 (Urgent): Critical work required to address serious health and safety issues and correct any breach of legislation. | 30 | 1997-05-24 | 26.9213 | 22.0525 | x | 3 | 4. Significant | 10166 | Reactive Maintenance | 3
1007760 | Pumps - General | D (Very Poor): Asset runs a serious risk of imminent breakdown or poses a health and safety risk. | Category 1 (Urgent): Critical work required to address serious health and safety issues and correct any breach of legislation. | 20 | 2016-11-12 | 7.4497 | 34.5503 | x | 2 | 4. Significant | 11620 | Reactive Maintenance | 3
1007772 | Gas Detection/Flammable | D (Very Poor): Asset runs a serious risk of imminent breakdown or poses a health and safety risk. | Category 1 (Urgent): Critical work required to address serious health and safety issues and correct any breach of legislation. | 15 | 2011-06-06 | 12.8871 | 26.8172 | x | 1 | 5. Severe | 10068 | Reactive Maintenance | 1
1007829 | Maximum Demand and Power Factor Correction | C (Poor): Asset is operational but major repair or replacement will be needed. | Category 2 (Necessary): Essential work required to prevent the deterioration of an asset. | 20 | 2015-02-20 | 9.1773 | 40.8227 | x | 5 | 4. Significant | 11671 | Reactive Maintenance | 3
1007838 | Cold Rooms | C (Poor): Asset is operational but major repair or replacement will be needed. | Category 2 (Necessary): Essential work required to prevent the deterioration of an asset. | 15 | 2015-02-11 | 9.2019 | 37.7308 | x | 5 | 4. Significant | 11674 | Reactive Maintenance | 3
1007853 | Outstations | C (Poor): Asset is operational but major repair or replacement will be needed. | Category 2 (Necessary): Essential work required to prevent the deterioration of an asset. | 10 | 2021-12-23 | 2.3381 | 45.3238 | x | 5 | 4. Significant | 10202 | Reactive Maintenance | 3
1007874 | Outstations | C (Poor): Asset is operational but major repair or replacement will be needed. | Category 2 (Necessary): Essential work required to prevent the deterioration of an asset. | 10 | 2017-02-09 | 7.206 | 41.588 | x | 2 | 4. Significant | 10013 | Reactive Maintenance | 3
1007875 | Outstations | D (Very Poor): Asset runs a serious risk of imminent breakdown or poses a health and safety risk. | Category 2 (Necessary): Essential work required to prevent the deterioration of an asset. | 10 | 2016-06-15 | 7.8604 | 33.2793 | x | 2 | 4. Significant | 10013 | Reactive Maintenance | 3
1007882 | Heat meter, calculator and temperature probes | C (Poor): Asset is operational but major repair or replacement will be needed. | Category 2 (Necessary): Essential work required to prevent the deterioration of an asset. | 15 | 2013-10-12 | 10.5352 | 41.953 | x | 2 | 2. Minor | 11679 | Reactive Maintenance | 14
1007883 | Heat meter, calculator and temperature probes | C (Poor): Asset is operational but major repair or replacement will be needed. | Category 2 (Necessary): Essential work required to prevent the deterioration of an asset. | 15 | 2019-11-23 | 4.4216 | 50.1045 | x | 2 | 2. Minor | 11679 | Reactive Maintenance | 14
1007884 | Heat meter, calculator and temperature probes | C (Poor): Asset is operational but major repair or replacement will be needed. | Category 2 (Necessary): Essential work required to prevent the deterioration of an asset. | 15 | 2014-01-17 | 10.2697 | 42.3071 | x | 2 | 2. Minor | 11679 | Reactive Maintenance | 14
1007891 | Maximum Demand and Power Factor Correction | D (Very Poor): Asset runs a serious risk of imminent breakdown or poses a health and safety risk. | Category 1 (Urgent): Critical work required to address serious health and safety issues and correct any breach of legislation. | 20 | 2013-09-19 | 10.5982 | 31.4018 | x | 2 | 4. Significant | 11679 | Reactive Maintenance | 3
1007911 | Chemical Dosing | C (Poor): Asset is operational but major repair or replacement will be needed. | Category 2 (Necessary): Essential work required to prevent the deterioration of an asset. | 10 | 2015-03-10 | 9.128 | 37.744 | x | 2 | 4. Significant | 10054 | Reactive Maintenance | 3
1007941 | Unvented Hot Water Systems | C (Poor): Asset is operational but major repair or replacement will be needed. | Category 1 (Urgent): Critical work required to address serious health and safety issues and correct any breach of legislation. | 25 | 2015-06-16 | 8.8597 | 43.9123 | x | 1 | 4. Significant | 10327 | Reactive Maintenance | 3
1007945 | Laboratory Fume Cupboard | C (Poor): Asset is operational but major repair or replacement will be needed. | Category 2 (Necessary): Essential work required to prevent the deterioration of an asset. | 15 | 2015-06-08 | 8.8816 | 44.1579 | x | 2 | 4. Significant | 10322 | Reactive Maintenance | 3
1007948 | Laboratory Fume Cupboard | D (Very Poor): Asset runs a serious risk of imminent breakdown or poses a health and safety risk. | Category 1 (Urgent): Critical work required to address serious health and safety issues and correct any breach of legislation. | 15 | 2012-02-25 | 12.1643 | 25.781 | x | 2 | 4. Significant | 11682 | Reactive Maintenance | 3
1007953 | Room Air Conditioners | D (Very Poor): Asset runs a serious risk of imminent breakdown or poses a health and safety risk. | Category 1 (Urgent): Critical work required to address serious health and safety issues and correct any breach of legislation. | 15 | 2014-12-03 | 9.3936 | 29.4752 | x | 2 | 3. Moderate | 11363 | Reactive Maintenance | 7
1007954 | Room Air Conditioners | D (Very Poor): Asset runs a serious risk of imminent breakdown or poses a health and safety risk. | Category 1 (Urgent): Critical work required to address serious health and safety issues and correct any breach of legislation. | 15 | 2017-06-21 | 6.8446 | 32.8738 | x | 2 | 3. Moderate | 11685 | Reactive Maintenance | 7
1007955 | Room Air Conditioners | D (Very Poor): Asset runs a serious risk of imminent breakdown or poses a health and safety risk. | Category 1 (Urgent): Critical work required to address serious health and safety issues and correct any breach of legislation. | 15 | 2021-07-10 | 2.7926 | 38.2765 | x | 2 | 3. Moderate | 11686 | Reactive Maintenance | 7
1007965 | Expansion Vessels | C (Poor): Asset is operational but major repair or replacement will be needed. | Category 2 (Necessary): Essential work required to prevent the deterioration of an asset. | 15 | 2019-08-23 | 4.6735 | 49.7687 | x | 2 | 4. Significant | 10301 | Reactive Maintenance | 3
1007966 | Hot Water Calorifiers - Heated by LTHW | C (Poor): Asset is operational but major repair or replacement will be needed. | Category 2 (Necessary): Essential work required to prevent the deterioration of an asset. | 20 | 2020-04-21 | 4.011 | 51.989 | x | 2 | 4. Significant | 10301 | Reactive Maintenance | 3
1007968 | Ventilating Fans - General | C (Poor): Asset is operational but major repair or replacement will be needed. | Category 2 (Necessary): Essential work required to prevent the deterioration of an asset. | 20 | 2007-06-01 | 16.9008 | 39.0992 | x | 2 | 2. Minor | 10301 | Reactive Maintenance | 14
1008027 | Sliding Doors | D (Very Poor): Asset runs a serious risk of imminent breakdown or poses a health and safety risk. | Category 1 (Urgent): Critical work required to address serious health and safety issues and correct any breach of legislation. | 15 | 2022-12-12 | 1.3689 | 42.1748 | x | 1 | 3. Moderate | 11711 | Reactive Maintenance | 7
1008028 | Fire Alarm System | C (Poor): Asset is operational but major repair or replacement will be needed. | Category 2 (Necessary): Essential work required to prevent the deterioration of an asset. | 15 | 2015-09-13 | 8.616 | 46.512 | x | 1 | 5. Severe | 11711 | Reactive Maintenance | 1
1008062 | Room Air Conditioners | D (Very Poor): Asset runs a serious risk of imminent breakdown or poses a health and safety risk. | Category 1 (Urgent): Critical work required to address serious health and safety issues and correct any breach of legislation. | 15 | 2021-10-21 | 2.5106 | 40.6525 | x | 1 | 3. Moderate | 11710 | Reactive Maintenance | 7
1008068 | Room Air Conditioners | D (Very Poor): Asset runs a serious risk of imminent breakdown or poses a health and safety risk. | Category 1 (Urgent): Critical work required to address serious health and safety issues and correct any breach of legislation. | 15 | 2011-03-26 | 13.0842 | 26.5544 | x | 1 | 3. Moderate | 11710 | Reactive Maintenance | 7
1008071 | Room Air Conditioners | C (Poor): Asset is operational but major repair or replacement will be needed. | Category 2 (Necessary): Essential work required to prevent the deterioration of an asset. | 15 | 2020-05-18 | 3.937 | 46.7506 | x | 4 | 3. Moderate | 11339 | Reactive Maintenance | 7
1008075 | Atmospheric Gas Burner - Condensing Boiler | D (Very Poor): Asset runs a serious risk of imminent breakdown or poses a health and safety risk. | Category 1 (Urgent): Critical work required to address serious health and safety issues and correct any breach of legislation. | 20 | 2014-08-29 | 9.6564 | 28.3436 | x | 4 | 4. Significant | 10288 | Reactive Maintenance | 3
1008078 | Room Air Conditioners | D (Very Poor): Asset runs a serious risk of imminent breakdown or poses a health and safety risk. | Category 1 (Urgent): Critical work required to address serious health and safety issues and correct any breach of legislation. | 15 | 2018-01-13 | 6.2806 | 35.6258 | x | 1 | 3. Moderate | 11715 | Reactive Maintenance | 7
1008094 | Speed Controllers | X (Beyond Repair): Asset is inoperable and requires replacement. | Category 1 (Urgent): Critical work required to address serious health and safety issues and correct any breach of legislation. | 15 | 2019-01-28 | 5.2402 | 24.013 | x | 4 | 4. Significant | 10297 | Reactive Maintenance | 3
1008095 | Speed Controllers | X (Beyond Repair): Asset is inoperable and requires replacement. | Category 1 (Urgent): Critical work required to address serious health and safety issues and correct any breach of legislation. | 15 | 2017-11-16 | 6.4394 | 22.4141 | x | 4 | 4. Significant | 10297 | Reactive Maintenance | 3
1008096 | Speed Controllers | X (Beyond Repair): Asset is inoperable and requires replacement. | Category 1 (Urgent): Critical work required to address serious health and safety issues and correct any breach of legislation. | 15 | 2022-08-24 | 1.6701 | 28.7732 | x | 4 | 4. Significant | 10297 | Reactive Maintenance | 3
1008097 | Speed Controllers | C (Poor): Asset is operational but major repair or replacement will be needed. | Category 2 (Necessary): Essential work required to prevent the deterioration of an asset. | 15 | 2013-03-29 | 11.0746 | 37.2339 | x | 4 | 4. Significant | 10297 | Reactive Maintenance | 3
1008108 | Hot Water Calorifiers - Heated by LTHW | C (Poor): Asset is operational but major repair or replacement will be needed. | Category 2 (Necessary): Essential work required to prevent the deterioration of an asset. | 20 | 2019-01-24 | 5.2512 | 52.7488 | x | 1 | 4. Significant | 10044 | Reactive Maintenance | 3
1008208 | Ducting - Volume Control Dampers and Fire/Smoke Dampers | C (Poor): Asset is operational but major repair or replacement will be needed. | Category 2 (Necessary): Essential work required to prevent the deterioration of an asset. | 15 | 2020-12-02 | 3.3949 | 53.4734 | x | 1 | 5. Severe | 11291 | Reactive Maintenance | 1
1008209 | Ducting - Volume Control Dampers and Fire/Smoke Dampers | C (Poor): Asset is operational but major repair or replacement will be needed. | Category 2 (Necessary): Essential work required to prevent the deterioration of an asset. | 15 | 2023-05-12 | 0.95551 | 56.726 | x | 1 | 5. Severe | 11291 | Reactive Maintenance | 1
1008210 | Ducting - Volume Control Dampers and Fire/Smoke Dampers | C (Poor): Asset is operational but major repair or replacement will be needed. | Category 2 (Necessary): Essential work required to prevent the deterioration of an asset. | 15 | 2020-08-08 | 3.7125 | 53.05 | x | 1 | 5. Severe | 11291 | Reactive Maintenance | 1
1008214 | Ducting - Volume Control Dampers and Fire/Smoke Dampers | C (Poor): Asset is operational but major repair or replacement will be needed. | Category 2 (Necessary): Essential work required to prevent the deterioration of an asset. | 15 | 2016-05-03 | 7.9781 | 47.3625 | x | 1 | 5. Severe | 11743 | Reactive Maintenance | 1
1008215 | Ducting - Volume Control Dampers and Fire/Smoke Dampers | C (Poor): Asset is operational but major repair or replacement will be needed. | Category 2 (Necessary): Essential work required to prevent the deterioration of an asset. | 15 | 2010-05-13 | 13.9521 | 39.3972 | x | 1 | 5. Severe | 11743 | Reactive Maintenance | 1
1008216 | Ducting - Volume Control Dampers and Fire/Smoke Dampers | C (Poor): Asset is operational but major repair or replacement will be needed. | Category 2 (Necessary): Essential work required to prevent the deterioration of an asset. | 15 | 2018-06-08 | 5.8809 | 50.1588 | x | 1 | 5. Severe | 11743 | Reactive Maintenance | 1
1008217 | Terminal Units Vav - Fan Powered | C (Poor): Asset is operational but major repair or replacement will be needed. | Category 2 (Necessary): Essential work required to prevent the deterioration of an asset. | 15 | 2014-03-05 | 10.141 | 36.4787 | x | 5 | 4. Significant | 10310 | Reactive Maintenance | 3
1008218 | Terminal Units Vav - Fan Powered | C (Poor): Asset is operational but major repair or replacement will be needed. | Category 2 (Necessary): Essential work required to prevent the deterioration of an asset. | 15 | 2017-07-26 | 6.7488 | 41.0016 | x | 5 | 4. Significant | 10310 | Reactive Maintenance | 3
1008242 | Pressurisation Units - Chilled Water, Condenser Water and LTHW Types | C (Poor): Asset is operational but major repair or replacement will be needed. | Category 2 (Necessary): Essential work required to prevent the deterioration of an asset. | 15 | 2022-02-09 | 2.2067 | 49.0577 | x | 4 | 4. Significant | 10295 | Reactive Maintenance | 3
1008252 | Unvented Hot Water Systems | D (Very Poor): Asset runs a serious risk of imminent breakdown or poses a health and safety risk. | Category 1 (Urgent): Critical work required to address serious health and safety issues and correct any breach of legislation. | 25 | 2012-01-12 | 12.2847 | 32.1722 | x | 2 | 4. Significant | 11746 | Reactive Maintenance | 3
1008253 | Ventilating Fans - General | C (Poor): Asset is operational but major repair or replacement will be needed. | Category 2 (Necessary): Essential work required to prevent the deterioration of an asset. | 20 | 2007-02-11 | 17.2019 | 38.7981 | x | 2 | 2. Minor | 11747 | Reactive Maintenance | 14
1008292 | Unvented Hot Water Systems | C (Poor): Asset is operational but major repair or replacement will be needed. | Category 1 (Urgent): Critical work required to address serious health and safety issues and correct any breach of legislation. | 25 | 2003-03-11 | 21.1253 | 34.0998 | x | 1 | 4. Significant | 11757 | Reactive Maintenance | 3
1008301 | Outstations | C (Poor): Asset is operational but major repair or replacement will be needed. | Category 2 (Necessary): Essential work required to prevent the deterioration of an asset. | 10 | 2018-02-20 | 6.1766 | 45.6468 | x | 1 | 4. Significant | 11758 | Reactive Maintenance | 3
1008324 | Distribution Boards | C (Poor): Asset is operational but major repair or replacement will be needed. | Category 2 (Necessary): Essential work required to prevent the deterioration of an asset. | 20 | 2008-09-02 | 15.6441 | 38.3559 | x | 3 | 4. Significant | 11760 | Reactive Maintenance | 3
1008325 | Distribution Boards | C (Poor): Asset is operational but major repair or replacement will be needed. | Category 2 (Necessary): Essential work required to prevent the deterioration of an asset. | 20 | 2013-09-30 | 10.5681 | 43.4319 | x | 3 | 4. Significant | 11760 | Reactive Maintenance | 3
1008326 | Distribution Boards | C (Poor): Asset is operational but major repair or replacement will be needed. | Category 2 (Necessary): Essential work required to prevent the deterioration of an asset. | 20 | 2016-08-01 | 7.7317 | 46.2683 | x | 3 | 4. Significant | 11760 | Reactive Maintenance | 3
1008348 | Outstations | C (Poor): Asset is operational but major repair or replacement will be needed. | Category 2 (Necessary): Essential work required to prevent the deterioration of an asset. | 10 | 2017-09-15 | 6.6092 | 42.7817 | x | 2 | 4. Significant | 10258 | Reactive Maintenance | 3
1008374 | Unvented Hot Water Systems | D (Very Poor): Asset runs a serious risk of imminent breakdown or poses a health and safety risk. | Category 1 (Urgent): Critical work required to address serious health and safety issues and correct any breach of legislation. | 25 | 2003-05-02 | 20.9829 | 27.2137 | x | 1 | 4. Significant | 11765 | Reactive Maintenance | 3
1008375 | Expansion Vessels | C (Poor): Asset is operational but major repair or replacement will be needed. | Category 2 (Necessary): Essential work required to prevent the deterioration of an asset. | 15 | 2017-09-12 | 6.6174 | 49.1768 | x | 1 | 4. Significant | 10259 | Reactive Maintenance | 3
1008388 | Hot Water Calorifiers - Heated by Electricity | C (Poor): Asset is operational but major repair or replacement will be needed. | Category 2 (Necessary): Essential work required to prevent the deterioration of an asset. | 25 | 2021-03-01 | 3.1513 | 53.479 | x | 2 | 4. Significant | 10260 | Reactive Maintenance | 3
1008397 | Hot Water Calorifiers - Heated by Electricity | C (Poor): Asset is operational but major repair or replacement will be needed. | Category 2 (Necessary): Essential work required to prevent the deterioration of an asset. | 25 | 2001-09-25 | 22.5818 | 31.9346 | x | 5 | 4. Significant | 10268 | Reactive Maintenance | 3
1008399 | Hot Water Calorifiers - Heated by Electricity | C (Poor): Asset is operational but major repair or replacement will be needed. | Category 2 (Necessary): Essential work required to prevent the deterioration of an asset. | 25 | 2008-02-22 | 16.1725 | 37.062 | x | 5 | 4. Significant | 10268 | Reactive Maintenance | 3
1008401 | Room Air Conditioners | D (Very Poor): Asset runs a serious risk of imminent breakdown or poses a health and safety risk. | Category 1 (Urgent): Critical work required to address serious health and safety issues and correct any breach of legislation. | 15 | 2018-12-16 | 5.358 | 34.856 | x | 2 | 3. Moderate | 11646 | Reactive Maintenance | 7
1008402 | Pumps - General | C (Poor): Asset is operational but major repair or replacement will be needed. | Category 2 (Necessary): Essential work required to prevent the deterioration of an asset. | 20 | 2015-06-29 | 8.8241 | 47.1759 | x | 2 | 4. Significant | 11646 | Reactive Maintenance | 3
1008403 | Distribution Boards | C (Poor): Asset is operational but major repair or replacement will be needed. | Category 2 (Necessary): Essential work required to prevent the deterioration of an asset. | 20 | 2015-10-14 | 8.5311 | 45.4689 | x | 3 | 4. Significant | 11770 | Reactive Maintenance | 3
1008404 | Distribution Boards | C (Poor): Asset is operational but major repair or replacement will be needed. | Category 2 (Necessary): Essential work required to prevent the deterioration of an asset. | 20 | 2021-06-12 | 2.8693 | 51.1307 | x | 3 | 4. Significant | 11770 | Reactive Maintenance | 3
1008407 | Distribution Boards | D (Very Poor): Asset runs a serious risk of imminent breakdown or poses a health and safety risk. | Category 1 (Urgent): Critical work required to address serious health and safety issues and correct any breach of legislation. | 20 | 2019-12-13 | 4.3669 | 35.6331 | x | 3 | 4. Significant | 11772 | Reactive Maintenance | 3
1008408 | Distribution Boards | D (Very Poor): Asset runs a serious risk of imminent breakdown or poses a health and safety risk. | Category 1 (Urgent): Critical work required to address serious health and safety issues and correct any breach of legislation. | 20 | 2004-05-08 | 19.9644 | 20.0356 | x | 3 | 4. Significant | 11772 | Reactive Maintenance | 3
1008414 | Unvented Hot Water Systems | C (Poor): Asset is operational but major repair or replacement will be needed. | Category 1 (Urgent): Critical work required to address serious health and safety issues and correct any breach of legislation. | 25 | 2023-09-06 | 0.63518 | 46.4919 | x | 3 | 4. Significant | 11143 | Reactive Maintenance | 3
1008415 | Distribution Boards | C (Poor): Asset is operational but major repair or replacement will be needed. | Category 2 (Necessary): Essential work required to prevent the deterioration of an asset. | 20 | 2006-02-08 | 18.2094 | 35.7906 | x | 3 | 4. Significant | 11143 | Reactive Maintenance | 3
1008416 | Distribution Boards | C (Poor): Asset is operational but major repair or replacement will be needed. | Category 2 (Necessary): Essential work required to prevent the deterioration of an asset. | 20 | 2017-03-14 | 7.1157 | 46.8843 | x | 3 | 4. Significant | 11143 | Reactive Maintenance | 3
1008420 | Distribution Boards | D (Very Poor): Asset runs a serious risk of imminent breakdown or poses a health and safety risk. | Category 1 (Urgent): Critical work required to address serious health and safety issues and correct any breach of legislation. | 20 | 2006-03-02 | 18.1492 | 21.8508 | x | 3 | 4. Significant | 11774 | Reactive Maintenance | 3
1008421 | Distribution Boards | D (Very Poor): Asset runs a serious risk of imminent breakdown or poses a health and safety risk. | Category 1 (Urgent): Critical work required to address serious health and safety issues and correct any breach of legislation. | 20 | 2016-05-31 | 7.9014 | 32.0986 | x | 3 | 4. Significant | 11774 | Reactive Maintenance | 3
1008422 | Distribution Boards | D (Very Poor): Asset runs a serious risk of imminent breakdown or poses a health and safety risk. | Category 1 (Urgent): Critical work required to address serious health and safety issues and correct any breach of legislation. | 20 | 2008-11-19 | 15.4305 | 24.5695 | x | 3 | 4. Significant | 11774 | Reactive Maintenance | 3
1008423 | Unvented Hot Water Systems | C (Poor): Asset is operational but major repair or replacement will be needed. | Category 2 (Necessary): Essential work required to prevent the deterioration of an asset. | 25 | 2018-05-19 | 5.9357 | 51.2515 | x | 2 | 4. Significant | 11775 | Reactive Maintenance | 3
1008427 | Distribution Boards | C (Poor): Asset is operational but major repair or replacement will be needed. | Category 2 (Necessary): Essential work required to prevent the deterioration of an asset. | 20 | 2013-02-13 | 11.1951 | 44.8049 | x | 2 | 4. Significant | 11777 | Reactive Maintenance | 3
1008428 | Distribution Boards | C (Poor): Asset is operational but major repair or replacement will be needed. | Category 2 (Necessary): Essential work required to prevent the deterioration of an asset. | 20 | 2014-09-17 | 9.6044 | 46.3956 | x | 2 | 4. Significant | 11777 | Reactive Maintenance | 3
1008429 | Distribution Boards | C (Poor): Asset is operational but major repair or replacement will be needed. | Category 2 (Necessary): Essential work required to prevent the deterioration of an asset. | 20 | 2013-08-15 | 10.694 | 45.306 | x | 2 | 4. Significant | 11777 | Reactive Maintenance | 3
1008430 | Distribution Boards | C (Poor): Asset is operational but major repair or replacement will be needed. | Category 2 (Necessary): Essential work required to prevent the deterioration of an asset. | 20 | 2010-02-26 | 14.1602 | 43.8398 | x | 1 | 4. Significant | 11778 | Reactive Maintenance | 3
1008431 | Distribution Boards | C (Poor): Asset is operational but major repair or replacement will be needed. | Category 2 (Necessary): Essential work required to prevent the deterioration of an asset. | 20 | 2004-04-29 | 19.989 | 38.011 | x | 1 | 4. Significant | 11778 | Reactive Maintenance | 3
1008432 | Distribution Boards | C (Poor): Asset is operational but major repair or replacement will be needed. | Category 2 (Necessary): Essential work required to prevent the deterioration of an asset. | 20 | 2013-06-19 | 10.8501 | 47.1499 | x | 1 | 4. Significant | 11779 | Reactive Maintenance | 3
1008433 | Distribution Boards | C (Poor): Asset is operational but major repair or replacement will be needed. | Category 2 (Necessary): Essential work required to prevent the deterioration of an asset. | 20 | 2022-03-19 | 2.1027 | 55.8973 | x | 1 | 4. Significant | 11779 | Reactive Maintenance | 3
1008434 | Distribution Boards | C (Poor): Asset is operational but major repair or replacement will be needed. | Category 2 (Necessary): Essential work required to prevent the deterioration of an asset. | 20 | 2015-04-01 | 9.0678 | 48.9322 | x | 1 | 4. Significant | 11779 | Reactive Maintenance | 3
1008437 | Cold Water Storage Tanks and Cisterns | D (Very Poor): Asset runs a serious risk of imminent breakdown or poses a health and safety risk. | Category 1 (Urgent): Critical work required to address serious health and safety issues and correct any breach of legislation. | 15 | 2023-07-07 | 0.80219 | 42.9304 | x | 1 | 4. Significant | 11779 | Reactive Maintenance | 3
1008438 | Distribution Boards | C (Poor): Asset is operational but major repair or replacement will be needed. | Category 2 (Necessary): Essential work required to prevent the deterioration of an asset. | 20 | 2022-08-11 | 1.7057 | 56.2943 | x | 1 | 4. Significant | 11779 | Reactive Maintenance | 3
1008439 | Distribution Boards | C (Poor): Asset is operational but major repair or replacement will be needed. | Category 2 (Necessary): Essential work required to prevent the deterioration of an asset. | 20 | 2006-12-11 | 17.3717 | 40.6283 | x | 1 | 4. Significant | 11779 | Reactive Maintenance | 3
1008440 | Distribution Boards | C (Poor): Asset is operational but major repair or replacement will be needed. | Category 2 (Necessary): Essential work required to prevent the deterioration of an asset. | 20 | 2013-07-12 | 10.7871 | 47.2129 | x | 1 | 4. Significant | 11779 | Reactive Maintenance | 3
1008441 | Distribution Boards | C (Poor): Asset is operational but major repair or replacement will be needed. | Category 2 (Necessary): Essential work required to prevent the deterioration of an asset. | 20 | 2019-02-10 | 5.2047 | 52.7953 | x | 1 | 4. Significant | 11779 | Reactive Maintenance | 3
1008442 | Distribution Boards | C (Poor): Asset is operational but major repair or replacement will be needed. | Category 2 (Necessary): Essential work required to prevent the deterioration of an asset. | 20 | 2008-07-16 | 15.7755 | 42.2245 | x | 1 | 4. Significant | 11779 | Reactive Maintenance | 3
1008443 | Distribution Boards | C (Poor): Asset is operational but major repair or replacement will be needed. | Category 2 (Necessary): Essential work required to prevent the deterioration of an asset. | 20 | 2005-04-26 | 18.9979 | 39.0021 | x | 1 | 4. Significant | 11779 | Reactive Maintenance | 3
1008444 | Emergency Assistance Alarm | C (Poor): Asset is operational but major repair or replacement will be needed. | Category 2 (Necessary): Essential work required to prevent the deterioration of an asset. | 10 | 2021-05-12 | 2.9541 | 52.0917 | x | 1 | 5. Severe | 11780 | Reactive Maintenance | 1
1008498 | Ventilating Fans - General | X (Beyond Repair): Asset is inoperable and requires replacement. | Category 2 (Necessary): Essential work required to prevent the deterioration of an asset. | 20 | 2004-04-06 | 20.052 | 15.948 | x | 5 | 2. Minor | 11795 | Reactive Maintenance | 14
1008499 | Air Handling Units - General | C (Poor): Asset is operational but major repair or replacement will be needed. | Category 2 (Necessary): Essential work required to prevent the deterioration of an asset. | 20 | 2010-08-23 | 13.6728 | 36.3272 | x | 5 | 3. Moderate | 11795 | Reactive Maintenance | 7
1008509 | Traction Lifts | C (Poor): Asset is operational but major repair or replacement will be needed. | Category 2 (Necessary): Essential work required to prevent the deterioration of an asset. | 20 | 2004-06-27 | 19.8275 | 30.1725 | x | 5 | 4. Significant | 11796 | Reactive Maintenance | 3
1008510 | Distribution Boards | C (Poor): Asset is operational but major repair or replacement will be needed. | Category 2 (Necessary): Essential work required to prevent the deterioration of an asset. | 20 | 2023-02-16 | 1.1882 | 48.8118 | x | 5 | 4. Significant | 11797 | Reactive Maintenance | 3
1008511 | Distribution Boards | C (Poor): Asset is operational but major repair or replacement will be needed. | Category 2 (Necessary): Essential work required to prevent the deterioration of an asset. | 20 | 2005-02-23 | 19.1677 | 30.8323 | x | 5 | 4. Significant | 11797 | Reactive Maintenance | 3
1008512 | Distribution Boards | C (Poor): Asset is operational but major repair or replacement will be needed. | Category 2 (Necessary): Essential work required to prevent the deterioration of an asset. | 20 | 2020-11-23 | 3.4196 | 46.5804 | x | 5 | 4. Significant | 11797 | Reactive Maintenance | 3
1008525 | Expansion Vessels | C (Poor): Asset is operational but major repair or replacement will be needed. | Category 2 (Necessary): Essential work required to prevent the deterioration of an asset. | 15 | 2017-05-11 | 6.9569 | 40.7242 | x | 5 | 4. Significant | 10270 | Reactive Maintenance | 3
1008526 | Expansion Vessels | C (Poor): Asset is operational but major repair or replacement will be needed. | Category 2 (Necessary): Essential work required to prevent the deterioration of an asset. | 15 | 2014-08-09 | 9.7112 | 37.0518 | x | 5 | 4. Significant | 10270 | Reactive Maintenance | 3
1008533 | Distribution Boards | C (Poor): Asset is operational but major repair or replacement will be needed. | Category 2 (Necessary): Essential work required to prevent the deterioration of an asset. | 20 | 2009-11-02 | 14.4778 | 41.5222 | x | 2 | 4. Significant | 11801 | Reactive Maintenance | 3
1008534 | Distribution Boards | C (Poor): Asset is operational but major repair or replacement will be needed. | Category 2 (Necessary): Essential work required to prevent the deterioration of an asset. | 20 | 2014-07-29 | 9.7413 | 46.2587 | x | 2 | 4. Significant | 11801 | Reactive Maintenance | 3
1008546 | Distribution Boards | C (Poor): Asset is operational but major repair or replacement will be needed. | Category 2 (Necessary): Essential work required to prevent the deterioration of an asset. | 20 | 2012-08-04 | 11.7235 | 44.2765 | x | 2 | 4. Significant | 11809 | Reactive Maintenance | 3
1008547 | Distribution Boards | C (Poor): Asset is operational but major repair or replacement will be needed. | Category 2 (Necessary): Essential work required to prevent the deterioration of an asset. | 20 | 2006-01-11 | 18.2861 | 37.7139 | x | 2 | 4. Significant | 11809 | Reactive Maintenance | 3
1008548 | Distribution Boards | C (Poor): Asset is operational but major repair or replacement will be needed. | Category 2 (Necessary): Essential work required to prevent the deterioration of an asset. | 20 | 2019-06-13 | 4.8679 | 51.1321 | x | 2 | 4. Significant | 11809 | Reactive Maintenance | 3
1008549 | Distribution Boards | C (Poor): Asset is operational but major repair or replacement will be needed. | Category 2 (Necessary): Essential work required to prevent the deterioration of an asset. | 20 | 2013-11-23 | 10.4203 | 45.5797 | x | 2 | 4. Significant | 11809 | Reactive Maintenance | 3
1008550 | Distribution Boards | C (Poor): Asset is operational but major repair or replacement will be needed. | Category 2 (Necessary): Essential work required to prevent the deterioration of an asset. | 20 | 2009-12-20 | 14.3463 | 41.6537 | x | 2 | 4. Significant | 11809 | Reactive Maintenance | 3
1008554 | Ventilating Fans - General | C (Poor): Asset is operational but major repair or replacement will be needed. | Category 2 (Necessary): Essential work required to prevent the deterioration of an asset. | 20 | 2021-03-21 | 3.0965 | 46.9035 | x | 5 | 2. Minor | 10268 | Reactive Maintenance | 14
1008564 | Terminal Units - Fan Coil | D (Very Poor): Asset runs a serious risk of imminent breakdown or poses a health and safety risk. | Category 1 (Urgent): Critical work required to address serious health and safety issues and correct any breach of legislation. | 15 | 2021-02-03 | 3.2225 | 35.7034 | x | 3 | 4. Significant | 11812 | Reactive Maintenance | 3
1008565 | Terminal Units - Fan Coil | D (Very Poor): Asset runs a serious risk of imminent breakdown or poses a health and safety risk. | Category 1 (Urgent): Critical work required to address serious health and safety issues and correct any breach of legislation. | 15 | 2019-10-27 | 4.4956 | 34.0059 | x | 3 | 4. Significant | 11813 | Reactive Maintenance | 3
1008566 | Terminal Units - Fan Coil | D (Very Poor): Asset runs a serious risk of imminent breakdown or poses a health and safety risk. | Category 1 (Urgent): Critical work required to address serious health and safety issues and correct any breach of legislation. | 15 | 2019-11-17 | 4.4381 | 34.0826 | x | 3 | 4. Significant | 11814 | Reactive Maintenance | 3
1008567 | Terminal Units - Fan Coil | D (Very Poor): Asset runs a serious risk of imminent breakdown or poses a health and safety risk. | Category 1 (Urgent): Critical work required to address serious health and safety issues and correct any breach of legislation. | 15 | 2017-11-09 | 6.4586 | 31.3885 | x | 3 | 4. Significant | 11815 | Reactive Maintenance | 3
1008568 | Terminal Units - Fan Coil | C (Poor): Asset is operational but major repair or replacement will be needed. | Category 2 (Necessary): Essential work required to prevent the deterioration of an asset. | 15 | 2013-01-16 | 11.2717 | 38.971 | x | 3 | 4. Significant | 11811 | Reactive Maintenance | 3
1008570 | Terminal Units - Fan Coil | D (Very Poor): Asset runs a serious risk of imminent breakdown or poses a health and safety risk. | Category 1 (Urgent): Critical work required to address serious health and safety issues and correct any breach of legislation. | 15 | 2014-03-22 | 10.0945 | 26.5407 | x | 3 | 4. Significant | 11816 | Reactive Maintenance | 3
1008573 | Terminal Units - Fan Coil | D (Very Poor): Asset runs a serious risk of imminent breakdown or poses a health and safety risk. | Category 1 (Urgent): Critical work required to address serious health and safety issues and correct any breach of legislation. | 15 | 2014-09-11 | 9.6208 | 27.1723 | x | 3 | 4. Significant | 11811 | Reactive Maintenance | 3
1008574 | Terminal Units - Fan Coil | D (Very Poor): Asset runs a serious risk of imminent breakdown or poses a health and safety risk. | Category 1 (Urgent): Critical work required to address serious health and safety issues and correct any breach of legislation. | 15 | 2022-03-22 | 2.0945 | 37.2074 | x | 3 | 4. Significant | 11817 | Reactive Maintenance | 3
1008580 | Terminal Units - Fan Coil | D (Very Poor): Asset runs a serious risk of imminent breakdown or poses a health and safety risk. | Category 1 (Urgent): Critical work required to address serious health and safety issues and correct any breach of legislation. | 15 | 2019-04-01 | 5.0678 | 33.243 | x | 3 | 4. Significant | 11819 | Reactive Maintenance | 3
1008581 | Terminal Units - Fan Coil | D (Very Poor): Asset runs a serious risk of imminent breakdown or poses a health and safety risk. | Category 1 (Urgent): Critical work required to address serious health and safety issues and correct any breach of legislation. | 15 | 2016-06-01 | 7.8987 | 29.4684 | x | 3 | 4. Significant | 11819 | Reactive Maintenance | 3
1008594 | Terminal Units - Fan Coil | D (Very Poor): Asset runs a serious risk of imminent breakdown or poses a health and safety risk. | Category 1 (Urgent): Critical work required to address serious health and safety issues and correct any breach of legislation. | 15 | 2010-07-19 | 13.7687 | 21.6418 | x | 3 | 4. Significant | 11822 | Reactive Maintenance | 3
1008595 | Terminal Units - Fan Coil | D (Very Poor): Asset runs a serious risk of imminent breakdown or poses a health and safety risk. | Category 1 (Urgent): Critical work required to address serious health and safety issues and correct any breach of legislation. | 15 | 2012-12-19 | 11.3484 | 24.8688 | x | 3 | 4. Significant | 11822 | Reactive Maintenance | 3
1008605 | Terminal Units - Fan Coil | D (Very Poor): Asset runs a serious risk of imminent breakdown or poses a health and safety risk. | Category 1 (Urgent): Critical work required to address serious health and safety issues and correct any breach of legislation. | 15 | 2020-07-06 | 3.8029 | 34.9295 | x | 3 | 4. Significant | 11826 | Reactive Maintenance | 3
1008606 | Terminal Units - Fan Coil | D (Very Poor): Asset runs a serious risk of imminent breakdown or poses a health and safety risk. | Category 1 (Urgent): Critical work required to address serious health and safety issues and correct any breach of legislation. | 15 | 2015-08-10 | 8.7091 | 28.3879 | x | 3 | 4. Significant | 11826 | Reactive Maintenance | 3
1008608 | Terminal Units - Fan Coil | D (Very Poor): Asset runs a serious risk of imminent breakdown or poses a health and safety risk. | Category 1 (Urgent): Critical work required to address serious health and safety issues and correct any breach of legislation. | 15 | 2019-08-29 | 4.6571 | 33.7906 | x | 3 | 4. Significant | 11828 | Reactive Maintenance | 3
1008609 | Terminal Units - Fan Coil | D (Very Poor): Asset runs a serious risk of imminent breakdown or poses a health and safety risk. | Category 1 (Urgent): Critical work required to address serious health and safety issues and correct any breach of legislation. | 15 | 2016-08-06 | 7.718 | 29.7093 | x | 3 | 4. Significant | 11828 | Reactive Maintenance | 3
1008648 | Ducting - Volume Control Dampers and Fire/Smoke Dampers | D (Very Poor): Asset runs a serious risk of imminent breakdown or poses a health and safety risk. | Category 1 (Urgent): Critical work required to address serious health and safety issues and correct any breach of legislation. | 15 | 2017-10-21 | 6.5106 | 31.3192 | x | 3 | 5. Severe | 11842 | Reactive Maintenance | 1
1008655 | Ducting - Volume Control Dampers and Fire/Smoke Dampers | D (Very Poor): Asset runs a serious risk of imminent breakdown or poses a health and safety risk. | Category 1 (Urgent): Critical work required to address serious health and safety issues and correct any breach of legislation. | 15 | 2021-05-30 | 2.9049 | 36.1269 | x | 3 | 5. Severe | 11842 | Reactive Maintenance | 1
1008660 | Ducting - Volume Control Dampers and Fire/Smoke Dampers | D (Very Poor): Asset runs a serious risk of imminent breakdown or poses a health and safety risk. | Category 1 (Urgent): Critical work required to address serious health and safety issues and correct any breach of legislation. | 15 | 2021-02-19 | 3.1786 | 35.7618 | x | 3 | 5. Severe | 11842 | Reactive Maintenance | 1
1008666 | Ducting - Volume Control Dampers and Fire/Smoke Dampers | D (Very Poor): Asset runs a serious risk of imminent breakdown or poses a health and safety risk. | Category 1 (Urgent): Critical work required to address serious health and safety issues and correct any breach of legislation. | 15 | 2013-06-28 | 10.8255 | 25.5661 | x | 3 | 5. Severe | 11844 | Reactive Maintenance | 1
1008676 | Terminal Units - Fan Coil | D (Very Poor): Asset runs a serious risk of imminent breakdown or poses a health and safety risk. | Category 1 (Urgent): Critical work required to address serious health and safety issues and correct any breach of legislation. | 15 | 2015-01-14 | 9.2786 | 27.6286 | x | 3 | 4. Significant | 11845 | Reactive Maintenance | 3
1008680 | Terminal Units - Fan Coil | D (Very Poor): Asset runs a serious risk of imminent breakdown or poses a health and safety risk. | Category 1 (Urgent): Critical work required to address serious health and safety issues and correct any breach of legislation. | 15 | 2013-06-05 | 10.8884 | 25.4821 | x | 3 | 4. Significant | 11848 | Reactive Maintenance | 3
1008681 | Terminal Units - Fan Coil | D (Very Poor): Asset runs a serious risk of imminent breakdown or poses a health and safety risk. | Category 1 (Urgent): Critical work required to address serious health and safety issues and correct any breach of legislation. | 15 | 2012-09-17 | 11.603 | 24.5293 | x | 3 | 4. Significant | 11849 | Reactive Maintenance | 3
1008682 | Terminal Units - Fan Coil | D (Very Poor): Asset runs a serious risk of imminent breakdown or poses a health and safety risk. | Category 1 (Urgent): Critical work required to address serious health and safety issues and correct any breach of legislation. | 15 | 2011-11-14 | 12.4463 | 23.405 | x | 3 | 4. Significant | 11849 | Reactive Maintenance | 3
1008683 | Terminal Units - Fan Coil | D (Very Poor): Asset runs a serious risk of imminent breakdown or poses a health and safety risk. | Category 1 (Urgent): Critical work required to address serious health and safety issues and correct any breach of legislation. | 15 | 2023-11-19 | 0.43258 | 39.4232 | x | 3 | 4. Significant | 11850 | Reactive Maintenance | 3
1008684 | Terminal Units - Fan Coil | D (Very Poor): Asset runs a serious risk of imminent breakdown or poses a health and safety risk. | Category 1 (Urgent): Critical work required to address serious health and safety issues and correct any breach of legislation. | 15 | 2010-05-13 | 13.9521 | 21.3972 | x | 3 | 4. Significant | 11851 | Reactive Maintenance | 3
1008687 | Terminal Units - Fan Coil | D (Very Poor): Asset runs a serious risk of imminent breakdown or poses a health and safety risk. | Category 1 (Urgent): Critical work required to address serious health and safety issues and correct any breach of legislation. | 15 | 2019-11-15 | 4.4435 | 34.0753 | x | 3 | 4. Significant | 11853 | Reactive Maintenance | 3
1008700 | Distribution Boards | C (Poor): Asset is operational but major repair or replacement will be needed. | Category 2 (Necessary): Essential work required to prevent the deterioration of an asset. | 20 | 2005-03-07 | 19.1348 | 36.8652 | x | 2 | 4. Significant | 11856 | Reactive Maintenance | 3
1008701 | Distribution Boards | C (Poor): Asset is operational but major repair or replacement will be needed. | Category 2 (Necessary): Essential work required to prevent the deterioration of an asset. | 20 | 2005-10-13 | 18.5325 | 37.4675 | x | 2 | 4. Significant | 11856 | Reactive Maintenance | 3
1008702 | Distribution Boards | C (Poor): Asset is operational but major repair or replacement will be needed. | Category 2 (Necessary): Essential work required to prevent the deterioration of an asset. | 20 | 2017-12-14 | 6.3628 | 49.6372 | x | 2 | 4. Significant | 11856 | Reactive Maintenance | 3
1008713 | Unvented Hot Water Systems | D (Very Poor): Asset runs a serious risk of imminent breakdown or poses a health and safety risk. | Category 1 (Urgent): Critical work required to address serious health and safety issues and correct any breach of legislation. | 25 | 2002-01-30 | 22.2341 | 24.2127 | x | 2 | 4. Significant | 11859 | Reactive Maintenance | 3
1008714 | Unvented Hot Water Systems | D (Very Poor): Asset runs a serious risk of imminent breakdown or poses a health and safety risk. | Category 1 (Urgent): Critical work required to address serious health and safety issues and correct any breach of legislation. | 25 | 2020-06-13 | 3.8658 | 38.9073 | x | 2 | 4. Significant | 11859 | Reactive Maintenance | 3
1008720 | Unvented Hot Water Systems | D (Very Poor): Asset runs a serious risk of imminent breakdown or poses a health and safety risk. | Category 1 (Urgent): Critical work required to address serious health and safety issues and correct any breach of legislation. | 25 | 2010-06-05 | 13.8891 | 30.8887 | x | 2 | 4. Significant | 11862 | Reactive Maintenance | 3
1008721 | Unvented Hot Water Systems | D (Very Poor): Asset runs a serious risk of imminent breakdown or poses a health and safety risk. | Category 1 (Urgent): Critical work required to address serious health and safety issues and correct any breach of legislation. | 25 | 2019-05-28 | 4.9117 | 38.0706 | x | 2 | 4. Significant | 11862 | Reactive Maintenance | 3
1008733 | Unvented Hot Water Systems | B (Average): Asset is sound, operationally safe and exhibits only minor deterioration. | Category 1 (Urgent): Critical work required to address serious health and safety issues and correct any breach of legislation. | 25 | 2012-03-03 | 12.1451 | 55.2839 | x | 1 | 4. Significant | 11868 | Reactive Maintenance | 3
1008745 | Distribution Boards | C (Poor): Asset is operational but major repair or replacement will be needed. | Category 2 (Necessary): Essential work required to prevent the deterioration of an asset. | 20 | 2018-07-02 | 5.8152 | 50.1848 | x | 2 | 4. Significant | 11871 | Reactive Maintenance | 3
1008746 | Distribution Boards | C (Poor): Asset is operational but major repair or replacement will be needed. | Category 2 (Necessary): Essential work required to prevent the deterioration of an asset. | 20 | 2021-01-13 | 3.2799 | 52.7201 | x | 2 | 4. Significant | 11871 | Reactive Maintenance | 3
1008747 | Distribution Boards | C (Poor): Asset is operational but major repair or replacement will be needed. | Category 2 (Necessary): Essential work required to prevent the deterioration of an asset. | 20 | 2019-03-05 | 5.1417 | 50.8583 | x | 2 | 4. Significant | 11871 | Reactive Maintenance | 3
1008751 | Distribution Boards | C (Poor): Asset is operational but major repair or replacement will be needed. | Category 2 (Necessary): Essential work required to prevent the deterioration of an asset. | 20 | 2010-04-28 | 13.9932 | 42.0068 | x | 2 | 4. Significant | 11871 | Reactive Maintenance | 3
1008752 | Distribution Boards | C (Poor): Asset is operational but major repair or replacement will be needed. | Category 2 (Necessary): Essential work required to prevent the deterioration of an asset. | 20 | 2010-02-26 | 14.1602 | 41.8398 | x | 2 | 4. Significant | 11871 | Reactive Maintenance | 3
1008753 | Distribution Boards | C (Poor): Asset is operational but major repair or replacement will be needed. | Category 2 (Necessary): Essential work required to prevent the deterioration of an asset. | 20 | 2021-04-26 | 2.9979 | 53.0021 | x | 2 | 4. Significant | 11871 | Reactive Maintenance | 3
1008756 | Insect Killer | C (Poor): Asset is operational but major repair or replacement will be needed. | Category 2 (Necessary): Essential work required to prevent the deterioration of an asset. | 8 | 2019-09-19 | 4.5996 | 44.501 | x | 2 | 2. Minor | 11871 | Reactive Maintenance | 14
1008759 | Insect Killer | C (Poor): Asset is operational but major repair or replacement will be needed. | Category 2 (Necessary): Essential work required to prevent the deterioration of an asset. | 8 | 2020-02-09 | 4.2081 | 45.4798 | x | 2 | 2. Minor | 11871 | Reactive Maintenance | 14
1008760 | Insect Killer | C (Poor): Asset is operational but major repair or replacement will be needed. | Category 2 (Necessary): Essential work required to prevent the deterioration of an asset. | 8 | 2019-12-06 | 4.386 | 45.0349 | x | 2 | 2. Minor | 11871 | Reactive Maintenance | 14
1008761 | Insect Killer | C (Poor): Asset is operational but major repair or replacement will be needed. | Category 2 (Necessary): Essential work required to prevent the deterioration of an asset. | 8 | 2021-06-07 | 2.883 | 48.7926 | x | 2 | 2. Minor | 11871 | Reactive Maintenance | 14
1008766 | Ventilating Fans - General | C (Poor): Asset is operational but major repair or replacement will be needed. | Category 2 (Necessary): Essential work required to prevent the deterioration of an asset. | 20 | 2006-12-23 | 17.3388 | 38.6612 | x | 2 | 2. Minor | 10071 | Reactive Maintenance | 14
1008775 | Distribution Boards | C (Poor): Asset is operational but major repair or replacement will be needed. | Category 2 (Necessary): Essential work required to prevent the deterioration of an asset. | 20 | 2008-02-15 | 16.1916 | 39.8084 | x | 2 | 4. Significant | 10253 | Reactive Maintenance | 3
1008776 | Distribution Boards | C (Poor): Asset is operational but major repair or replacement will be needed. | Category 2 (Necessary): Essential work required to prevent the deterioration of an asset. | 20 | 2009-12-11 | 14.371 | 41.629 | x | 2 | 4. Significant | 10253 | Reactive Maintenance | 3
1008795 | Terminal Units - Fan Coil | D (Very Poor): Asset runs a serious risk of imminent breakdown or poses a health and safety risk. | Category 1 (Urgent): Critical work required to address serious health and safety issues and correct any breach of legislation. | 15 | 2022-04-24 | 2.0041 | 37.3279 | x | 3 | 4. Significant | 11876 | Reactive Maintenance | 3
1008799 | Terminal Units - Fan Coil | D (Very Poor): Asset runs a serious risk of imminent breakdown or poses a health and safety risk. | Category 1 (Urgent): Critical work required to address serious health and safety issues and correct any breach of legislation. | 15 | 2020-12-03 | 3.3922 | 35.4771 | x | 3 | 4. Significant | 11879 | Reactive Maintenance | 3
1008800 | Terminal Units - Fan Coil | D (Very Poor): Asset runs a serious risk of imminent breakdown or poses a health and safety risk. | Category 1 (Urgent): Critical work required to address serious health and safety issues and correct any breach of legislation. | 15 | 2016-11-07 | 7.4634 | 30.0488 | x | 3 | 4. Significant | 11880 | Reactive Maintenance | 3
1008802 | Room Air Conditioners | C (Poor): Asset is operational but major repair or replacement will be needed. | Category 2 (Necessary): Essential work required to prevent the deterioration of an asset. | 15 | 2023-07-25 | 0.75291 | 52.9961 | x | 3 | 3. Moderate | 11882 | Reactive Maintenance | 7
1008806 | Terminal Units - Fan Coil | D (Very Poor): Asset runs a serious risk of imminent breakdown or poses a health and safety risk. | Category 1 (Urgent): Critical work required to address serious health and safety issues and correct any breach of legislation. | 15 | 2021-02-26 | 3.1595 | 35.7874 | x | 3 | 4. Significant | 11883 | Reactive Maintenance | 3
1008807 | Point of Use Water Dispenser | C (Poor): Asset is operational but major repair or replacement will be needed. | Category 2 (Necessary): Essential work required to prevent the deterioration of an asset. | 15 | 2018-04-28 | 5.9932 | 46.0091 | x | 3 | 2. Minor | 11884 | Reactive Maintenance | 14
1008817 | Point of Use Water Dispenser | C (Poor): Asset is operational but major repair or replacement will be needed. | Category 2 (Necessary): Essential work required to prevent the deterioration of an asset. | 15 | 2012-03-02 | 12.1478 | 37.8029 | x | 3 | 2. Minor | 11888 | Reactive Maintenance | 14
1008818 | Vacuum Systems - General | D (Very Poor): Asset runs a serious risk of imminent breakdown or poses a health and safety risk. | Category 1 (Urgent): Critical work required to address serious health and safety issues and correct any breach of legislation. | 20 | 2011-10-19 | 12.5175 | 27.4825 | x | 3 | 4. Significant | 11888 | Reactive Maintenance | 3
1008819 | Vacuum Systems - General | D (Very Poor): Asset runs a serious risk of imminent breakdown or poses a health and safety risk. | Category 1 (Urgent): Critical work required to address serious health and safety issues and correct any breach of legislation. | 20 | 2009-08-28 | 14.6585 | 25.3415 | x | 3 | 4. Significant | 11888 | Reactive Maintenance | 3
1008838 | Gas Detection/Flammable | D (Very Poor): Asset runs a serious risk of imminent breakdown or poses a health and safety risk. | Category 1 (Urgent): Critical work required to address serious health and safety issues and correct any breach of legislation. | 15 | 2014-09-01 | 9.6482 | 31.1358 | x | 1 | 5. Severe | 10240 | Reactive Maintenance | 1
1008839 | Revolving Doors | C (Poor): Asset is operational but major repair or replacement will be needed. | Category 2 (Necessary): Essential work required to prevent the deterioration of an asset. | 15 | 2018-06-19 | 5.8508 | 50.199 | x | 1 | 3. Moderate | 11889 | Reactive Maintenance | 7
1008846 | Emergency Assistance Alarm | C (Poor): Asset is operational but major repair or replacement will be needed. | Category 2 (Necessary): Essential work required to prevent the deterioration of an asset. | 10 | 2021-05-04 | 2.976 | 44.0479 | x | 5 | 5. Severe | 11895 | Reactive Maintenance | 1
1008877 | Distribution Boards | C (Poor): Asset is operational but major repair or replacement will be needed. | Category 2 (Necessary): Essential work required to prevent the deterioration of an asset. | 20 | 2023-03-12 | 1.1225 | 48.8775 | x | 5 | 4. Significant | 11910 | Reactive Maintenance | 3
1008938 | Ventilating Fans - General | D (Very Poor): Asset runs a serious risk of imminent breakdown or poses a health and safety risk. | Category 1 (Urgent): Critical work required to address serious health and safety issues and correct any breach of legislation. | 20 | 2009-02-04 | 15.2197 | 20.7803 | x | 5 | 2. Minor | 10007 | Reactive Maintenance | 14
1008942 | Sliding Doors | C (Poor): Asset is operational but major repair or replacement will be needed. | Category 2 (Necessary): Essential work required to prevent the deterioration of an asset. | 15 | 2022-11-15 | 1.4428 | 48.0762 | x | 5 | 3. Moderate | 11913 | Reactive Maintenance | 7
1008946 | Sliding Doors | C (Poor): Asset is operational but major repair or replacement will be needed. | Category 2 (Necessary): Essential work required to prevent the deterioration of an asset. | 15 | 2010-08-28 | 13.6591 | 31.7878 | x | 5 | 3. Moderate | 11912 | Reactive Maintenance | 7
1008948 | Ventilating Fans - General | A (Good): Asset is as new and can be expected to perform adequately to its full normal life if maintained appropriately. | Category 2 (Necessary): Essential work required to prevent the deterioration of an asset. | 20 | 2019-12-29 | 4.3231 | 66.6769 | x | 5 | 2. Minor | 10430 | Reactive Maintenance | 14
1008949 | Ventilating Fans - General | D (Very Poor): Asset runs a serious risk of imminent breakdown or poses a health and safety risk. | Category 2 (Necessary): Essential work required to prevent the deterioration of an asset. | 20 | 2014-02-25 | 10.1629 | 32.8371 | x | 5 | 2. Minor | 10430 | Reactive Maintenance | 14
1008953 | Ventilating Fans - General | C (Poor): Asset is operational but major repair or replacement will be needed. | Category 2 (Necessary): Essential work required to prevent the deterioration of an asset. | 20 | 2021-05-10 | 2.9596 | 47.0404 | x | 5 | 2. Minor | 11917 | Reactive Maintenance | 14
1008956 | Ducting - Volume Control Dampers and Fire/Smoke Dampers | C (Poor): Asset is operational but major repair or replacement will be needed. | Category 2 (Necessary): Essential work required to prevent the deterioration of an asset. | 15 | 2013-01-05 | 11.3018 | 42.9309 | x | 1 | 5. Severe | 11920 | Reactive Maintenance | 1
1008957 | Ducting - Volume Control Dampers and Fire/Smoke Dampers | C (Poor): Asset is operational but major repair or replacement will be needed. | Category 2 (Necessary): Essential work required to prevent the deterioration of an asset. | 15 | 2019-11-09 | 4.46 | 52.0534 | x | 1 | 5. Severe | 11920 | Reactive Maintenance | 1
1008958 | Ducting - Volume Control Dampers and Fire/Smoke Dampers | C (Poor): Asset is operational but major repair or replacement will be needed. | Category 2 (Necessary): Essential work required to prevent the deterioration of an asset. | 15 | 2014-12-22 | 9.3415 | 45.5446 | x | 1 | 5. Severe | 11920 | Reactive Maintenance | 1
1008959 | Ducting - Volume Control Dampers and Fire/Smoke Dampers | C (Poor): Asset is operational but major repair or replacement will be needed. | Category 2 (Necessary): Essential work required to prevent the deterioration of an asset. | 15 | 2023-01-07 | 1.2977 | 56.2697 | x | 1 | 5. Severe | 11920 | Reactive Maintenance | 1
1009006 | Humidifiers - Steam Humidifier (VAPAC Type) | D (Very Poor): Asset runs a serious risk of imminent breakdown or poses a health and safety risk. | Category 1 (Urgent): Critical work required to address serious health and safety issues and correct any breach of legislation. | 8 | 2020-10-23 | 3.5044 | 27.2389 | x | 5 | 4. Significant | 11932 | Reactive Maintenance | 3
1009007 | Sump Pumps and Extended Shaft Sump Pumps | C (Poor): Asset is operational but major repair or replacement will be needed. | Category 2 (Necessary): Essential work required to prevent the deterioration of an asset. | 10 | 2020-01-26 | 4.2464 | 41.5072 | x | 5 | 5. Severe | 11932 | Reactive Maintenance | 1
1009016 | Expansion Vessels | C (Poor): Asset is operational but major repair or replacement will be needed. | Category 2 (Necessary): Essential work required to prevent the deterioration of an asset. | 15 | 2021-01-21 | 3.258 | 53.6559 | x | 1 | 4. Significant | 10235 | Reactive Maintenance | 3
1009026 | Room Air Conditioners | C (Poor): Asset is operational but major repair or replacement will be needed. | Category 2 (Necessary): Essential work required to prevent the deterioration of an asset. | 15 | 2020-03-06 | 4.1369 | 44.4841 | x | 5 | 3. Moderate | 11933 | Reactive Maintenance | 7
1009068 | Air Handling Units - General | C (Poor): Asset is operational but major repair or replacement will be needed. | Category 2 (Necessary): Essential work required to prevent the deterioration of an asset. | 20 | 2005-11-13 | 18.4476 | 31.5524 | x | 5 | 3. Moderate | 11936 | Reactive Maintenance | 7
1009085 | Unvented Hot Water Systems | D (Very Poor): Asset runs a serious risk of imminent breakdown or poses a health and safety risk. | Category 1 (Urgent): Critical work required to address serious health and safety issues and correct any breach of legislation. | 25 | 2024-01-28 | 0.24093 | 39.8073 | x | 3 | 4. Significant | 10209 | Reactive Maintenance | 3
1009103 | Terminal Units - Fan Coil | D (Very Poor): Asset runs a serious risk of imminent breakdown or poses a health and safety risk. | Category 1 (Urgent): Critical work required to address serious health and safety issues and correct any breach of legislation. | 15 | 2015-02-15 | 9.191 | 27.7454 | x | 3 | 4. Significant | 10038 | Reactive Maintenance | 3
1009104 | Terminal Units - Fan Coil | D (Very Poor): Asset runs a serious risk of imminent breakdown or poses a health and safety risk. | Category 1 (Urgent): Critical work required to address serious health and safety issues and correct any breach of legislation. | 15 | 2023-05-06 | 0.97194 | 38.7041 | x | 3 | 4. Significant | 10038 | Reactive Maintenance | 3
1009106 | Terminal Units - Fan Coil | D (Very Poor): Asset runs a serious risk of imminent breakdown or poses a health and safety risk. | Category 1 (Urgent): Critical work required to address serious health and safety issues and correct any breach of legislation. | 15 | 2023-10-29 | 0.49008 | 39.3466 | x | 3 | 4. Significant | 10038 | Reactive Maintenance | 3
1009115 | Distribution Boards | C (Poor): Asset is operational but major repair or replacement will be needed. | Category 2 (Necessary): Essential work required to prevent the deterioration of an asset. | 20 | 2004-06-29 | 19.822 | 34.178 | x | 3 | 4. Significant | 11937 | Reactive Maintenance | 3
1009116 | Distribution Boards | C (Poor): Asset is operational but major repair or replacement will be needed. | Category 2 (Necessary): Essential work required to prevent the deterioration of an asset. | 20 | 2017-01-22 | 7.2553 | 46.7447 | x | 3 | 4. Significant | 11937 | Reactive Maintenance | 3
1009117 | Distribution Boards | C (Poor): Asset is operational but major repair or replacement will be needed. | Category 2 (Necessary): Essential work required to prevent the deterioration of an asset. | 20 | 2021-11-24 | 2.4175 | 51.5825 | x | 3 | 4. Significant | 11937 | Reactive Maintenance | 3
1009124 | Expansion Vessels | C (Poor): Asset is operational but major repair or replacement will be needed. | Category 2 (Necessary): Essential work required to prevent the deterioration of an asset. | 15 | 2015-04-17 | 9.024 | 41.9681 | x | 3 | 4. Significant | 10011 | Reactive Maintenance | 3
1009144 | Gas Fire | D (Very Poor): Asset runs a serious risk of imminent breakdown or poses a health and safety risk. | Category 1 (Urgent): Critical work required to address serious health and safety issues and correct any breach of legislation. | 8 | 2023-12-13 | 0.36687 | 43.0828 | x | 1 | 4. Significant | 10129 | Reactive Maintenance | 3
1009147 | Atmospheric Gas Burner/Condensing Combination Boiler | C (Poor): Asset is operational but major repair or replacement will be needed. | Category 2 (Necessary): Essential work required to prevent the deterioration of an asset. | 20 | 2014-05-19 | 9.9357 | 48.0643 | x | 1 | 4. Significant | 10129 | Reactive Maintenance | 3
1009149 | Distribution Boards | D (Very Poor): Asset runs a serious risk of imminent breakdown or poses a health and safety risk. | Category 1 (Urgent): Critical work required to address serious health and safety issues and correct any breach of legislation. | 20 | 2016-07-17 | 7.7728 | 36.2272 | x | 1 | 4. Significant | 10129 | Reactive Maintenance | 3
1009150 | Atmospheric Gas Burner/Condensing Combination Boiler | C (Poor): Asset is operational but major repair or replacement will be needed. | Category 2 (Necessary): Essential work required to prevent the deterioration of an asset. | 20 | 2022-04-11 | 2.0397 | 55.9603 | x | 1 | 4. Significant | 10129 | Reactive Maintenance | 3
1009151 | Distribution Boards | D (Very Poor): Asset runs a serious risk of imminent breakdown or poses a health and safety risk. | Category 1 (Urgent): Critical work required to address serious health and safety issues and correct any breach of legislation. | 20 | 2013-02-09 | 11.206 | 32.794 | x | 1 | 4. Significant | 10129 | Reactive Maintenance | 3
1009152 | Distribution Boards | C (Poor): Asset is operational but major repair or replacement will be needed. | Category 2 (Necessary): Essential work required to prevent the deterioration of an asset. | 20 | 2018-06-17 | 5.8563 | 52.1437 | x | 1 | 4. Significant | 10129 | Reactive Maintenance | 3
1009153 | Distribution Boards | C (Poor): Asset is operational but major repair or replacement will be needed. | Category 2 (Necessary): Essential work required to prevent the deterioration of an asset. | 20 | 2011-01-16 | 13.2731 | 44.7269 | x | 1 | 4. Significant | 10129 | Reactive Maintenance | 3
1009155 | Room Air Conditioners | D (Very Poor): Asset runs a serious risk of imminent breakdown or poses a health and safety risk. | Category 1 (Urgent): Critical work required to address serious health and safety issues and correct any breach of legislation. | 15 | 2023-05-13 | 0.95277 | 42.7296 | x | 1 | 3. Moderate | 10129 | Reactive Maintenance | 7
1009160 | Distribution Boards | D (Very Poor): Asset runs a serious risk of imminent breakdown or poses a health and safety risk. | Category 1 (Urgent): Critical work required to address serious health and safety issues and correct any breach of legislation. | 20 | 2012-09-23 | 11.5866 | 32.4134 | x | 1 | 4. Significant | 10129 | Reactive Maintenance | 3
1009208 | Instantaneous Electric Water Heaters (Non Drinks Type) | D (Very Poor): Asset runs a serious risk of imminent breakdown or poses a health and safety risk. | Category 1 (Urgent): Critical work required to address serious health and safety issues and correct any breach of legislation. | 12 | 2020-11-26 | 3.4114 | 32.3144 | x | 4 | 3. Moderate | 10316 | Reactive Maintenance | 7
1009218 | Heat Recovery Units | C (Poor): Asset is operational but major repair or replacement will be needed. | Category 2 (Necessary): Essential work required to prevent the deterioration of an asset. | 15 | 2021-11-09 | 2.4586 | 46.7219 | x | 5 | 4. Significant | 11945 | Reactive Maintenance | 3
1009265 | Distribution Boards | C (Poor): Asset is operational but major repair or replacement will be needed. | Category 2 (Necessary): Essential work required to prevent the deterioration of an asset. | 20 | 2015-12-14 | 8.3641 | 43.6359 | x | 4 | 4. Significant | 11951 | Reactive Maintenance | 3
1009268 | Fire Alarms - Associated Equipment | D (Very Poor): Asset runs a serious risk of imminent breakdown or poses a health and safety risk. | Category 1 (Urgent): Critical work required to address serious health and safety issues and correct any breach of legislation. | 10 | 2018-08-27 | 5.6619 | 26.6762 | x | 4 | 5. Severe | 11953 | Reactive Maintenance | 1
1009269 | Heat Recovery Units | C (Poor): Asset is operational but major repair or replacement will be needed. | Category 2 (Necessary): Essential work required to prevent the deterioration of an asset. | 15 | 2010-05-24 | 13.922 | 31.4374 | x | 5 | 4. Significant | 11945 | Reactive Maintenance | 3
1009270 | Heat Recovery Units | C (Poor): Asset is operational but major repair or replacement will be needed. | Category 2 (Necessary): Essential work required to prevent the deterioration of an asset. | 15 | 2019-06-09 | 4.8789 | 43.4949 | x | 5 | 4. Significant | 11945 | Reactive Maintenance | 3
1009271 | Heat Recovery Units | C (Poor): Asset is operational but major repair or replacement will be needed. | Category 2 (Necessary): Essential work required to prevent the deterioration of an asset. | 15 | 2019-07-18 | 4.7721 | 43.6372 | x | 5 | 4. Significant | 11945 | Reactive Maintenance | 3
1009283 | Heat Recovery Units | C (Poor): Asset is operational but major repair or replacement will be needed. | Category 2 (Necessary): Essential work required to prevent the deterioration of an asset. | 15 | 2016-04-17 | 8.0219 | 39.3041 | x | 5 | 4. Significant | 11945 | Reactive Maintenance | 3
1009284 | Heat Recovery Units | C (Poor): Asset is operational but major repair or replacement will be needed. | Category 2 (Necessary): Essential work required to prevent the deterioration of an asset. | 15 | 2017-05-31 | 6.9021 | 40.7972 | x | 5 | 4. Significant | 11945 | Reactive Maintenance | 3
1009285 | Heat Recovery Units | C (Poor): Asset is operational but major repair or replacement will be needed. | Category 2 (Necessary): Essential work required to prevent the deterioration of an asset. | 15 | 2010-08-23 | 13.6728 | 31.7696 | x | 5 | 4. Significant | 11945 | Reactive Maintenance | 3
1009286 | Heat Recovery Units | C (Poor): Asset is operational but major repair or replacement will be needed. | Category 2 (Necessary): Essential work required to prevent the deterioration of an asset. | 15 | 2022-05-20 | 1.9329 | 47.4228 | x | 5 | 4. Significant | 11945 | Reactive Maintenance | 3
1009287 | Heat Recovery Units | C (Poor): Asset is operational but major repair or replacement will be needed. | Category 2 (Necessary): Essential work required to prevent the deterioration of an asset. | 15 | 2019-03-31 | 5.0705 | 43.2393 | x | 5 | 4. Significant | 11945 | Reactive Maintenance | 3
1009288 | Heat Recovery Units | C (Poor): Asset is operational but major repair or replacement will be needed. | Category 2 (Necessary): Essential work required to prevent the deterioration of an asset. | 15 | 2019-01-01 | 5.3142 | 42.9144 | x | 5 | 4. Significant | 11945 | Reactive Maintenance | 3
1009289 | Heat Recovery Units | C (Poor): Asset is operational but major repair or replacement will be needed. | Category 2 (Necessary): Essential work required to prevent the deterioration of an asset. | 15 | 2014-07-08 | 9.7988 | 36.935 | x | 5 | 4. Significant | 11945 | Reactive Maintenance | 3
1009290 | Heat Recovery Units | C (Poor): Asset is operational but major repair or replacement will be needed. | Category 2 (Necessary): Essential work required to prevent the deterioration of an asset. | 15 | 2013-11-21 | 10.4257 | 36.099 | x | 5 | 4. Significant | 11945 | Reactive Maintenance | 3
1009293 | Heat Recovery Units | C (Poor): Asset is operational but major repair or replacement will be needed. | Category 2 (Necessary): Essential work required to prevent the deterioration of an asset. | 15 | 2020-05-24 | 3.9206 | 44.7725 | x | 5 | 4. Significant | 11945 | Reactive Maintenance | 3
1009294 | Heat Recovery Units | C (Poor): Asset is operational but major repair or replacement will be needed. | Category 2 (Necessary): Essential work required to prevent the deterioration of an asset. | 15 | 2012-03-23 | 12.0903 | 33.8795 | x | 5 | 4. Significant | 11945 | Reactive Maintenance | 3
1009295 | Heat Recovery Units | C (Poor): Asset is operational but major repair or replacement will be needed. | Category 2 (Necessary): Essential work required to prevent the deterioration of an asset. | 15 | 2012-07-05 | 11.8056 | 34.2592 | x | 5 | 4. Significant | 11945 | Reactive Maintenance | 3
1009296 | Heat Recovery Units | C (Poor): Asset is operational but major repair or replacement will be needed. | Category 2 (Necessary): Essential work required to prevent the deterioration of an asset. | 15 | 2012-03-26 | 12.0821 | 33.8905 | x | 5 | 4. Significant | 11945 | Reactive Maintenance | 3
1009297 | Heat Recovery Units | C (Poor): Asset is operational but major repair or replacement will be needed. | Category 2 (Necessary): Essential work required to prevent the deterioration of an asset. | 15 | 2019-05-19 | 4.9363 | 43.4182 | x | 5 | 4. Significant | 11945 | Reactive Maintenance | 3
1009298 | Heat Recovery Units | C (Poor): Asset is operational but major repair or replacement will be needed. | Category 2 (Necessary): Essential work required to prevent the deterioration of an asset. | 15 | 2020-02-28 | 4.1561 | 44.4586 | x | 5 | 4. Significant | 11945 | Reactive Maintenance | 3
1009299 | Heat Recovery Units | C (Poor): Asset is operational but major repair or replacement will be needed. | Category 2 (Necessary): Essential work required to prevent the deterioration of an asset. | 15 | 2022-04-14 | 2.0315 | 47.2914 | x | 5 | 4. Significant | 11945 | Reactive Maintenance | 3
1009300 | Heat Recovery Units | C (Poor): Asset is operational but major repair or replacement will be needed. | Category 2 (Necessary): Essential work required to prevent the deterioration of an asset. | 15 | 2014-09-23 | 9.588 | 37.2161 | x | 5 | 4. Significant | 11945 | Reactive Maintenance | 3
1009301 | Heat Recovery Units | C (Poor): Asset is operational but major repair or replacement will be needed. | Category 2 (Necessary): Essential work required to prevent the deterioration of an asset. | 15 | 2022-09-03 | 1.6427 | 47.8097 | x | 5 | 4. Significant | 11945 | Reactive Maintenance | 3
1009302 | Heat Recovery Units | C (Poor): Asset is operational but major repair or replacement will be needed. | Category 2 (Necessary): Essential work required to prevent the deterioration of an asset. | 15 | 2012-03-19 | 12.1013 | 33.8649 | x | 5 | 4. Significant | 11945 | Reactive Maintenance | 3
1009303 | Heat Recovery Units | C (Poor): Asset is operational but major repair or replacement will be needed. | Category 2 (Necessary): Essential work required to prevent the deterioration of an asset. | 15 | 2022-12-01 | 1.399 | 48.1346 | x | 5 | 4. Significant | 11945 | Reactive Maintenance | 3
1009304 | Heat Recovery Units | C (Poor): Asset is operational but major repair or replacement will be needed. | Category 2 (Necessary): Essential work required to prevent the deterioration of an asset. | 15 | 2014-05-15 | 9.9466 | 36.7379 | x | 5 | 4. Significant | 11945 | Reactive Maintenance | 3
1009305 | Heat Recovery Units | C (Poor): Asset is operational but major repair or replacement will be needed. | Category 2 (Necessary): Essential work required to prevent the deterioration of an asset. | 15 | 2010-04-07 | 14.0507 | 31.2658 | x | 5 | 4. Significant | 11945 | Reactive Maintenance | 3
1009306 | Heat Recovery Units | C (Poor): Asset is operational but major repair or replacement will be needed. | Category 2 (Necessary): Essential work required to prevent the deterioration of an asset. | 15 | 2021-09-03 | 2.642 | 46.4773 | x | 5 | 4. Significant | 11945 | Reactive Maintenance | 3
1009307 | Heat Recovery Units | C (Poor): Asset is operational but major repair or replacement will be needed. | Category 2 (Necessary): Essential work required to prevent the deterioration of an asset. | 15 | 2014-02-09 | 10.2067 | 36.3911 | x | 5 | 4. Significant | 11945 | Reactive Maintenance | 3
1009308 | Heat Recovery Units | C (Poor): Asset is operational but major repair or replacement will be needed. | Category 2 (Necessary): Essential work required to prevent the deterioration of an asset. | 15 | 2015-04-15 | 9.0294 | 37.9608 | x | 5 | 4. Significant | 11945 | Reactive Maintenance | 3
1009309 | Heat Recovery Units | C (Poor): Asset is operational but major repair or replacement will be needed. | Category 2 (Necessary): Essential work required to prevent the deterioration of an asset. | 15 | 2016-07-23 | 7.7563 | 39.6582 | x | 5 | 4. Significant | 11945 | Reactive Maintenance | 3
1009310 | Heat Recovery Units | C (Poor): Asset is operational but major repair or replacement will be needed. | Category 2 (Necessary): Essential work required to prevent the deterioration of an asset. | 15 | 2013-08-01 | 10.7324 | 35.6902 | x | 5 | 4. Significant | 11945 | Reactive Maintenance | 3
1009311 | Heat Recovery Units | C (Poor): Asset is operational but major repair or replacement will be needed. | Category 2 (Necessary): Essential work required to prevent the deterioration of an asset. | 15 | 2023-07-27 | 0.74743 | 49.0034 | x | 5 | 4. Significant | 11945 | Reactive Maintenance | 3
1009312 | Heat Recovery Units | C (Poor): Asset is operational but major repair or replacement will be needed. | Category 2 (Necessary): Essential work required to prevent the deterioration of an asset. | 15 | 2022-09-19 | 1.5989 | 47.8681 | x | 5 | 4. Significant | 11945 | Reactive Maintenance | 3
1009340 | Heat Recovery Units | C (Poor): Asset is operational but major repair or replacement will be needed. | Category 2 (Necessary): Essential work required to prevent the deterioration of an asset. | 15 | 2015-06-13 | 8.8679 | 38.1761 | x | 5 | 4. Significant | 11945 | Reactive Maintenance | 3
1009341 | Heat Recovery Units | C (Poor): Asset is operational but major repair or replacement will be needed. | Category 2 (Necessary): Essential work required to prevent the deterioration of an asset. | 15 | 2012-05-15 | 11.9452 | 34.073 | x | 5 | 4. Significant | 11945 | Reactive Maintenance | 3
1009342 | Heat Recovery Units | C (Poor): Asset is operational but major repair or replacement will be needed. | Category 2 (Necessary): Essential work required to prevent the deterioration of an asset. | 15 | 2020-09-30 | 3.5674 | 45.2434 | x | 5 | 4. Significant | 11945 | Reactive Maintenance | 3
1009343 | Heat Recovery Units | C (Poor): Asset is operational but major repair or replacement will be needed. | Category 2 (Necessary): Essential work required to prevent the deterioration of an asset. | 15 | 2019-06-23 | 4.8405 | 43.546 | x | 5 | 4. Significant | 11945 | Reactive Maintenance | 3
1009344 | Heat Recovery Units | C (Poor): Asset is operational but major repair or replacement will be needed. | Category 2 (Necessary): Essential work required to prevent the deterioration of an asset. | 15 | 2022-11-05 | 1.4702 | 48.0397 | x | 5 | 4. Significant | 11945 | Reactive Maintenance | 3
1009345 | Heat Recovery Units | C (Poor): Asset is operational but major repair or replacement will be needed. | Category 2 (Necessary): Essential work required to prevent the deterioration of an asset. | 15 | 2010-12-17 | 13.3552 | 32.193 | x | 5 | 4. Significant | 11945 | Reactive Maintenance | 3
1009346 | Heat Recovery Units | C (Poor): Asset is operational but major repair or replacement will be needed. | Category 2 (Necessary): Essential work required to prevent the deterioration of an asset. | 15 | 2016-02-13 | 8.1971 | 39.0705 | x | 5 | 4. Significant | 11945 | Reactive Maintenance | 3
1009368 | Fire Alarms - Associated Equipment | D (Very Poor): Asset runs a serious risk of imminent breakdown or poses a health and safety risk. | Category 1 (Urgent): Critical work required to address serious health and safety issues and correct any breach of legislation. | 10 | 2019-11-17 | 4.4381 | 29.1239 | x | 4 | 5. Severe | 11951 | Reactive Maintenance | 1
1009369 | Fire Alarms - Associated Equipment | D (Very Poor): Asset runs a serious risk of imminent breakdown or poses a health and safety risk. | Category 1 (Urgent): Critical work required to address serious health and safety issues and correct any breach of legislation. | 10 | 2015-06-29 | 8.8241 | 20.3518 | x | 4 | 5. Severe | 11951 | Reactive Maintenance | 1
1009399 | Instantaneous Electric Water Heaters (Non Drinks Type) | D (Very Poor): Asset runs a serious risk of imminent breakdown or poses a health and safety risk. | Category 1 (Urgent): Critical work required to address serious health and safety issues and correct any breach of legislation. | 12 | 2015-10-22 | 8.5092 | 23.8179 | x | 4 | 3. Moderate | 10175 | Reactive Maintenance | 7
1009400 | Instantaneous Electric Water Heaters (Non Drinks Type) | D (Very Poor): Asset runs a serious risk of imminent breakdown or poses a health and safety risk. | Category 1 (Urgent): Critical work required to address serious health and safety issues and correct any breach of legislation. | 12 | 2023-01-22 | 1.2567 | 35.9055 | x | 4 | 3. Moderate | 10175 | Reactive Maintenance | 7
1009404 | Instantaneous Electric Water Heaters (Non Drinks Type) | B (Average): Asset is sound, operationally safe and exhibits only minor deterioration. | Category 1 (Urgent): Critical work required to address serious health and safety issues and correct any breach of legislation. | 12 | 2014-01-21 | 10.2587 | 43.9021 | x | 3 | 3. Moderate | 10174 | Reactive Maintenance | 7
1009405 | Instantaneous Electric Water Heaters (Non Drinks Type) | D (Very Poor): Asset runs a serious risk of imminent breakdown or poses a health and safety risk. | Category 1 (Urgent): Critical work required to address serious health and safety issues and correct any breach of legislation. | 12 | 2018-09-18 | 5.6016 | 34.6639 | x | 1 | 3. Moderate | 10042 | Reactive Maintenance | 7
1009406 | Instantaneous Electric Water Heaters (Non Drinks Type) | D (Very Poor): Asset runs a serious risk of imminent breakdown or poses a health and safety risk. | Category 1 (Urgent): Critical work required to address serious health and safety issues and correct any breach of legislation. | 12 | 2019-09-29 | 4.5722 | 36.3796 | x | 1 | 3. Moderate | 10042 | Reactive Maintenance | 7
1009407 | Instantaneous Electric Water Heaters (Non Drinks Type) | A (Good): Asset is as new and can be expected to perform adequately to its full normal life if maintained appropriately. | Category 1 (Urgent): Critical work required to address serious health and safety issues and correct any breach of legislation. | 12 | 2018-10-12 | 5.5359 | 56.7734 | x | 4 | 3. Moderate | 11969 | Reactive Maintenance | 7
1009408 | Instantaneous Electric Water Heaters (Non Drinks Type) | D (Very Poor): Asset runs a serious risk of imminent breakdown or poses a health and safety risk. | Category 1 (Urgent): Critical work required to address serious health and safety issues and correct any breach of legislation. | 12 | 2016-09-08 | 7.6277 | 31.2872 | x | 1 | 3. Moderate | 11952 | Reactive Maintenance | 7
1009409 | Instantaneous Electric Water Heaters (Non Drinks Type) | D (Very Poor): Asset runs a serious risk of imminent breakdown or poses a health and safety risk. | Category 1 (Urgent): Critical work required to address serious health and safety issues and correct any breach of legislation. | 12 | 2013-06-02 | 10.8966 | 25.8389 | x | 1 | 3. Moderate | 11952 | Reactive Maintenance | 7
1009512 | Vacuum Systems - General | C (Poor): Asset is operational but major repair or replacement will be needed. | Category 2 (Necessary): Essential work required to prevent the deterioration of an asset. | 20 | 2019-02-27 | 5.1581 | 48.8419 | x | 3 | 4. Significant | 10011 | Reactive Maintenance | 3
1009524 | Outstations | C (Poor): Asset is operational but major repair or replacement will be needed. | Category 2 (Necessary): Essential work required to prevent the deterioration of an asset. | 10 | 2018-06-07 | 5.8836 | 42.2327 | x | 3 | 4. Significant | 11978 | Reactive Maintenance | 3
1009526 | Unvented Hot Water Systems | D (Very Poor): Asset runs a serious risk of imminent breakdown or poses a health and safety risk. | Category 1 (Urgent): Critical work required to address serious health and safety issues and correct any breach of legislation. | 25 | 2011-05-13 | 12.9528 | 27.6378 | x | 4 | 4. Significant | 11202 | Reactive Maintenance | 3
1009530 | Emergency Assistance Alarm | D (Very Poor): Asset runs a serious risk of imminent breakdown or poses a health and safety risk. | Category 1 (Urgent): Critical work required to address serious health and safety issues and correct any breach of legislation. | 10 | 2021-11-07 | 2.4641 | 33.0719 | x | 4 | 5. Severe | 11980 | Reactive Maintenance | 1
1009535 | Outstations | C (Poor): Asset is operational but major repair or replacement will be needed. | Category 2 (Necessary): Essential work required to prevent the deterioration of an asset. | 10 | 2020-02-10 | 4.2053 | 45.5893 | x | 3 | 4. Significant | 10008 | Reactive Maintenance | 3
1009545 | Induction Hobs | C (Poor): Asset is operational but major repair or replacement will be needed. | Category 2 (Necessary): Essential work required to prevent the deterioration of an asset. | 10 | 2017-09-20 | 6.5955 | 40.809 | x | 3 | 2. Minor | 11985 | Reactive Maintenance | 14
1009547 | Outstations | C (Poor): Asset is operational but major repair or replacement will be needed. | Category 2 (Necessary): Essential work required to prevent the deterioration of an asset. | 10 | 2020-06-30 | 3.8193 | 46.3614 | x | 3 | 4. Significant | 11988 | Reactive Maintenance | 3
1009548 | Outstations | C (Poor): Asset is operational but major repair or replacement will be needed. | Category 2 (Necessary): Essential work required to prevent the deterioration of an asset. | 10 | 2023-10-20 | 0.51472 | 52.9706 | x | 3 | 4. Significant | 11988 | Reactive Maintenance | 3
1009551 | Room Air Conditioners | C (Poor): Asset is operational but major repair or replacement will be needed. | Category 2 (Necessary): Essential work required to prevent the deterioration of an asset. | 15 | 2019-08-15 | 4.6954 | 51.7394 | x | 1 | 3. Moderate | 11989 | Reactive Maintenance | 7
1009554 | Emergency Assistance Alarm | D (Very Poor): Asset runs a serious risk of imminent breakdown or poses a health and safety risk. | Category 1 (Urgent): Critical work required to address serious health and safety issues and correct any breach of legislation. | 10 | 2016-01-03 | 8.3094 | 27.3812 | x | 1 | 5. Severe | 11991 | Reactive Maintenance | 1
1009555 | Emergency Assistance Alarm | D (Very Poor): Asset runs a serious risk of imminent breakdown or poses a health and safety risk. | Category 1 (Urgent): Critical work required to address serious health and safety issues and correct any breach of legislation. | 10 | 2023-12-28 | 0.3258 | 43.3484 | x | 1 | 5. Severe | 11992 | Reactive Maintenance | 1
1009572 | Room Air Conditioners | C (Poor): Asset is operational but major repair or replacement will be needed. | Category 2 (Necessary): Essential work required to prevent the deterioration of an asset. | 15 | 2020-06-11 | 3.8713 | 52.8382 | x | 1 | 3. Moderate | 11997 | Reactive Maintenance | 7
1009593 | Room Air Conditioners | C (Poor): Asset is operational but major repair or replacement will be needed. | Category 2 (Necessary): Essential work required to prevent the deterioration of an asset. | 15 | 2023-02-24 | 1.1663 | 48.4449 | x | 5 | 3. Moderate | 11668 | Reactive Maintenance | 7
1009595 | Smoke Relief - Powered Smoke and Heat Exhaust Ventilators | C (Poor): Asset is operational but major repair or replacement will be needed. | Category 2 (Necessary): Essential work required to prevent the deterioration of an asset. | 30 | 1998-07-30 | 25.7385 | 40.841 | x | 1 | 5. Severe | 12007 | Reactive Maintenance | 1
1009596 | Smoke Relief - Powered Smoke and Heat Exhaust Ventilators | C (Poor): Asset is operational but major repair or replacement will be needed. | Category 2 (Necessary): Essential work required to prevent the deterioration of an asset. | 30 | 2011-03-02 | 13.1499 | 45.2334 | x | 3 | 5. Severe | 10055 | Reactive Maintenance | 1
1009597 | Smoke Relief - Powered Smoke and Heat Exhaust Ventilators | D (Very Poor): Asset runs a serious risk of imminent breakdown or poses a health and safety risk. | Category 1 (Urgent): Critical work required to address serious health and safety issues and correct any breach of legislation. | 30 | 2023-07-06 | 0.80493 | 39.4634 | x | 3 | 5. Severe | 10055 | Reactive Maintenance | 1
1009598 | Emergency Assistance Alarm | D (Very Poor): Asset runs a serious risk of imminent breakdown or poses a health and safety risk. | Category 1 (Urgent): Critical work required to address serious health and safety issues and correct any breach of legislation. | 10 | 2018-05-27 | 5.9138 | 32.1725 | x | 1 | 5. Severe | 12008 | Reactive Maintenance | 1
1009603 | Condensers - Air Cooled | C (Poor): Asset is operational but major repair or replacement will be needed. | Category 2 (Necessary): Essential work required to prevent the deterioration of an asset. | 20 | 2009-01-17 | 15.269 | 34.731 | x | 5 | 4. Significant | 10006 | Reactive Maintenance | 3
1009604 | Condensers - Air Cooled | C (Poor): Asset is operational but major repair or replacement will be needed. | Category 2 (Necessary): Essential work required to prevent the deterioration of an asset. | 20 | 2010-02-04 | 14.2204 | 35.7796 | x | 5 | 4. Significant | 10006 | Reactive Maintenance | 3
1009605 | Condensers - Air Cooled | C (Poor): Asset is operational but major repair or replacement will be needed. | Category 2 (Necessary): Essential work required to prevent the deterioration of an asset. | 20 | 2007-01-09 | 17.2923 | 32.7077 | x | 5 | 4. Significant | 10006 | Reactive Maintenance | 3
1009606 | Condensers - Air Cooled | C (Poor): Asset is operational but major repair or replacement will be needed. | Category 2 (Necessary): Essential work required to prevent the deterioration of an asset. | 20 | 2021-04-29 | 2.9897 | 47.0103 | x | 5 | 4. Significant | 10006 | Reactive Maintenance | 3
1009607 | Condensers - Air Cooled | C (Poor): Asset is operational but major repair or replacement will be needed. | Category 2 (Necessary): Essential work required to prevent the deterioration of an asset. | 20 | 2005-02-01 | 19.2279 | 30.7721 | x | 5 | 4. Significant | 10006 | Reactive Maintenance | 3
1009648 | Gas Detection/Flammable | C (Poor): Asset is operational but major repair or replacement will be needed. | Category 2 (Necessary): Essential work required to prevent the deterioration of an asset. | 15 | 2010-05-18 | 13.9384 | 37.4155 | x | 2 | 5. Severe | 10051 | Reactive Maintenance | 1
1009650 | Laboratory Fume Cupboard | C (Poor): Asset is operational but major repair or replacement will be needed. | Category 2 (Necessary): Essential work required to prevent the deterioration of an asset. | 15 | 2011-10-21 | 12.512 | 39.3174 | x | 2 | 4. Significant | 11956 | Reactive Maintenance | 3
1009740 | Laboratory Incubators | C (Poor): Asset is operational but major repair or replacement will be needed. | Category 2 (Necessary): Essential work required to prevent the deterioration of an asset. | 15 | 2023-01-17 | 1.2704 | 56.3062 | x | 1 | 3. Moderate | 12018 | Reactive Maintenance | 7
1009747 | Laboratory Incubators | C (Poor): Asset is operational but major repair or replacement will be needed. | Category 2 (Necessary): Essential work required to prevent the deterioration of an asset. | 15 | 2014-07-24 | 9.755 | 44.9934 | x | 1 | 3. Moderate | 12018 | Reactive Maintenance | 7
1009748 | Laboratory Incubators | C (Poor): Asset is operational but major repair or replacement will be needed. | Category 2 (Necessary): Essential work required to prevent the deterioration of an asset. | 15 | 2010-09-09 | 13.6263 | 39.8316 | x | 1 | 3. Moderate | 12018 | Reactive Maintenance | 7
1009760 | Laboratory Fume Cupboard | D (Very Poor): Asset runs a serious risk of imminent breakdown or poses a health and safety risk. | Category 1 (Urgent): Critical work required to address serious health and safety issues and correct any breach of legislation. | 15 | 2010-10-17 | 13.5222 | 19.9703 | x | 4 | 4. Significant | 12028 | Reactive Maintenance | 3
1009775 | Laboratory Incubators | D (Very Poor): Asset runs a serious risk of imminent breakdown or poses a health and safety risk. | Category 1 (Urgent): Critical work required to address serious health and safety issues and correct any breach of legislation. | 15 | 2022-06-12 | 1.87 | 33.5067 | x | 5 | 3. Moderate | 12037 | Reactive Maintenance | 7
1009778 | Laboratory Incubators | C (Poor): Asset is operational but major repair or replacement will be needed. | Category 2 (Necessary): Essential work required to prevent the deterioration of an asset. | 15 | 2018-06-04 | 5.8919 | 42.1442 | x | 5 | 3. Moderate | 12038 | Reactive Maintenance | 7
1009779 | Laboratory Incubators | D (Very Poor): Asset runs a serious risk of imminent breakdown or poses a health and safety risk. | Category 1 (Urgent): Critical work required to address serious health and safety issues and correct any breach of legislation. | 15 | 2014-04-25 | 10.0014 | 22.6648 | x | 5 | 3. Moderate | 12038 | Reactive Maintenance | 7
1009805 | Laboratory Fume Cupboard | D (Very Poor): Asset runs a serious risk of imminent breakdown or poses a health and safety risk. | Category 1 (Urgent): Critical work required to address serious health and safety issues and correct any breach of legislation. | 15 | 2014-04-20 | 10.0151 | 22.6466 | x | 5 | 4. Significant | 12043 | Reactive Maintenance | 3
1009819 | Laboratory Incubators | C (Poor): Asset is operational but major repair or replacement will be needed. | Category 2 (Necessary): Essential work required to prevent the deterioration of an asset. | 15 | 2012-07-11 | 11.7892 | 36.2811 | x | 4 | 3. Moderate | 12048 | Reactive Maintenance | 7
1009820 | Laboratory Incubators | C (Poor): Asset is operational but major repair or replacement will be needed. | Category 2 (Necessary): Essential work required to prevent the deterioration of an asset. | 15 | 2017-08-24 | 6.6694 | 43.1075 | x | 4 | 3. Moderate | 12049 | Reactive Maintenance | 7
1009827 | Laboratory Incubators | C (Poor): Asset is operational but major repair or replacement will be needed. | Category 2 (Necessary): Essential work required to prevent the deterioration of an asset. | 15 | 2018-04-08 | 6.0479 | 43.9361 | x | 4 | 3. Moderate | 12050 | Reactive Maintenance | 7
1009833 | Laboratory Incubators | C (Poor): Asset is operational but major repair or replacement will be needed. | Category 2 (Necessary): Essential work required to prevent the deterioration of an asset. | 15 | 2011-07-08 | 12.7995 | 34.9341 | x | 4 | 3. Moderate | 12048 | Reactive Maintenance | 7
1009834 | Laboratory Fume Cupboard | C (Poor): Asset is operational but major repair or replacement will be needed. | Category 2 (Necessary): Essential work required to prevent the deterioration of an asset. | 15 | 2017-04-22 | 7.0089 | 40.6548 | x | 5 | 4. Significant | 12051 | Reactive Maintenance | 3
1009835 | Laboratory Incubators | D (Very Poor): Asset runs a serious risk of imminent breakdown or poses a health and safety risk. | Category 1 (Urgent): Critical work required to address serious health and safety issues and correct any breach of legislation. | 15 | 2021-05-23 | 2.924 | 32.1013 | x | 5 | 3. Moderate | 12038 | Reactive Maintenance | 7
1009836 | Laboratory Incubators | C (Poor): Asset is operational but major repair or replacement will be needed. | Category 2 (Necessary): Essential work required to prevent the deterioration of an asset. | 15 | 2010-09-01 | 13.6482 | 31.8024 | x | 5 | 3. Moderate | 12038 | Reactive Maintenance | 7
1009837 | Laboratory Incubators | C (Poor): Asset is operational but major repair or replacement will be needed. | Category 2 (Necessary): Essential work required to prevent the deterioration of an asset. | 15 | 2015-11-20 | 8.4298 | 38.7602 | x | 5 | 3. Moderate | 12038 | Reactive Maintenance | 7
1009838 | Laboratory Incubators | C (Poor): Asset is operational but major repair or replacement will be needed. | Category 2 (Necessary): Essential work required to prevent the deterioration of an asset. | 15 | 2018-11-10 | 5.4565 | 42.7246 | x | 5 | 3. Moderate | 12038 | Reactive Maintenance | 7
1009840 | Laboratory Fume Cupboard | D (Very Poor): Asset runs a serious risk of imminent breakdown or poses a health and safety risk. | Category 1 (Urgent): Critical work required to address serious health and safety issues and correct any breach of legislation. | 15 | 2020-05-26 | 3.9151 | 30.7798 | x | 5 | 4. Significant | 12037 | Reactive Maintenance | 3
1009897 | Uninterruptible Power Supplies | C (Poor): Asset is operational but major repair or replacement will be needed. | Category 2 (Necessary): Essential work required to prevent the deterioration of an asset. | 20 | 2018-05-02 | 5.9822 | 46.0178 | x | 4 | 5. Severe | 12053 | Reactive Maintenance | 1
1009898 | Uninterruptible Power Supplies | C (Poor): Asset is operational but major repair or replacement will be needed. | Category 2 (Necessary): Essential work required to prevent the deterioration of an asset. | 20 | 2014-02-01 | 10.2286 | 41.7714 | x | 4 | 5. Severe | 12053 | Reactive Maintenance | 1
1009943 | Uninterruptible Power Supplies | C (Poor): Asset is operational but major repair or replacement will be needed. | Category 2 (Necessary): Essential work required to prevent the deterioration of an asset. | 20 | 2024-01-11 | 0.28747 | 57.7125 | x | 1 | 5. Severe | 12068 | Reactive Maintenance | 1
1009944 | Uninterruptible Power Supplies | C (Poor): Asset is operational but major repair or replacement will be needed. | Category 2 (Necessary): Essential work required to prevent the deterioration of an asset. | 20 | 2013-11-13 | 10.4476 | 47.5524 | x | 1 | 5. Severe | 12068 | Reactive Maintenance | 1
1009984 | Uninterruptible Power Supplies | C (Poor): Asset is operational but major repair or replacement will be needed. | Category 2 (Necessary): Essential work required to prevent the deterioration of an asset. | 20 | 2018-08-27 | 5.6619 | 44.3381 | x | 5 | 5. Severe | 12079 | Reactive Maintenance | 1
1009985 | Uninterruptible Power Supplies | C (Poor): Asset is operational but major repair or replacement will be needed. | Category 2 (Necessary): Essential work required to prevent the deterioration of an asset. | 20 | 2019-06-05 | 4.8898 | 45.1102 | x | 5 | 5. Severe | 12079 | Reactive Maintenance | 1
1009988 | Fire Alarm System | C (Poor): Asset is operational but major repair or replacement will be needed. | Category 2 (Necessary): Essential work required to prevent the deterioration of an asset. | 15 | 2022-11-29 | 1.4045 | 48.1273 | x | 5 | 5. Severe | 12085 | Reactive Maintenance | 1
1009992 | Uninterruptible Power Supplies | C (Poor): Asset is operational but major repair or replacement will be needed. | Category 2 (Necessary): Essential work required to prevent the deterioration of an asset. | 20 | 2023-07-31 | 0.73648 | 49.2635 | x | 5 | 5. Severe | 12086 | Reactive Maintenance | 1
1009993 | Uninterruptible Power Supplies | C (Poor): Asset is operational but major repair or replacement will be needed. | Category 2 (Necessary): Essential work required to prevent the deterioration of an asset. | 20 | 2005-08-21 | 18.6776 | 31.3224 | x | 5 | 5. Severe | 12086 | Reactive Maintenance | 1
1010012 | Uninterruptible Power Supplies | C (Poor): Asset is operational but major repair or replacement will be needed. | Category 2 (Necessary): Essential work required to prevent the deterioration of an asset. | 20 | 2005-01-02 | 19.3101 | 34.6899 | x | 3 | 5. Severe | 10045 | Reactive Maintenance | 1
1010013 | Uninterruptible Power Supplies | C (Poor): Asset is operational but major repair or replacement will be needed. | Category 2 (Necessary): Essential work required to prevent the deterioration of an asset. | 20 | 2024-01-20 | 0.26283 | 53.7372 | x | 3 | 5. Severe | 10045 | Reactive Maintenance | 1
1010105 | Fire Alarms - Associated Equipment | D (Very Poor): Asset runs a serious risk of imminent breakdown or poses a health and safety risk. | Category 1 (Urgent): Critical work required to address serious health and safety issues and correct any breach of legislation. | 10 | 2017-07-31 | 6.7351 | 28.5298 | x | 2 | 5. Severe | 12022 | Reactive Maintenance | 1
1010195 | Outstations | C (Poor): Asset is operational but major repair or replacement will be needed. | Category 2 (Necessary): Essential work required to prevent the deterioration of an asset. | 10 | 2016-12-25 | 7.332 | 39.3361 | x | 3 | 4. Significant | 10139 | Reactive Maintenance | 3
1010196 | Outstations | C (Poor): Asset is operational but major repair or replacement will be needed. | Category 2 (Necessary): Essential work required to prevent the deterioration of an asset. | 10 | 2020-09-22 | 3.5893 | 50.8214 | x | 1 | 4. Significant | 10074 | Reactive Maintenance | 3
1010229 | Smoke Relief - Powered Smoke and Heat Exhaust Ventilators | D (Very Poor): Asset runs a serious risk of imminent breakdown or poses a health and safety risk. | Category 1 (Urgent): Critical work required to address serious health and safety issues and correct any breach of legislation. | 30 | 1994-10-27 | 29.4949 | 20.3368 | x | 3 | 5. Severe | 12133 | Reactive Maintenance | 1
1010266 | Emergency Assistance Alarm | C (Poor): Asset is operational but major repair or replacement will be needed. | Category 2 (Necessary): Essential work required to prevent the deterioration of an asset. | 10 | 2016-11-22 | 7.4223 | 41.1554 | x | 2 | 5. Severe | 12144 | Reactive Maintenance | 1
1010290 | Emergency Assistance Alarm | C (Poor): Asset is operational but major repair or replacement will be needed. | Category 2 (Necessary): Essential work required to prevent the deterioration of an asset. | 10 | 2023-04-17 | 1.024 | 55.9521 | x | 1 | 5. Severe | 12150 | Reactive Maintenance | 1
1010320 | Distribution Boards | C (Poor): Asset is operational but major repair or replacement will be needed. | Category 2 (Necessary): Essential work required to prevent the deterioration of an asset. | 20 | 2013-09-06 | 10.6338 | 39.3662 | x | 5 | 4. Significant | 10111 | Reactive Maintenance | 3
1010338 | Rack and Pinion Goods Only Hoists - Permanent Installations | C (Poor): Asset is operational but major repair or replacement will be needed. | Category 2 (Necessary): Essential work required to prevent the deterioration of an asset. | 20 | 2010-02-16 | 14.1875 | 35.8125 | x | 5 | 3. Moderate | 12162 | Reactive Maintenance | 7
1010339 | Distribution Boards | C (Poor): Asset is operational but major repair or replacement will be needed. | Category 2 (Necessary): Essential work required to prevent the deterioration of an asset. | 20 | 2007-09-25 | 16.5832 | 41.4168 | x | 1 | 4. Significant | 12163 | Reactive Maintenance | 3
1010349 | LV Battery Tripping Units | C (Poor): Asset is operational but major repair or replacement will be needed. | Category 2 (Necessary): Essential work required to prevent the deterioration of an asset. | 20 | 2018-04-19 | 6.0178 | 51.9822 | x | 1 | 5. Severe | 10099 | Reactive Maintenance | 1
1010353 | LV Battery Tripping Units | C (Poor): Asset is operational but major repair or replacement will be needed. | Category 2 (Necessary): Essential work required to prevent the deterioration of an asset. | 20 | 2022-11-27 | 1.41 | 48.59 | x | 5 | 5. Severe | 10095 | Reactive Maintenance | 1
1010359 | Roller Shutter Doors | D (Very Poor): Asset runs a serious risk of imminent breakdown or poses a health and safety risk. | Category 1 (Urgent): Critical work required to address serious health and safety issues and correct any breach of legislation. | 15 | 2022-07-30 | 1.7385 | 41.682 | x | 1 | 3. Moderate | 10360 | Reactive Maintenance | 7
1010360 | Roller Shutter Doors | D (Very Poor): Asset runs a serious risk of imminent breakdown or poses a health and safety risk. | Category 1 (Urgent): Critical work required to address serious health and safety issues and correct any breach of legislation. | 15 | 2015-12-07 | 8.3833 | 32.8223 | x | 1 | 3. Moderate | 10360 | Reactive Maintenance | 7
1010370 | Distribution Boards | C (Poor): Asset is operational but major repair or replacement will be needed. | Category 2 (Necessary): Essential work required to prevent the deterioration of an asset. | 20 | 2018-08-13 | 5.7002 | 44.2998 | x | 5 | 4. Significant | 10086 | Reactive Maintenance | 3
1010371 | Distribution Boards | C (Poor): Asset is operational but major repair or replacement will be needed. | Category 2 (Necessary): Essential work required to prevent the deterioration of an asset. | 20 | 2016-03-25 | 8.0849 | 41.9151 | x | 5 | 4. Significant | 10086 | Reactive Maintenance | 3
1010384 | Emergency Assistance Alarm | C (Poor): Asset is operational but major repair or replacement will be needed. | Category 2 (Necessary): Essential work required to prevent the deterioration of an asset. | 10 | 2020-09-14 | 3.6112 | 42.7775 | x | 5 | 5. Severe | 10086 | Reactive Maintenance | 1
1010430 | Distribution Boards | C (Poor): Asset is operational but major repair or replacement will be needed. | Category 2 (Necessary): Essential work required to prevent the deterioration of an asset. | 20 | 2021-10-07 | 2.5489 | 47.4511 | x | 5 | 4. Significant | 10086 | Reactive Maintenance | 3
1010434 | Unvented Hot Water Systems | D (Very Poor): Asset runs a serious risk of imminent breakdown or poses a health and safety risk. | Category 1 (Urgent): Critical work required to address serious health and safety issues and correct any breach of legislation. | 25 | 2001-04-10 | 23.0418 | 17.5666 | x | 5 | 4. Significant | 10086 | Reactive Maintenance | 3
1010440 | Unvented Hot Water Systems | D (Very Poor): Asset runs a serious risk of imminent breakdown or poses a health and safety risk. | Category 1 (Urgent): Critical work required to address serious health and safety issues and correct any breach of legislation. | 25 | 2008-08-03 | 15.7262 | 23.419 | x | 5 | 4. Significant | 10086 | Reactive Maintenance | 3
1010445 | Distribution Boards | C (Poor): Asset is operational but major repair or replacement will be needed. | Category 2 (Necessary): Essential work required to prevent the deterioration of an asset. | 20 | 2017-04-21 | 7.0116 | 42.9884 | x | 5 | 4. Significant | 10086 | Reactive Maintenance | 3
1010446 | Distribution Boards | C (Poor): Asset is operational but major repair or replacement will be needed. | Category 2 (Necessary): Essential work required to prevent the deterioration of an asset. | 20 | 2017-09-29 | 6.5708 | 43.4292 | x | 5 | 4. Significant | 10086 | Reactive Maintenance | 3
1010447 | Distribution Boards | C (Poor): Asset is operational but major repair or replacement will be needed. | Category 2 (Necessary): Essential work required to prevent the deterioration of an asset. | 20 | 2017-11-12 | 6.4504 | 43.5496 | x | 5 | 4. Significant | 10086 | Reactive Maintenance | 3
1010482 | Distribution Boards | C (Poor): Asset is operational but major repair or replacement will be needed. | Category 2 (Necessary): Essential work required to prevent the deterioration of an asset. | 20 | 2007-08-19 | 16.6845 | 33.3155 | x | 5 | 4. Significant | 10086 | Reactive Maintenance | 3
1010486 | Air Handling Units - General | D (Very Poor): Asset runs a serious risk of imminent breakdown or poses a health and safety risk. | Category 1 (Urgent): Critical work required to address serious health and safety issues and correct any breach of legislation. | 20 | 2009-06-17 | 14.8556 | 21.1444 | x | 5 | 3. Moderate | 10086 | Reactive Maintenance | 7
1010566 | Unvented Hot Water Systems | D (Very Poor): Asset runs a serious risk of imminent breakdown or poses a health and safety risk. | Category 2 (Necessary): Essential work required to prevent the deterioration of an asset. | 25 | 2006-10-04 | 17.5578 | 30.9537 | x | 4 | 4. Significant | 10134 | Reactive Maintenance | 3
1010568 | Unvented Hot Water Systems | B (Average): Asset is sound, operationally safe and exhibits only minor deterioration. | Category 2 (Necessary): Essential work required to prevent the deterioration of an asset. | 25 | 2006-08-21 | 17.6783 | 51.8574 | x | 4 | 4. Significant | 10134 | Reactive Maintenance | 3
1010570 | Cold Water Storage Tanks and Cisterns | C (Poor): Asset is operational but major repair or replacement will be needed. | Category 2 (Necessary): Essential work required to prevent the deterioration of an asset. | 35 | 1996-10-14 | 27.5291 | 36.2691 | x | 4 | 4. Significant | 10134 | Reactive Maintenance | 3
1010573 | Ventilating Fans - General | C (Poor): Asset is operational but major repair or replacement will be needed. | Category 2 (Necessary): Essential work required to prevent the deterioration of an asset. | 20 | 2007-06-22 | 16.8433 | 37.1567 | x | 3 | 2. Minor | 10125 | Reactive Maintenance | 14
1010574 | Ventilating Fans - General | C (Poor): Asset is operational but major repair or replacement will be needed. | Category 2 (Necessary): Essential work required to prevent the deterioration of an asset. | 20 | 2011-01-01 | 13.3142 | 40.6858 | x | 3 | 2. Minor | 10125 | Reactive Maintenance | 14
1010577 | Unvented Hot Water Systems | C (Poor): Asset is operational but major repair or replacement will be needed. | Category 2 (Necessary): Essential work required to prevent the deterioration of an asset. | 25 | 2000-08-20 | 23.6797 | 35.0563 | x | 3 | 4. Significant | 10125 | Reactive Maintenance | 3
1010616 | Unvented Hot Water Systems | D (Very Poor): Asset runs a serious risk of imminent breakdown or poses a health and safety risk. | Category 1 (Urgent): Critical work required to address serious health and safety issues and correct any breach of legislation. | 25 | 2009-07-26 | 14.7488 | 32.201 | x | 1 | 4. Significant | 10124 | Reactive Maintenance | 3
1010625 | Unvented Hot Water Systems | A (Good): Asset is as new and can be expected to perform adequately to its full normal life if maintained appropriately. | Category 2 (Necessary): Essential work required to prevent the deterioration of an asset. | 25 | 2005-09-08 | 18.6283 | 64.0973 | x | 1 | 4. Significant | 10124 | Reactive Maintenance | 3
1010626 | Traction Lifts | C (Poor): Asset is operational but major repair or replacement will be needed. | Category 2 (Necessary): Essential work required to prevent the deterioration of an asset. | 20 | 2022-07-19 | 1.7687 | 56.2313 | x | 1 | 4. Significant | 10124 | Reactive Maintenance | 3
1010628 | Ring Main Unit | C (Poor): Asset is operational but major repair or replacement will be needed. | Category 2 (Necessary): Essential work required to prevent the deterioration of an asset. | 20 | 2017-11-15 | 6.4422 | 49.5578 | x | 2 | 5. Severe | 10087 | Reactive Maintenance | 1
1010630 | Outstations | C (Poor): Asset is operational but major repair or replacement will be needed. | Category 2 (Necessary): Essential work required to prevent the deterioration of an asset. | 10 | 2019-02-09 | 5.2074 | 45.5852 | x | 2 | 4. Significant | 10087 | Reactive Maintenance | 3
1010631 | Outstations | C (Poor): Asset is operational but major repair or replacement will be needed. | Category 2 (Necessary): Essential work required to prevent the deterioration of an asset. | 10 | 2020-06-28 | 3.8248 | 48.3504 | x | 2 | 4. Significant | 10087 | Reactive Maintenance | 3
1010632 | Distribution Boards | C (Poor): Asset is operational but major repair or replacement will be needed. | Category 2 (Necessary): Essential work required to prevent the deterioration of an asset. | 20 | 2011-06-24 | 12.8378 | 43.1622 | x | 2 | 4. Significant | 10087 | Reactive Maintenance | 3
1010638 | Distribution Boards | C (Poor): Asset is operational but major repair or replacement will be needed. | Category 2 (Necessary): Essential work required to prevent the deterioration of an asset. | 20 | 2012-04-17 | 12.0219 | 39.9781 | x | 4 | 4. Significant | 12166 | Reactive Maintenance | 3
1010639 | Distribution Boards | C (Poor): Asset is operational but major repair or replacement will be needed. | Category 2 (Necessary): Essential work required to prevent the deterioration of an asset. | 20 | 2011-01-03 | 13.3087 | 38.6913 | x | 4 | 4. Significant | 12166 | Reactive Maintenance | 3
1010742 | Room Air Conditioners | D (Very Poor): Asset runs a serious risk of imminent breakdown or poses a health and safety risk. | Category 1 (Urgent): Critical work required to address serious health and safety issues and correct any breach of legislation. | 15 | 2011-09-29 | 12.5722 | 21.2371 | x | 4 | 3. Moderate | 12168 | Reactive Maintenance | 7
1010754 | Unvented Hot Water Systems | C (Poor): Asset is operational but major repair or replacement will be needed. | Category 2 (Necessary): Essential work required to prevent the deterioration of an asset. | 25 | 2001-01-04 | 23.3046 | 33.3563 | x | 4 | 4. Significant | 12175 | Reactive Maintenance | 3
1010756 | Distribution Boards | D (Very Poor): Asset runs a serious risk of imminent breakdown or poses a health and safety risk. | Category 1 (Urgent): Critical work required to address serious health and safety issues and correct any breach of legislation. | 20 | 2013-01-14 | 11.2772 | 26.7228 | x | 4 | 4. Significant | 12177 | Reactive Maintenance | 3
1010757 | Distribution Boards | D (Very Poor): Asset runs a serious risk of imminent breakdown or poses a health and safety risk. | Category 1 (Urgent): Critical work required to address serious health and safety issues and correct any breach of legislation. | 20 | 2011-02-01 | 13.2293 | 24.7707 | x | 4 | 4. Significant | 12177 | Reactive Maintenance | 3
1010758 | Distribution Boards | D (Very Poor): Asset runs a serious risk of imminent breakdown or poses a health and safety risk. | Category 1 (Urgent): Critical work required to address serious health and safety issues and correct any breach of legislation. | 20 | 2009-06-13 | 14.8665 | 23.1335 | x | 4 | 4. Significant | 12177 | Reactive Maintenance | 3
1010759 | Unvented Hot Water Systems | C (Poor): Asset is operational but major repair or replacement will be needed. | Category 2 (Necessary): Essential work required to prevent the deterioration of an asset. | 25 | 2023-06-05 | 0.8898 | 51.2882 | x | 4 | 4. Significant | 12177 | Reactive Maintenance | 3
1010769 | Distribution Boards | C (Poor): Asset is operational but major repair or replacement will be needed. | Category 2 (Necessary): Essential work required to prevent the deterioration of an asset. | 20 | 2009-12-08 | 14.3792 | 37.6208 | x | 4 | 4. Significant | 10018 | Reactive Maintenance | 3
1010770 | Distribution Boards | C (Poor): Asset is operational but major repair or replacement will be needed. | Category 2 (Necessary): Essential work required to prevent the deterioration of an asset. | 20 | 2020-01-20 | 4.2628 | 47.7372 | x | 4 | 4. Significant | 10018 | Reactive Maintenance | 3
1010771 | Distribution Boards | C (Poor): Asset is operational but major repair or replacement will be needed. | Category 2 (Necessary): Essential work required to prevent the deterioration of an asset. | 20 | 2020-06-12 | 3.8686 | 48.1314 | x | 4 | 4. Significant | 10018 | Reactive Maintenance | 3
1010772 | Distribution Boards | C (Poor): Asset is operational but major repair or replacement will be needed. | Category 2 (Necessary): Essential work required to prevent the deterioration of an asset. | 20 | 2012-07-28 | 11.7426 | 40.2574 | x | 4 | 4. Significant | 10018 | Reactive Maintenance | 3
1010774 | Distribution Boards | D (Very Poor): Asset runs a serious risk of imminent breakdown or poses a health and safety risk. | Category 1 (Urgent): Critical work required to address serious health and safety issues and correct any breach of legislation. | 20 | 2004-04-02 | 20.063 | 17.937 | x | 4 | 4. Significant | 12180 | Reactive Maintenance | 3
1010775 | Distribution Boards | D (Very Poor): Asset runs a serious risk of imminent breakdown or poses a health and safety risk. | Category 1 (Urgent): Critical work required to address serious health and safety issues and correct any breach of legislation. | 20 | 2014-07-09 | 9.796 | 28.204 | x | 4 | 4. Significant | 12180 | Reactive Maintenance | 3
1010776 | Distribution Boards | D (Very Poor): Asset runs a serious risk of imminent breakdown or poses a health and safety risk. | Category 1 (Urgent): Critical work required to address serious health and safety issues and correct any breach of legislation. | 20 | 2013-06-05 | 10.8884 | 27.1116 | x | 4 | 4. Significant | 12180 | Reactive Maintenance | 3
1010786 | Expansion Vessels | D (Very Poor): Asset runs a serious risk of imminent breakdown or poses a health and safety risk. | Category 1 (Urgent): Critical work required to address serious health and safety issues and correct any breach of legislation. | 15 | 2015-01-13 | 9.2813 | 25.6249 | x | 4 | 4. Significant | 10002 | Reactive Maintenance | 3
1010787 | Distribution Boards | C (Poor): Asset is operational but major repair or replacement will be needed. | Category 2 (Necessary): Essential work required to prevent the deterioration of an asset. | 20 | 2021-10-02 | 2.5626 | 49.4374 | x | 4 | 4. Significant | 10002 | Reactive Maintenance | 3
1010788 | Distribution Boards | C (Poor): Asset is operational but major repair or replacement will be needed. | Category 2 (Necessary): Essential work required to prevent the deterioration of an asset. | 20 | 2022-02-07 | 2.2122 | 49.7878 | x | 4 | 4. Significant | 10002 | Reactive Maintenance | 3
1010789 | Distribution Boards | C (Poor): Asset is operational but major repair or replacement will be needed. | Category 2 (Necessary): Essential work required to prevent the deterioration of an asset. | 20 | 2010-07-18 | 13.7714 | 38.2286 | x | 4 | 4. Significant | 10002 | Reactive Maintenance | 3
1010790 | Distribution Boards | C (Poor): Asset is operational but major repair or replacement will be needed. | Category 2 (Necessary): Essential work required to prevent the deterioration of an asset. | 20 | 2014-01-04 | 10.3053 | 41.6947 | x | 4 | 4. Significant | 10002 | Reactive Maintenance | 3
1010791 | Distribution Boards | D (Very Poor): Asset runs a serious risk of imminent breakdown or poses a health and safety risk. | Category 1 (Urgent): Critical work required to address serious health and safety issues and correct any breach of legislation. | 20 | 2009-09-13 | 14.6146 | 23.3854 | x | 4 | 4. Significant | 12182 | Reactive Maintenance | 3
1010792 | Distribution Boards | D (Very Poor): Asset runs a serious risk of imminent breakdown or poses a health and safety risk. | Category 1 (Urgent): Critical work required to address serious health and safety issues and correct any breach of legislation. | 20 | 2011-06-08 | 12.8816 | 25.1184 | x | 4 | 4. Significant | 12182 | Reactive Maintenance | 3
1010793 | Distribution Boards | D (Very Poor): Asset runs a serious risk of imminent breakdown or poses a health and safety risk. | Category 1 (Urgent): Critical work required to address serious health and safety issues and correct any breach of legislation. | 20 | 2013-12-31 | 10.3162 | 27.6838 | x | 4 | 4. Significant | 12182 | Reactive Maintenance | 3
1010794 | Distribution Boards | D (Very Poor): Asset runs a serious risk of imminent breakdown or poses a health and safety risk. | Category 1 (Urgent): Critical work required to address serious health and safety issues and correct any breach of legislation. | 20 | 2013-07-08 | 10.7981 | 27.2019 | x | 4 | 4. Significant | 12183 | Reactive Maintenance | 3
1010795 | Distribution Boards | D (Very Poor): Asset runs a serious risk of imminent breakdown or poses a health and safety risk. | Category 1 (Urgent): Critical work required to address serious health and safety issues and correct any breach of legislation. | 20 | 2009-10-21 | 14.5106 | 23.4894 | x | 4 | 4. Significant | 12183 | Reactive Maintenance | 3
1010796 | Distribution Boards | D (Very Poor): Asset runs a serious risk of imminent breakdown or poses a health and safety risk. | Category 1 (Urgent): Critical work required to address serious health and safety issues and correct any breach of legislation. | 20 | 2013-10-16 | 10.5243 | 27.4757 | x | 4 | 4. Significant | 12183 | Reactive Maintenance | 3
1010803 | Distribution Boards | C (Poor): Asset is operational but major repair or replacement will be needed. | Category 2 (Necessary): Essential work required to prevent the deterioration of an asset. | 20 | 2008-05-14 | 15.948 | 36.052 | x | 4 | 4. Significant | 12186 | Reactive Maintenance | 3
1010804 | Distribution Boards | C (Poor): Asset is operational but major repair or replacement will be needed. | Category 2 (Necessary): Essential work required to prevent the deterioration of an asset. | 20 | 2016-11-19 | 7.4305 | 44.5695 | x | 4 | 4. Significant | 12186 | Reactive Maintenance | 3
1010805 | Distribution Boards | C (Poor): Asset is operational but major repair or replacement will be needed. | Category 2 (Necessary): Essential work required to prevent the deterioration of an asset. | 20 | 2004-01-05 | 20.3039 | 31.6961 | x | 4 | 4. Significant | 12186 | Reactive Maintenance | 3
1010806 | Distribution Boards | C (Poor): Asset is operational but major repair or replacement will be needed. | Category 2 (Necessary): Essential work required to prevent the deterioration of an asset. | 20 | 2011-12-31 | 12.3176 | 39.6824 | x | 4 | 4. Significant | 12186 | Reactive Maintenance | 3
1010807 | Distribution Boards | C (Poor): Asset is operational but major repair or replacement will be needed. | Category 2 (Necessary): Essential work required to prevent the deterioration of an asset. | 20 | 2014-11-06 | 9.4675 | 42.5325 | x | 4 | 4. Significant | 12186 | Reactive Maintenance | 3
1010808 | Distribution Boards | C (Poor): Asset is operational but major repair or replacement will be needed. | Category 2 (Necessary): Essential work required to prevent the deterioration of an asset. | 20 | 2017-04-06 | 7.0527 | 44.9473 | x | 4 | 4. Significant | 12186 | Reactive Maintenance | 3
1010809 | Roller Shutter Doors | C (Poor): Asset is operational but major repair or replacement will be needed. | Category 2 (Necessary): Essential work required to prevent the deterioration of an asset. | 15 | 2011-09-27 | 12.5777 | 35.2298 | x | 4 | 3. Moderate | 12187 | Reactive Maintenance | 7
1010810 | Roller Shutter Doors | C (Poor): Asset is operational but major repair or replacement will be needed. | Category 2 (Necessary): Essential work required to prevent the deterioration of an asset. | 15 | 2020-03-08 | 4.1314 | 46.4914 | x | 4 | 3. Moderate | 12187 | Reactive Maintenance | 7
1010811 | Traction Lifts | C (Poor): Asset is operational but major repair or replacement will be needed. | Category 2 (Necessary): Essential work required to prevent the deterioration of an asset. | 20 | 2023-10-25 | 0.50103 | 51.499 | x | 4 | 4. Significant | 12188 | Reactive Maintenance | 3
1010815 | Gas Fire | D (Very Poor): Asset runs a serious risk of imminent breakdown or poses a health and safety risk. | Category 1 (Urgent): Critical work required to address serious health and safety issues and correct any breach of legislation. | 8 | 2021-07-24 | 2.7543 | 31.1143 | x | 4 | 4. Significant | 12192 | Reactive Maintenance | 3
1010816 | Gas Fire | D (Very Poor): Asset runs a serious risk of imminent breakdown or poses a health and safety risk. | Category 1 (Urgent): Critical work required to address serious health and safety issues and correct any breach of legislation. | 8 | 2018-02-25 | 6.1629 | 22.5927 | x | 4 | 4. Significant | 12193 | Reactive Maintenance | 3
1010818 | Cold Water Storage Tanks and Cisterns | C (Poor): Asset is operational but major repair or replacement will be needed. | Category 2 (Necessary): Essential work required to prevent the deterioration of an asset. | 35 | 2016-03-31 | 8.0684 | 51.3895 | x | 2 | 4. Significant | 10025 | Reactive Maintenance | 3
1010820 | Cold Water Storage Tanks and Cisterns | C (Poor): Asset is operational but major repair or replacement will be needed. | Category 2 (Necessary): Essential work required to prevent the deterioration of an asset. | 35 | 2008-03-24 | 16.0876 | 46.8071 | x | 2 | 4. Significant | 10001 | Reactive Maintenance | 3
1010823 | Distribution Boards | D (Very Poor): Asset runs a serious risk of imminent breakdown or poses a health and safety risk. | Category 1 (Urgent): Critical work required to address serious health and safety issues and correct any breach of legislation. | 20 | 2012-08-10 | 11.707 | 30.293 | x | 2 | 4. Significant | 10001 | Reactive Maintenance | 3
1010824 | Distribution Boards | D (Very Poor): Asset runs a serious risk of imminent breakdown or poses a health and safety risk. | Category 1 (Urgent): Critical work required to address serious health and safety issues and correct any breach of legislation. | 20 | 2006-01-01 | 18.3135 | 23.6865 | x | 2 | 4. Significant | 10001 | Reactive Maintenance | 3
1010825 | Distribution Boards | D (Very Poor): Asset runs a serious risk of imminent breakdown or poses a health and safety risk. | Category 1 (Urgent): Critical work required to address serious health and safety issues and correct any breach of legislation. | 20 | 2019-08-19 | 4.6845 | 37.3155 | x | 2 | 4. Significant | 10001 | Reactive Maintenance | 3
1010826 | Trace Heating - Electrical | C (Poor): Asset is operational but major repair or replacement will be needed. | Category 2 (Necessary): Essential work required to prevent the deterioration of an asset. | 20 | 2017-04-22 | 7.0089 | 48.9911 | x | 2 | 4. Significant | 10001 | Reactive Maintenance | 3
1010827 | Trace Heating - Electrical | C (Poor): Asset is operational but major repair or replacement will be needed. | Category 2 (Necessary): Essential work required to prevent the deterioration of an asset. | 20 | 2019-12-02 | 4.397 | 51.603 | x | 2 | 4. Significant | 10001 | Reactive Maintenance | 3
1010829 | Air Handling Units - General | C (Poor): Asset is operational but major repair or replacement will be needed. | Category 2 (Necessary): Essential work required to prevent the deterioration of an asset. | 20 | 2018-05-04 | 5.9767 | 50.0233 | x | 2 | 3. Moderate | 10001 | Reactive Maintenance | 7
1010835 | Distribution Boards | C (Poor): Asset is operational but major repair or replacement will be needed. | Category 2 (Necessary): Essential work required to prevent the deterioration of an asset. | 20 | 2020-03-06 | 4.1369 | 51.8631 | x | 2 | 4. Significant | 12195 | Reactive Maintenance | 3
1010836 | Distribution Boards | C (Poor): Asset is operational but major repair or replacement will be needed. | Category 2 (Necessary): Essential work required to prevent the deterioration of an asset. | 20 | 2022-08-06 | 1.7194 | 54.2806 | x | 2 | 4. Significant | 12195 | Reactive Maintenance | 3
1010837 | Distribution Boards | C (Poor): Asset is operational but major repair or replacement will be needed. | Category 2 (Necessary): Essential work required to prevent the deterioration of an asset. | 20 | 2023-07-28 | 0.7447 | 55.2553 | x | 2 | 4. Significant | 12195 | Reactive Maintenance | 3
1010838 | Electrical Services (excluding Electrical Controllers and Pneumatic Relays) | C (Poor): Asset is operational but major repair or replacement will be needed. | Category 2 (Necessary): Essential work required to prevent the deterioration of an asset. | 15 | 2023-05-17 | 0.94182 | 54.7442 | x | 2 | 4. Significant | 12196 | Reactive Maintenance | 3
1010840 | Vacuum Systems - General | C (Poor): Asset is operational but major repair or replacement will be needed. | Category 2 (Necessary): Essential work required to prevent the deterioration of an asset. | 20 | 2006-01-07 | 18.2971 | 37.7029 | x | 2 | 4. Significant | 10026 | Reactive Maintenance | 3
1010857 | Expansion Vessels | C (Poor): Asset is operational but major repair or replacement will be needed. | Category 2 (Necessary): Essential work required to prevent the deterioration of an asset. | 15 | 2017-10-12 | 6.5352 | 49.2863 | x | 1 | 4. Significant | 10027 | Reactive Maintenance | 3
1010868 | Room Air Conditioners | C (Poor): Asset is operational but major repair or replacement will be needed. | Category 2 (Necessary): Essential work required to prevent the deterioration of an asset. | 15 | 2010-05-17 | 13.9411 | 39.4118 | x | 1 | 3. Moderate | 12199 | Reactive Maintenance | 7
1010876 | Laboratory Fume Cupboard | C (Poor): Asset is operational but major repair or replacement will be needed. | Category 2 (Necessary): Essential work required to prevent the deterioration of an asset. | 15 | 2021-11-10 | 2.4559 | 48.7255 | x | 4 | 4. Significant | 12202 | Reactive Maintenance | 3
1010877 | Laboratory Incubators | C (Poor): Asset is operational but major repair or replacement will be needed. | Category 2 (Necessary): Essential work required to prevent the deterioration of an asset. | 15 | 2011-10-20 | 12.5147 | 35.3137 | x | 4 | 3. Moderate | 12202 | Reactive Maintenance | 7
1010878 | Laboratory Fume Cupboard | C (Poor): Asset is operational but major repair or replacement will be needed. | Category 2 (Necessary): Essential work required to prevent the deterioration of an asset. | 15 | 2013-08-31 | 10.6502 | 37.7997 | x | 4 | 4. Significant | 12203 | Reactive Maintenance | 3
1010899 | Meter Reading - Electric | C (Poor): Asset is operational but major repair or replacement will be needed. | Category 2 (Necessary): Essential work required to prevent the deterioration of an asset. | 20 | 2005-07-23 | 18.757 | 33.243 | x | 4 | 2. Minor | 12204 | Reactive Maintenance | 14
1010900 | Meter Reading - Electric | C (Poor): Asset is operational but major repair or replacement will be needed. | Category 2 (Necessary): Essential work required to prevent the deterioration of an asset. | 20 | 2012-09-03 | 11.6413 | 40.3587 | x | 4 | 2. Minor | 12204 | Reactive Maintenance | 14
1010901 | Meter Reading - Electric | C (Poor): Asset is operational but major repair or replacement will be needed. | Category 2 (Necessary): Essential work required to prevent the deterioration of an asset. | 20 | 2007-10-29 | 16.4901 | 35.5099 | x | 4 | 2. Minor | 12204 | Reactive Maintenance | 14
1010906 | Hot Water Calorifiers - Heated by Electricity | C (Poor): Asset is operational but major repair or replacement will be needed. | Category 2 (Necessary): Essential work required to prevent the deterioration of an asset. | 25 | 2015-12-18 | 8.3532 | 49.3175 | x | 2 | 4. Significant | 10031 | Reactive Maintenance | 3
1010913 | Electrical Services (excluding Electrical Controllers and Pneumatic Relays) | C (Poor): Asset is operational but major repair or replacement will be needed. | Category 2 (Necessary): Essential work required to prevent the deterioration of an asset. | 15 | 2014-06-09 | 9.8782 | 42.8291 | x | 2 | 4. Significant | 10031 | Reactive Maintenance | 3
1010918 | Cold Water Storage Tanks and Cisterns | C (Poor): Asset is operational but major repair or replacement will be needed. | Category 2 (Necessary): Essential work required to prevent the deterioration of an asset. | 20 | 2013-02-03 | 11.2225 | 44.7775 | x | 2 | 4. Significant | 10031 | Reactive Maintenance | 3
1010919 | Electric Immersion Water | D (Very Poor): Asset runs a serious risk of imminent breakdown or poses a health and safety risk. | Category 1 (Urgent): Critical work required to address serious health and safety issues and correct any breach of legislation. | 15 | 2011-05-12 | 12.9555 | 24.726 | x | 2 | 3. Moderate | 10031 | Reactive Maintenance | 7
1010920 | Expansion Vessels | C (Poor): Asset is operational but major repair or replacement will be needed. | Category 2 (Necessary): Essential work required to prevent the deterioration of an asset. | 15 | 2017-11-05 | 6.4695 | 47.3739 | x | 2 | 4. Significant | 10031 | Reactive Maintenance | 3
1010921 | Laboratory Incubators | C (Poor): Asset is operational but major repair or replacement will be needed. | Category 2 (Necessary): Essential work required to prevent the deterioration of an asset. | 15 | 2015-02-22 | 9.1718 | 45.7709 | x | 1 | 3. Moderate | 12206 | Reactive Maintenance | 7
1010926 | Electrical Services (excluding Electrical Controllers and Pneumatic Relays) | C (Poor): Asset is operational but major repair or replacement will be needed. | Category 2 (Necessary): Essential work required to prevent the deterioration of an asset. | 15 | 2011-05-31 | 12.9035 | 38.7953 | x | 2 | 4. Significant | 10031 | Reactive Maintenance | 3
1010927 | Electrical Services (excluding Electrical Controllers and Pneumatic Relays) | C (Poor): Asset is operational but major repair or replacement will be needed. | Category 2 (Necessary): Essential work required to prevent the deterioration of an asset. | 15 | 2019-07-27 | 4.7474 | 49.6701 | x | 2 | 4. Significant | 10031 | Reactive Maintenance | 3
1010928 | Meter Reading - Water | D (Very Poor): Asset runs a serious risk of imminent breakdown or poses a health and safety risk. | Category 1 (Urgent): Critical work required to address serious health and safety issues and correct any breach of legislation. | 20 | 2012-05-12 | 11.9535 | 30.0465 | x | 2 | 2. Minor | 10031 | Reactive Maintenance | 14
1010934 | Gas Detection/Flammable | D (Very Poor): Asset runs a serious risk of imminent breakdown or poses a health and safety risk. | Category 1 (Urgent): Critical work required to address serious health and safety issues and correct any breach of legislation. | 15 | 2017-09-01 | 6.6475 | 35.1367 | x | 1 | 5. Severe | 12209 | Reactive Maintenance | 1
1010935 | Gas Detector Sensors/Carbon Monoxide Sensors | D (Very Poor): Asset runs a serious risk of imminent breakdown or poses a health and safety risk. | Category 1 (Urgent): Critical work required to address serious health and safety issues and correct any breach of legislation. | 8 | 2022-04-25 | 2.0014 | 38.9966 | x | 1 | 5. Severe | 12210 | Reactive Maintenance | 1
1010939 | Laboratory Incubators | D (Very Poor): Asset runs a serious risk of imminent breakdown or poses a health and safety risk. | Category 1 (Urgent): Critical work required to address serious health and safety issues and correct any breach of legislation. | 15 | 2012-05-12 | 11.9535 | 28.0621 | x | 1 | 3. Moderate | 12212 | Reactive Maintenance | 7
1010949 | laboratory autoclaves | C (Poor): Asset is operational but major repair or replacement will be needed. | Category 2 (Necessary): Essential work required to prevent the deterioration of an asset. | 15 | 2014-01-21 | 10.2587 | 38.3217 | x | 4 | 3. Moderate | 12216 | Reactive Maintenance | 7
1010963 | Fire Alarm System | C (Poor): Asset is operational but major repair or replacement will be needed. | Category 2 (Necessary): Essential work required to prevent the deterioration of an asset. | 15 | 2023-11-19 | 0.43258 | 51.4232 | x | 4 | 5. Severe | 12223 | Reactive Maintenance | 1
1010966 | Reverse Osmosis | C (Poor): Asset is operational but major repair or replacement will be needed. | Category 2 (Necessary): Essential work required to prevent the deterioration of an asset. | 10 | 2022-11-14 | 1.4456 | 49.1088 | x | 4 | 4. Significant | 10116 | Reactive Maintenance | 3
1010967 | Gas Detector Sensors/Carbon Monoxide Sensors | C (Poor): Asset is operational but major repair or replacement will be needed. | Category 2 (Necessary): Essential work required to prevent the deterioration of an asset. | 8 | 2017-10-09 | 6.5435 | 35.6413 | x | 4 | 5. Severe | 10118 | Reactive Maintenance | 1
1010973 | Laboratory Incubators | C (Poor): Asset is operational but major repair or replacement will be needed. | Category 2 (Necessary): Essential work required to prevent the deterioration of an asset. | 15 | 2011-08-07 | 12.7173 | 35.0436 | x | 4 | 3. Moderate | 10112 | Reactive Maintenance | 7
1010974 | Laboratory Incubators | C (Poor): Asset is operational but major repair or replacement will be needed. | Category 2 (Necessary): Essential work required to prevent the deterioration of an asset. | 15 | 2010-01-08 | 14.2943 | 32.9409 | x | 4 | 3. Moderate | 10112 | Reactive Maintenance | 7
1010976 | Insect Killer | C (Poor): Asset is operational but major repair or replacement will be needed. | Category 2 (Necessary): Essential work required to prevent the deterioration of an asset. | 8 | 2018-01-15 | 6.2752 | 36.3121 | x | 4 | 2. Minor | 12226 | Reactive Maintenance | 14
1010978 | Room Air Conditioners | C (Poor): Asset is operational but major repair or replacement will be needed. | Category 2 (Necessary): Essential work required to prevent the deterioration of an asset. | 15 | 2015-03-22 | 9.0951 | 39.8731 | x | 4 | 3. Moderate | 10121 | Reactive Maintenance | 7
1010984 | Cold Rooms | C (Poor): Asset is operational but major repair or replacement will be needed. | Category 2 (Necessary): Essential work required to prevent the deterioration of an asset. | 15 | 2016-07-19 | 7.7673 | 41.6436 | x | 4 | 4. Significant | 12229 | Reactive Maintenance | 3
1010985 | Cold Rooms | C (Poor): Asset is operational but major repair or replacement will be needed. | Category 2 (Necessary): Essential work required to prevent the deterioration of an asset. | 15 | 2020-07-18 | 3.77 | 46.9733 | x | 4 | 4. Significant | 12230 | Reactive Maintenance | 3
1010987 | Reverse Osmosis | C (Poor): Asset is operational but major repair or replacement will be needed. | Category 2 (Necessary): Essential work required to prevent the deterioration of an asset. | 10 | 2023-12-02 | 0.39699 | 51.206 | x | 4 | 4. Significant | 10120 | Reactive Maintenance | 3
1010989 | Gas Detector Sensors/Carbon Monoxide Sensors | C (Poor): Asset is operational but major repair or replacement will be needed. | Category 2 (Necessary): Essential work required to prevent the deterioration of an asset. | 8 | 2022-06-10 | 1.8754 | 47.3114 | x | 4 | 5. Severe | 10120 | Reactive Maintenance | 1
1010991 | Packaged Chiller Units | C (Poor): Asset is operational but major repair or replacement will be needed. | Category 2 (Necessary): Essential work required to prevent the deterioration of an asset. | 20 | 2011-05-16 | 12.9446 | 39.0554 | x | 4 | 4. Significant | 10112 | Reactive Maintenance | 3
1010992 | Outstations | C (Poor): Asset is operational but major repair or replacement will be needed. | Category 2 (Necessary): Essential work required to prevent the deterioration of an asset. | 10 | 2023-07-01 | 0.81862 | 50.3628 | x | 4 | 4. Significant | 10114 | Reactive Maintenance | 3
1010993 | Gas Detector Sensors/Carbon Monoxide Sensors | C (Poor): Asset is operational but major repair or replacement will be needed. | Category 2 (Necessary): Essential work required to prevent the deterioration of an asset. | 8 | 2023-07-06 | 0.80493 | 49.9877 | x | 4 | 5. Severe | 10114 | Reactive Maintenance | 1
1010997 | Traction Lifts | C (Poor): Asset is operational but major repair or replacement will be needed. | Category 2 (Necessary): Essential work required to prevent the deterioration of an asset. | 20 | 2005-02-05 | 19.217 | 32.783 | x | 4 | 4. Significant | 12234 | Reactive Maintenance | 3
1010998 | Atmospheric Gas Burners | C (Poor): Asset is operational but major repair or replacement will be needed. | Category 2 (Necessary): Essential work required to prevent the deterioration of an asset. | 20 | 2006-12-31 | 17.3169 | 40.6831 | x | 1 | 4. Significant | 10113 | Reactive Maintenance | 3
1010999 | Atmospheric Gas Burners | C (Poor): Asset is operational but major repair or replacement will be needed. | Category 2 (Necessary): Essential work required to prevent the deterioration of an asset. | 20 | 2004-03-08 | 20.1314 | 37.8686 | x | 1 | 4. Significant | 10113 | Reactive Maintenance | 3
1011000 | Atmospheric Gas Burners | C (Poor): Asset is operational but major repair or replacement will be needed. | Category 2 (Necessary): Essential work required to prevent the deterioration of an asset. | 20 | 2014-09-12 | 9.6181 | 48.3819 | x | 1 | 4. Significant | 10113 | Reactive Maintenance | 3
1011002 | Water Buffer/Surge Tanks | C (Poor): Asset is operational but major repair or replacement will be needed. | Category 2 (Necessary): Essential work required to prevent the deterioration of an asset. | 25 | 2018-07-31 | 5.7358 | 53.4114 | x | 1 | 4. Significant | 10113 | Reactive Maintenance | 3
1011009 | Air Handling Units - General | C (Poor): Asset is operational but major repair or replacement will be needed. | Category 2 (Necessary): Essential work required to prevent the deterioration of an asset. | 20 | 2006-01-31 | 18.2313 | 39.7687 | x | 1 | 3. Moderate | 10113 | Reactive Maintenance | 7
1011014 | Air Handling Units - General | C (Poor): Asset is operational but major repair or replacement will be needed. | Category 2 (Necessary): Essential work required to prevent the deterioration of an asset. | 20 | 2019-01-28 | 5.2402 | 52.7598 | x | 1 | 3. Moderate | 10113 | Reactive Maintenance | 7
1011015 | Air Handling Units - General | C (Poor): Asset is operational but major repair or replacement will be needed. | Category 2 (Necessary): Essential work required to prevent the deterioration of an asset. | 20 | 2007-12-08 | 16.3806 | 41.6194 | x | 1 | 3. Moderate | 10113 | Reactive Maintenance | 7
1011016 | Air Handling Units - General | C (Poor): Asset is operational but major repair or replacement will be needed. | Category 2 (Necessary): Essential work required to prevent the deterioration of an asset. | 20 | 2016-01-29 | 8.2382 | 49.7618 | x | 1 | 3. Moderate | 10113 | Reactive Maintenance | 7
1011017 | Air Handling Units - General | C (Poor): Asset is operational but major repair or replacement will be needed. | Category 2 (Necessary): Essential work required to prevent the deterioration of an asset. | 20 | 2007-07-04 | 16.8104 | 41.1896 | x | 1 | 3. Moderate | 10113 | Reactive Maintenance | 7
1011018 | Air Handling Units - General | C (Poor): Asset is operational but major repair or replacement will be needed. | Category 2 (Necessary): Essential work required to prevent the deterioration of an asset. | 20 | 2008-12-14 | 15.3621 | 42.6379 | x | 1 | 3. Moderate | 10113 | Reactive Maintenance | 7
1011019 | Air Handling Units - General | C (Poor): Asset is operational but major repair or replacement will be needed. | Category 2 (Necessary): Essential work required to prevent the deterioration of an asset. | 20 | 2014-08-22 | 9.6756 | 48.3244 | x | 1 | 3. Moderate | 10113 | Reactive Maintenance | 7
1011020 | Air Handling Units - General | C (Poor): Asset is operational but major repair or replacement will be needed. | Category 2 (Necessary): Essential work required to prevent the deterioration of an asset. | 20 | 2018-11-21 | 5.4264 | 52.5736 | x | 1 | 3. Moderate | 10113 | Reactive Maintenance | 7
1011021 | Air Handling Units - General | C (Poor): Asset is operational but major repair or replacement will be needed. | Category 2 (Necessary): Essential work required to prevent the deterioration of an asset. | 20 | 2015-07-05 | 8.8077 | 49.1923 | x | 1 | 3. Moderate | 10113 | Reactive Maintenance | 7
1011022 | Air Handling Units - General | C (Poor): Asset is operational but major repair or replacement will be needed. | Category 2 (Necessary): Essential work required to prevent the deterioration of an asset. | 20 | 2008-08-05 | 15.7207 | 42.2793 | x | 1 | 3. Moderate | 10113 | Reactive Maintenance | 7
1011023 | Air Handling Units - General | C (Poor): Asset is operational but major repair or replacement will be needed. | Category 2 (Necessary): Essential work required to prevent the deterioration of an asset. | 20 | 2005-01-29 | 19.2361 | 38.7639 | x | 1 | 3. Moderate | 10113 | Reactive Maintenance | 7
1011030 | Pressurisation Units - Chilled Water, Condenser Water and LTHW Types | D (Very Poor): Asset runs a serious risk of imminent breakdown or poses a health and safety risk. | Category 1 (Urgent): Critical work required to address serious health and safety issues and correct any breach of legislation. | 15 | 2013-12-25 | 10.3326 | 30.2231 | x | 1 | 4. Significant | 10113 | Reactive Maintenance | 3
1011031 | Expansion Vessels | C (Poor): Asset is operational but major repair or replacement will be needed. | Category 2 (Necessary): Essential work required to prevent the deterioration of an asset. | 15 | 2021-10-03 | 2.5599 | 54.5868 | x | 1 | 4. Significant | 10113 | Reactive Maintenance | 3
1011032 | Outstations | C (Poor): Asset is operational but major repair or replacement will be needed. | Category 2 (Necessary): Essential work required to prevent the deterioration of an asset. | 10 | 2015-04-27 | 8.9966 | 40.0068 | x | 1 | 4. Significant | 10113 | Reactive Maintenance | 3
1011033 | Outstations | C (Poor): Asset is operational but major repair or replacement will be needed. | Category 2 (Necessary): Essential work required to prevent the deterioration of an asset. | 10 | 2023-04-05 | 1.0568 | 55.8864 | x | 1 | 4. Significant | 10113 | Reactive Maintenance | 3
1011034 | Expansion Vessels | C (Poor): Asset is operational but major repair or replacement will be needed. | Category 2 (Necessary): Essential work required to prevent the deterioration of an asset. | 15 | 2018-03-18 | 6.1054 | 49.8595 | x | 1 | 4. Significant | 10113 | Reactive Maintenance | 3
1011035 | Air Compressors and Receivers | C (Poor): Asset is operational but major repair or replacement will be needed. | Category 2 (Necessary): Essential work required to prevent the deterioration of an asset. | 20 | 2007-09-16 | 16.6078 | 41.3922 | x | 1 | 3. Moderate | 10113 | Reactive Maintenance | 7
1011036 | Air Handling Units - General | C (Poor): Asset is operational but major repair or replacement will be needed. | Category 2 (Necessary): Essential work required to prevent the deterioration of an asset. | 20 | 2018-05-15 | 5.9466 | 52.0534 | x | 1 | 3. Moderate | 10113 | Reactive Maintenance | 7
1011037 | Air Handling Units - General | C (Poor): Asset is operational but major repair or replacement will be needed. | Category 2 (Necessary): Essential work required to prevent the deterioration of an asset. | 20 | 2004-09-30 | 19.5674 | 38.4326 | x | 1 | 3. Moderate | 10113 | Reactive Maintenance | 7
1011046 | Ventilating Fans - General | C (Poor): Asset is operational but major repair or replacement will be needed. | Category 2 (Necessary): Essential work required to prevent the deterioration of an asset. | 20 | 2011-08-04 | 12.7255 | 45.2745 | x | 1 | 2. Minor | 10113 | Reactive Maintenance | 14
1011047 | Ventilating Fans - General | C (Poor): Asset is operational but major repair or replacement will be needed. | Category 2 (Necessary): Essential work required to prevent the deterioration of an asset. | 20 | 2014-09-27 | 9.577 | 48.423 | x | 1 | 2. Minor | 10113 | Reactive Maintenance | 14
1011048 | Ventilating Fans - General | C (Poor): Asset is operational but major repair or replacement will be needed. | Category 2 (Necessary): Essential work required to prevent the deterioration of an asset. | 20 | 2009-01-17 | 15.269 | 42.731 | x | 1 | 2. Minor | 10113 | Reactive Maintenance | 14
1011050 | Cold Rooms | C (Poor): Asset is operational but major repair or replacement will be needed. | Category 2 (Necessary): Essential work required to prevent the deterioration of an asset. | 15 | 2021-08-01 | 2.7324 | 48.3568 | x | 4 | 4. Significant | 12237 | Reactive Maintenance | 3
1011052 | Automated Swing Gates (Yard Gates) | C (Poor): Asset is operational but major repair or replacement will be needed. | Category 2 (Necessary): Essential work required to prevent the deterioration of an asset. | 20 | 2009-12-18 | 14.3518 | 39.6482 | x | 3 | 3. Moderate | 12238 | Reactive Maintenance | 7
1011053 | Traction Lifts | C (Poor): Asset is operational but major repair or replacement will be needed. | Category 2 (Necessary): Essential work required to prevent the deterioration of an asset. | 20 | 2018-12-18 | 5.3525 | 48.6475 | x | 3 | 4. Significant | 12239 | Reactive Maintenance | 3
1011054 | Automated Swing Gates (Yard Gates) | C (Poor): Asset is operational but major repair or replacement will be needed. | Category 2 (Necessary): Essential work required to prevent the deterioration of an asset. | 20 | 2023-04-01 | 1.0678 | 52.9322 | x | 3 | 3. Moderate | 12238 | Reactive Maintenance | 7
1011055 | Automated Swing Gates (Yard Gates) | C (Poor): Asset is operational but major repair or replacement will be needed. | Category 2 (Necessary): Essential work required to prevent the deterioration of an asset. | 20 | 2019-02-10 | 5.2047 | 48.7953 | x | 3 | 3. Moderate | 12238 | Reactive Maintenance | 7
1011056 | Distribution Boards | C (Poor): Asset is operational but major repair or replacement will be needed. | Category 2 (Necessary): Essential work required to prevent the deterioration of an asset. | 20 | 2014-09-08 | 9.629 | 42.371 | x | 4 | 4. Significant | 12012 | Reactive Maintenance | 3
1011057 | Automated Swing Gates (Yard Gates) | C (Poor): Asset is operational but major repair or replacement will be needed. | Category 2 (Necessary): Essential work required to prevent the deterioration of an asset. | 20 | 2010-03-30 | 14.0726 | 39.9274 | x | 3 | 3. Moderate | 12238 | Reactive Maintenance | 7
1011061 | Distribution Boards | C (Poor): Asset is operational but major repair or replacement will be needed. | Category 2 (Necessary): Essential work required to prevent the deterioration of an asset. | 20 | 2004-04-06 | 20.052 | 33.948 | x | 3 | 4. Significant | 12240 | Reactive Maintenance | 3
1011065 | Kitchen Hood Fire Suppression | C (Poor): Asset is operational but major repair or replacement will be needed. | Category 2 (Necessary): Essential work required to prevent the deterioration of an asset. | 20 | 2008-05-25 | 15.9179 | 38.0821 | x | 3 | 5. Severe | 12238 | Reactive Maintenance | 1
1011090 | Cold Rooms | C (Poor): Asset is operational but major repair or replacement will be needed. | Category 2 (Necessary): Essential work required to prevent the deterioration of an asset. | 15 | 2014-05-01 | 9.9849 | 40.6867 | x | 3 | 4. Significant | 12245 | Reactive Maintenance | 3
1011091 | Cold Rooms | C (Poor): Asset is operational but major repair or replacement will be needed. | Category 2 (Necessary): Essential work required to prevent the deterioration of an asset. | 15 | 2023-12-30 | 0.32033 | 53.5729 | x | 3 | 4. Significant | 12246 | Reactive Maintenance | 3
1011094 | Cold Rooms | C (Poor): Asset is operational but major repair or replacement will be needed. | Category 2 (Necessary): Essential work required to prevent the deterioration of an asset. | 15 | 2020-04-04 | 4.0575 | 48.59 | x | 3 | 4. Significant | 12249 | Reactive Maintenance | 3
1011095 | Fridges, Freezers and Blast Chillers | C (Poor): Asset is operational but major repair or replacement will be needed. | Category 2 (Necessary): Essential work required to prevent the deterioration of an asset. | 10 | 2015-04-17 | 9.024 | 35.9521 | x | 3 | 4. Significant | 12248 | Reactive Maintenance | 3
1011096 | Roller Shutter Doors | D (Very Poor): Asset runs a serious risk of imminent breakdown or poses a health and safety risk. | Category 1 (Urgent): Critical work required to address serious health and safety issues and correct any breach of legislation. | 15 | 2011-12-08 | 12.3806 | 23.4926 | x | 3 | 3. Moderate | 12241 | Reactive Maintenance | 7
1011100 | Traction Lifts | C (Poor): Asset is operational but major repair or replacement will be needed. | Category 2 (Necessary): Essential work required to prevent the deterioration of an asset. | 20 | 2013-08-28 | 10.6585 | 43.3415 | x | 3 | 4. Significant | 12250 | Reactive Maintenance | 3
1011101 | Distribution Boards | C (Poor): Asset is operational but major repair or replacement will be needed. | Category 2 (Necessary): Essential work required to prevent the deterioration of an asset. | 20 | 2013-06-14 | 10.8638 | 43.1362 | x | 3 | 4. Significant | 12251 | Reactive Maintenance | 3
1011102 | Distribution Boards | C (Poor): Asset is operational but major repair or replacement will be needed. | Category 2 (Necessary): Essential work required to prevent the deterioration of an asset. | 20 | 2010-08-28 | 13.6591 | 40.3409 | x | 3 | 4. Significant | 12251 | Reactive Maintenance | 3
1011104 | Room Air Conditioners | D (Very Poor): Asset runs a serious risk of imminent breakdown or poses a health and safety risk. | Category 1 (Urgent): Critical work required to address serious health and safety issues and correct any breach of legislation. | 15 | 2016-01-03 | 8.3094 | 32.9208 | x | 1 | 3. Moderate | 12252 | Reactive Maintenance | 7
1011108 | Distribution Boards | C (Poor): Asset is operational but major repair or replacement will be needed. | Category 2 (Necessary): Essential work required to prevent the deterioration of an asset. | 20 | 2014-10-31 | 9.4839 | 48.5161 | x | 1 | 4. Significant | 12253 | Reactive Maintenance | 3
1011109 | Distribution Boards | C (Poor): Asset is operational but major repair or replacement will be needed. | Category 2 (Necessary): Essential work required to prevent the deterioration of an asset. | 20 | 2012-02-03 | 12.2245 | 45.7755 | x | 1 | 4. Significant | 12253 | Reactive Maintenance | 3
1011110 | Distribution Boards | C (Poor): Asset is operational but major repair or replacement will be needed. | Category 2 (Necessary): Essential work required to prevent the deterioration of an asset. | 20 | 2023-09-08 | 0.62971 | 57.3703 | x | 1 | 4. Significant | 12253 | Reactive Maintenance | 3
1011111 | Distribution Boards | C (Poor): Asset is operational but major repair or replacement will be needed. | Category 2 (Necessary): Essential work required to prevent the deterioration of an asset. | 20 | 2015-07-11 | 8.7912 | 49.2088 | x | 1 | 4. Significant | 12253 | Reactive Maintenance | 3
1011112 | Distribution Boards | C (Poor): Asset is operational but major repair or replacement will be needed. | Category 2 (Necessary): Essential work required to prevent the deterioration of an asset. | 20 | 2016-10-24 | 7.5017 | 50.4983 | x | 1 | 4. Significant | 12253 | Reactive Maintenance | 3
1011113 | Distribution Boards | C (Poor): Asset is operational but major repair or replacement will be needed. | Category 2 (Necessary): Essential work required to prevent the deterioration of an asset. | 20 | 2015-10-22 | 8.5092 | 49.4908 | x | 1 | 4. Significant | 12253 | Reactive Maintenance | 3
1011114 | Distribution Boards | C (Poor): Asset is operational but major repair or replacement will be needed. | Category 2 (Necessary): Essential work required to prevent the deterioration of an asset. | 20 | 2015-09-03 | 8.6434 | 49.3566 | x | 1 | 4. Significant | 12253 | Reactive Maintenance | 3
1011115 | Distribution Boards | C (Poor): Asset is operational but major repair or replacement will be needed. | Category 2 (Necessary): Essential work required to prevent the deterioration of an asset. | 20 | 2018-11-07 | 5.4648 | 52.5352 | x | 1 | 4. Significant | 12253 | Reactive Maintenance | 3
1011116 | Distribution Boards | C (Poor): Asset is operational but major repair or replacement will be needed. | Category 2 (Necessary): Essential work required to prevent the deterioration of an asset. | 20 | 2009-10-27 | 14.4942 | 43.5058 | x | 1 | 4. Significant | 12253 | Reactive Maintenance | 3
1011120 | Room Air Conditioners | D (Very Poor): Asset runs a serious risk of imminent breakdown or poses a health and safety risk. | Category 1 (Urgent): Critical work required to address serious health and safety issues and correct any breach of legislation. | 15 | 2023-02-20 | 1.1773 | 42.4303 | x | 1 | 3. Moderate | 12252 | Reactive Maintenance | 7
1011121 | Room Air Conditioners | D (Very Poor): Asset runs a serious risk of imminent breakdown or poses a health and safety risk. | Category 1 (Urgent): Critical work required to address serious health and safety issues and correct any breach of legislation. | 15 | 2011-08-05 | 12.7228 | 27.0363 | x | 1 | 3. Moderate | 12252 | Reactive Maintenance | 7
1011122 | Room Air Conditioners | D (Very Poor): Asset runs a serious risk of imminent breakdown or poses a health and safety risk. | Category 1 (Urgent): Critical work required to address serious health and safety issues and correct any breach of legislation. | 15 | 2019-01-17 | 5.2704 | 36.9728 | x | 1 | 3. Moderate | 12254 | Reactive Maintenance | 7
1011123 | Room Air Conditioners | D (Very Poor): Asset runs a serious risk of imminent breakdown or poses a health and safety risk. | Category 1 (Urgent): Critical work required to address serious health and safety issues and correct any breach of legislation. | 15 | 2022-11-23 | 1.4209 | 42.1054 | x | 1 | 3. Moderate | 12254 | Reactive Maintenance | 7
1011124 | Electrical Services (excluding Electrical Controllers and Pneumatic Relays) | C (Poor): Asset is operational but major repair or replacement will be needed. | Category 2 (Necessary): Essential work required to prevent the deterioration of an asset. | 15 | 2021-04-23 | 3.0062 | 45.9918 | x | 5 | 4. Significant | 10137 | Reactive Maintenance | 3
1011132 | Cold Rooms | D (Very Poor): Asset runs a serious risk of imminent breakdown or poses a health and safety risk. | Category 1 (Urgent): Critical work required to address serious health and safety issues and correct any breach of legislation. | 15 | 2012-04-19 | 12.0164 | 21.9781 | x | 4 | 4. Significant | 12256 | Reactive Maintenance | 3
1011175 | Fire Alarm System | C (Poor): Asset is operational but major repair or replacement will be needed. | Category 2 (Necessary): Essential work required to prevent the deterioration of an asset. | 15 | 2023-04-22 | 1.0103 | 54.653 | x | 2 | 5. Severe | 11953 | Reactive Maintenance | 1
1011180 | Distribution Boards | C (Poor): Asset is operational but major repair or replacement will be needed. | Category 2 (Necessary): Essential work required to prevent the deterioration of an asset. | 20 | 2021-06-09 | 2.8775 | 49.1225 | x | 4 | 4. Significant | 12204 | Reactive Maintenance | 3
1011181 | Distribution Boards | C (Poor): Asset is operational but major repair or replacement will be needed. | Category 2 (Necessary): Essential work required to prevent the deterioration of an asset. | 20 | 2015-12-09 | 8.3778 | 43.6222 | x | 4 | 4. Significant | 12204 | Reactive Maintenance | 3
1011182 | Distribution Boards | C (Poor): Asset is operational but major repair or replacement will be needed. | Category 2 (Necessary): Essential work required to prevent the deterioration of an asset. | 20 | 2006-10-29 | 17.4894 | 34.5106 | x | 4 | 4. Significant | 12204 | Reactive Maintenance | 3
1011183 | Distribution Boards | C (Poor): Asset is operational but major repair or replacement will be needed. | Category 2 (Necessary): Essential work required to prevent the deterioration of an asset. | 20 | 2019-05-12 | 4.9555 | 47.0445 | x | 4 | 4. Significant | 12204 | Reactive Maintenance | 3
1011184 | Distribution Boards | C (Poor): Asset is operational but major repair or replacement will be needed. | Category 2 (Necessary): Essential work required to prevent the deterioration of an asset. | 20 | 2018-09-20 | 5.5962 | 46.4038 | x | 4 | 4. Significant | 12204 | Reactive Maintenance | 3
1011185 | Distribution Boards | C (Poor): Asset is operational but major repair or replacement will be needed. | Category 2 (Necessary): Essential work required to prevent the deterioration of an asset. | 20 | 2021-07-24 | 2.7543 | 49.2457 | x | 4 | 4. Significant | 12204 | Reactive Maintenance | 3
1011186 | Distribution Boards | C (Poor): Asset is operational but major repair or replacement will be needed. | Category 2 (Necessary): Essential work required to prevent the deterioration of an asset. | 20 | 2008-12-05 | 15.3867 | 36.6133 | x | 4 | 4. Significant | 12204 | Reactive Maintenance | 3
1011190 | Maximum Demand and Power Factor Correction | C (Poor): Asset is operational but major repair or replacement will be needed. | Category 2 (Necessary): Essential work required to prevent the deterioration of an asset. | 20 | 2021-12-21 | 2.3436 | 49.6564 | x | 4 | 4. Significant | 12204 | Reactive Maintenance | 3
1011192 | Maximum Demand and Power Factor Correction | C (Poor): Asset is operational but major repair or replacement will be needed. | Category 2 (Necessary): Essential work required to prevent the deterioration of an asset. | 20 | 2014-10-28 | 9.4921 | 48.5079 | x | 1 | 4. Significant | 10113 | Reactive Maintenance | 3
1011196 | Fire Alarm System | C (Poor): Asset is operational but major repair or replacement will be needed. | Category 2 (Necessary): Essential work required to prevent the deterioration of an asset. | 15 | 2013-02-11 | 11.2005 | 39.0659 | x | 3 | 5. Severe | 12266 | Reactive Maintenance | 1
1011208 | Ring Main Unit | C (Poor): Asset is operational but major repair or replacement will be needed. | Category 2 (Necessary): Essential work required to prevent the deterioration of an asset. | 20 | 2007-01-02 | 17.3114 | 36.6886 | x | 3 | 5. Severe | 10140 | Reactive Maintenance | 1
1011215 | Pumps - General | C (Poor): Asset is operational but major repair or replacement will be needed. | Category 2 (Necessary): Essential work required to prevent the deterioration of an asset. | 20 | 2011-08-30 | 12.6543 | 41.3457 | x | 3 | 4. Significant | 12270 | Reactive Maintenance | 3
1011216 | Cold Rooms | C (Poor): Asset is operational but major repair or replacement will be needed. | Category 2 (Necessary): Essential work required to prevent the deterioration of an asset. | 15 | 2012-09-26 | 11.5784 | 38.5622 | x | 3 | 4. Significant | 12271 | Reactive Maintenance | 3
1011217 | Electrical Services (excluding Electrical Controllers and Pneumatic Relays) | C (Poor): Asset is operational but major repair or replacement will be needed. | Category 2 (Necessary): Essential work required to prevent the deterioration of an asset. | 15 | 2023-12-01 | 0.39973 | 53.467 | x | 3 | 4. Significant | 12269 | Reactive Maintenance | 3
1011218 | Insect Killer | C (Poor): Asset is operational but major repair or replacement will be needed. | Category 2 (Necessary): Essential work required to prevent the deterioration of an asset. | 8 | 2019-05-18 | 4.9391 | 41.6523 | x | 3 | 2. Minor | 12268 | Reactive Maintenance | 14
1011225 | Ventilating Fans - General | D (Very Poor): Asset runs a serious risk of imminent breakdown or poses a health and safety risk. | Category 1 (Urgent): Critical work required to address serious health and safety issues and correct any breach of legislation. | 20 | 2018-12-26 | 5.3306 | 34.6694 | x | 3 | 2. Minor | 12273 | Reactive Maintenance | 14
1011226 | Ventilating Fans - General | D (Very Poor): Asset runs a serious risk of imminent breakdown or poses a health and safety risk. | Category 1 (Urgent): Critical work required to address serious health and safety issues and correct any breach of legislation. | 20 | 2018-02-14 | 6.193 | 33.807 | x | 3 | 2. Minor | 12273 | Reactive Maintenance | 14
1011227 | Ventilating Fans - General | C (Poor): Asset is operational but major repair or replacement will be needed. | Category 2 (Necessary): Essential work required to prevent the deterioration of an asset. | 20 | 2014-04-19 | 10.0178 | 43.9822 | x | 3 | 2. Minor | 12273 | Reactive Maintenance | 14
1011228 | Ventilating Fans - General | D (Very Poor): Asset runs a serious risk of imminent breakdown or poses a health and safety risk. | Category 1 (Urgent): Critical work required to address serious health and safety issues and correct any breach of legislation. | 20 | 2012-07-10 | 11.7919 | 28.2081 | x | 3 | 2. Minor | 12273 | Reactive Maintenance | 14
1011229 | Ventilating Fans - General | D (Very Poor): Asset runs a serious risk of imminent breakdown or poses a health and safety risk. | Category 1 (Urgent): Critical work required to address serious health and safety issues and correct any breach of legislation. | 20 | 2013-01-01 | 11.3128 | 28.6872 | x | 3 | 2. Minor | 12273 | Reactive Maintenance | 14
1011230 | Ventilating Fans - General | C (Poor): Asset is operational but major repair or replacement will be needed. | Category 2 (Necessary): Essential work required to prevent the deterioration of an asset. | 20 | 2007-05-24 | 16.9227 | 37.0773 | x | 3 | 2. Minor | 12273 | Reactive Maintenance | 14
1011272 | Fire Alarm System | D (Very Poor): Asset runs a serious risk of imminent breakdown or poses a health and safety risk. | Category 1 (Urgent): Critical work required to address serious health and safety issues and correct any breach of legislation. | 15 | 2013-06-18 | 10.8528 | 25.5295 | x | 3 | 5. Severe | 12121 | Reactive Maintenance | 1
1011279 | Ventilating Fans - General | C (Poor): Asset is operational but major repair or replacement will be needed. | Category 2 (Necessary): Essential work required to prevent the deterioration of an asset. | 20 | 2019-09-25 | 4.5832 | 49.4168 | x | 3 | 2. Minor | 12278 | Reactive Maintenance | 14
1011285 | Electrical Services (excluding Electrical Controllers and Pneumatic Relays) | C (Poor): Asset is operational but major repair or replacement will be needed. | Category 2 (Necessary): Essential work required to prevent the deterioration of an asset. | 15 | 2010-01-23 | 14.2533 | 38.9957 | x | 1 | 4. Significant | 10074 | Reactive Maintenance | 3
1011287 | Gas Detection/Flammable | C (Poor): Asset is operational but major repair or replacement will be needed. | Category 2 (Necessary): Essential work required to prevent the deterioration of an asset. | 15 | 2014-07-04 | 9.8097 | 44.9204 | x | 1 | 5. Severe | 10074 | Reactive Maintenance | 1
1011291 | Maximum Demand and Power Factor Correction | C (Poor): Asset is operational but major repair or replacement will be needed. | Category 2 (Necessary): Essential work required to prevent the deterioration of an asset. | 20 | 2011-10-26 | 12.4983 | 45.5017 | x | 1 | 4. Significant | 12280 | Reactive Maintenance | 3
1011292 | Meter Reading - Electric | C (Poor): Asset is operational but major repair or replacement will be needed. | Category 2 (Necessary): Essential work required to prevent the deterioration of an asset. | 20 | 2008-01-20 | 16.2628 | 41.7372 | x | 1 | 2. Minor | 12280 | Reactive Maintenance | 14
1011296 | Distribution Boards | C (Poor): Asset is operational but major repair or replacement will be needed. | Category 2 (Necessary): Essential work required to prevent the deterioration of an asset. | 20 | 2011-10-24 | 12.5038 | 45.4962 | x | 1 | 4. Significant | 12280 | Reactive Maintenance | 3
1011297 | Distribution Boards | C (Poor): Asset is operational but major repair or replacement will be needed. | Category 2 (Necessary): Essential work required to prevent the deterioration of an asset. | 20 | 2020-11-09 | 3.4579 | 54.5421 | x | 1 | 4. Significant | 12280 | Reactive Maintenance | 3
1011298 | Room Air Conditioners | D (Very Poor): Asset runs a serious risk of imminent breakdown or poses a health and safety risk. | Category 1 (Urgent): Critical work required to address serious health and safety issues and correct any breach of legislation. | 15 | 2014-08-28 | 9.6591 | 31.1211 | x | 1 | 3. Moderate | 10144 | Reactive Maintenance | 7
1011299 | Pumps - General | C (Poor): Asset is operational but major repair or replacement will be needed. | Category 2 (Necessary): Essential work required to prevent the deterioration of an asset. | 20 | 2013-11-10 | 10.4559 | 47.5441 | x | 1 | 4. Significant | 10144 | Reactive Maintenance | 3
1011300 | Pumps - General | D (Very Poor): Asset runs a serious risk of imminent breakdown or poses a health and safety risk. | Category 1 (Urgent): Critical work required to address serious health and safety issues and correct any breach of legislation. | 20 | 2013-08-31 | 10.6502 | 33.3498 | x | 1 | 4. Significant | 10144 | Reactive Maintenance | 3
1011301 | Room Air Conditioners | C (Poor): Asset is operational but major repair or replacement will be needed. | Category 2 (Necessary): Essential work required to prevent the deterioration of an asset. | 15 | 2019-05-08 | 4.9665 | 51.3781 | x | 1 | 3. Moderate | 10144 | Reactive Maintenance | 7
1011302 | Vertical Platform Lifts | C (Poor): Asset is operational but major repair or replacement will be needed. | Category 2 (Necessary): Essential work required to prevent the deterioration of an asset. | 20 | 2015-09-10 | 8.6242 | 49.3758 | x | 1 | 3. Moderate | 12281 | Reactive Maintenance | 7
1011307 | Traction Lifts | C (Poor): Asset is operational but major repair or replacement will be needed. | Category 2 (Necessary): Essential work required to prevent the deterioration of an asset. | 20 | 2016-03-29 | 8.0739 | 45.9261 | x | 3 | 4. Significant | 12282 | Reactive Maintenance | 3
1011329 | Room Air Conditioners | C (Poor): Asset is operational but major repair or replacement will be needed. | Category 2 (Necessary): Essential work required to prevent the deterioration of an asset. | 15 | 2017-12-03 | 6.3929 | 47.4762 | x | 2 | 3. Moderate | 12140 | Reactive Maintenance | 7
1011338 | Emergency Assistance Alarm | C (Poor): Asset is operational but major repair or replacement will be needed. | Category 2 (Necessary): Essential work required to prevent the deterioration of an asset. | 10 | 2022-03-23 | 2.0917 | 53.8166 | x | 1 | 5. Severe | 12290 | Reactive Maintenance | 1
1011339 | Room Air Conditioners | C (Poor): Asset is operational but major repair or replacement will be needed. | Category 2 (Necessary): Essential work required to prevent the deterioration of an asset. | 15 | 2015-02-23 | 9.1691 | 45.7746 | x | 1 | 3. Moderate | 12291 | Reactive Maintenance | 7
1011347 | Insect Killer | C (Poor): Asset is operational but major repair or replacement will be needed. | Category 2 (Necessary): Essential work required to prevent the deterioration of an asset. | 8 | 2018-07-24 | 5.755 | 43.6126 | x | 1 | 2. Minor | 10109 | Reactive Maintenance | 14
1011349 | Ventilating Fans - General | C (Poor): Asset is operational but major repair or replacement will be needed. | Category 2 (Necessary): Essential work required to prevent the deterioration of an asset. | 20 | 2018-08-21 | 5.6783 | 52.3217 | x | 1 | 2. Minor | 10109 | Reactive Maintenance | 14
1011350 | Expansion Vessels | C (Poor): Asset is operational but major repair or replacement will be needed. | Category 2 (Necessary): Essential work required to prevent the deterioration of an asset. | 15 | 2013-10-12 | 10.5352 | 43.953 | x | 1 | 4. Significant | 10109 | Reactive Maintenance | 3
1011357 | Roller Shutter Doors | D (Very Poor): Asset runs a serious risk of imminent breakdown or poses a health and safety risk. | Category 1 (Urgent): Critical work required to address serious health and safety issues and correct any breach of legislation. | 15 | 2011-08-08 | 12.7146 | 27.0472 | x | 1 | 3. Moderate | 12294 | Reactive Maintenance | 7
1011391 | Hot Water Calorifiers - Heated by LTHW | C (Poor): Asset is operational but major repair or replacement will be needed. | Category 2 (Necessary): Essential work required to prevent the deterioration of an asset. | 20 | 2012-01-27 | 12.2437 | 37.7563 | x | 5 | 4. Significant | 10107 | Reactive Maintenance | 3
1011392 | Hot Water Calorifiers - Heated by LTHW | C (Poor): Asset is operational but major repair or replacement will be needed. | Category 2 (Necessary): Essential work required to prevent the deterioration of an asset. | 20 | 2022-05-24 | 1.922 | 48.078 | x | 5 | 4. Significant | 10107 | Reactive Maintenance | 3
1011394 | Pressurisation Units - Chilled Water, Condenser Water and LTHW Types | C (Poor): Asset is operational but major repair or replacement will be needed. | Category 2 (Necessary): Essential work required to prevent the deterioration of an asset. | 15 | 2015-06-10 | 8.8761 | 38.1652 | x | 5 | 4. Significant | 10107 | Reactive Maintenance | 3
1011396 | Cold Water Storage Tanks and Cisterns | C (Poor): Asset is operational but major repair or replacement will be needed. | Category 2 (Necessary): Essential work required to prevent the deterioration of an asset. | 20 | 2004-01-05 | 20.3039 | 29.6961 | x | 5 | 4. Significant | 10107 | Reactive Maintenance | 3
1011398 | Pumps - General | C (Poor): Asset is operational but major repair or replacement will be needed. | Category 2 (Necessary): Essential work required to prevent the deterioration of an asset. | 20 | 2010-09-12 | 13.6181 | 36.3819 | x | 5 | 4. Significant | 12159 | Reactive Maintenance | 3
1011399 | Pumps - General | C (Poor): Asset is operational but major repair or replacement will be needed. | Category 2 (Necessary): Essential work required to prevent the deterioration of an asset. | 20 | 2018-04-29 | 5.9904 | 44.0096 | x | 5 | 4. Significant | 12296 | Reactive Maintenance | 3
1011400 | Pumps - General | C (Poor): Asset is operational but major repair or replacement will be needed. | Category 2 (Necessary): Essential work required to prevent the deterioration of an asset. | 20 | 2018-08-13 | 5.7002 | 44.2998 | x | 5 | 4. Significant | 12297 | Reactive Maintenance | 3
1011401 | Rack and Pinion Goods Only Hoists - Permanent Installations | C (Poor): Asset is operational but major repair or replacement will be needed. | Category 2 (Necessary): Essential work required to prevent the deterioration of an asset. | 20 | 2005-01-03 | 19.3073 | 30.6927 | x | 5 | 3. Moderate | 12160 | Reactive Maintenance | 7
1011414 | Unvented Hot Water Systems | B (Average): Asset is sound, operationally safe and exhibits only minor deterioration. | Category 1 (Urgent): Critical work required to address serious health and safety issues and correct any breach of legislation. | 25 | 2021-07-16 | 2.7762 | 54.7791 | x | 5 | 4. Significant | 10086 | Reactive Maintenance | 3
1011440 | Fire Alarm System | C (Poor): Asset is operational but major repair or replacement will be needed. | Category 2 (Necessary): Essential work required to prevent the deterioration of an asset. | 15 | 2015-01-14 | 9.2786 | 43.6286 | x | 2 | 5. Severe | 12299 | Reactive Maintenance | 1
1011484 | Point of Use Water Dispenser | D (Very Poor): Asset runs a serious risk of imminent breakdown or poses a health and safety risk. | Category 1 (Urgent): Critical work required to address serious health and safety issues and correct any breach of legislation. | 15 | 2019-06-17 | 4.8569 | 35.5241 | x | 2 | 2. Minor | 12167 | Reactive Maintenance | 14
1011485 | Point of Use Water Dispenser | D (Very Poor): Asset runs a serious risk of imminent breakdown or poses a health and safety risk. | Category 1 (Urgent): Critical work required to address serious health and safety issues and correct any breach of legislation. | 15 | 2016-02-20 | 8.178 | 31.0961 | x | 2 | 2. Minor | 12167 | Reactive Maintenance | 14
1011495 | Distribution Boards | D (Very Poor): Asset runs a serious risk of imminent breakdown or poses a health and safety risk. | Category 1 (Urgent): Critical work required to address serious health and safety issues and correct any breach of legislation. | 20 | 2020-08-12 | 3.7016 | 38.2984 | x | 2 | 4. Significant | 12167 | Reactive Maintenance | 3
1011496 | Unvented Hot Water Systems | C (Poor): Asset is operational but major repair or replacement will be needed. | Category 2 (Necessary): Essential work required to prevent the deterioration of an asset. | 25 | 2024-01-18 | 0.26831 | 53.7854 | x | 3 | 4. Significant | 10125 | Reactive Maintenance | 3
1011497 | Atmospheric Gas Burner - Condensing Boiler | C (Poor): Asset is operational but major repair or replacement will be needed. | Category 2 (Necessary): Essential work required to prevent the deterioration of an asset. | 20 | 2005-03-05 | 19.1403 | 34.8597 | x | 3 | 4. Significant | 10125 | Reactive Maintenance | 3
1011501 | Ventilating Fans - General | C (Poor): Asset is operational but major repair or replacement will be needed. | Category 2 (Necessary): Essential work required to prevent the deterioration of an asset. | 20 | 2009-11-29 | 14.4038 | 39.5962 | x | 3 | 2. Minor | 10125 | Reactive Maintenance | 14
1011502 | Ventilating Fans - General | C (Poor): Asset is operational but major repair or replacement will be needed. | Category 2 (Necessary): Essential work required to prevent the deterioration of an asset. | 20 | 2018-10-09 | 5.5441 | 48.4559 | x | 3 | 2. Minor | 10125 | Reactive Maintenance | 14
1011508 | Unvented Hot Water Systems | D (Very Poor): Asset runs a serious risk of imminent breakdown or poses a health and safety risk. | Category 1 (Urgent): Critical work required to address serious health and safety issues and correct any breach of legislation. | 25 | 2018-07-28 | 5.744 | 37.4048 | x | 2 | 4. Significant | 12165 | Reactive Maintenance | 3
1011525 | Emergency Assistance Alarm | D (Very Poor): Asset runs a serious risk of imminent breakdown or poses a health and safety risk. | Category 1 (Urgent): Critical work required to address serious health and safety issues and correct any breach of legislation. | 10 | 2021-11-15 | 2.4422 | 39.1157 | x | 1 | 5. Severe | 10124 | Reactive Maintenance | 1
1011529 | Unvented Hot Water Systems | C (Poor): Asset is operational but major repair or replacement will be needed. | Category 2 (Necessary): Essential work required to prevent the deterioration of an asset. | 25 | 2006-11-29 | 17.4045 | 44.0764 | x | 1 | 4. Significant | 10124 | Reactive Maintenance | 3
1011539 | Unvented Hot Water Systems | A (Good): Asset is as new and can be expected to perform adequately to its full normal life if maintained appropriately. | Category 2 (Necessary): Essential work required to prevent the deterioration of an asset. | 25 | 2014-02-06 | 10.2149 | 70.8281 | x | 1 | 4. Significant | 10124 | Reactive Maintenance | 3
1011549 | Unvented Hot Water Systems | D (Very Poor): Asset runs a serious risk of imminent breakdown or poses a health and safety risk. | Category 2 (Necessary): Essential work required to prevent the deterioration of an asset. | 25 | 2005-10-01 | 18.5654 | 36.1477 | x | 1 | 4. Significant | 10124 | Reactive Maintenance | 3
1011550 | Unvented Hot Water Systems | D (Very Poor): Asset runs a serious risk of imminent breakdown or poses a health and safety risk. | Category 2 (Necessary): Essential work required to prevent the deterioration of an asset. | 25 | 2018-06-05 | 5.8891 | 46.2887 | x | 1 | 4. Significant | 10124 | Reactive Maintenance | 3
1011551 | Unvented Hot Water Systems | C (Poor): Asset is operational but major repair or replacement will be needed. | Category 2 (Necessary): Essential work required to prevent the deterioration of an asset. | 25 | 2012-03-09 | 12.1287 | 48.2971 | x | 1 | 4. Significant | 10124 | Reactive Maintenance | 3
1011595 | Cold Water Storage Tanks and Cisterns | C (Poor): Asset is operational but major repair or replacement will be needed. | Category 2 (Necessary): Essential work required to prevent the deterioration of an asset. | 15 | 2017-03-09 | 7.1294 | 46.4942 | x | 2 | 4. Significant | 10087 | Reactive Maintenance | 3
1011596 | Outstations | C (Poor): Asset is operational but major repair or replacement will be needed. | Category 2 (Necessary): Essential work required to prevent the deterioration of an asset. | 10 | 2015-07-11 | 8.7912 | 38.4175 | x | 2 | 4. Significant | 10087 | Reactive Maintenance | 3
1011597 | Outstations | C (Poor): Asset is operational but major repair or replacement will be needed. | Category 2 (Necessary): Essential work required to prevent the deterioration of an asset. | 10 | 2023-07-16 | 0.77755 | 54.4449 | x | 2 | 4. Significant | 10087 | Reactive Maintenance | 3
1011642 | Room Air Conditioners | D (Very Poor): Asset runs a serious risk of imminent breakdown or poses a health and safety risk. | Category 1 (Urgent): Critical work required to address serious health and safety issues and correct any breach of legislation. | 15 | 2016-08-02 | 7.729 | 27.6947 | x | 4 | 3. Moderate | 10126 | Reactive Maintenance | 7
1011644 | Meter Reading - Electric | D (Very Poor): Asset runs a serious risk of imminent breakdown or poses a health and safety risk. | Category 1 (Urgent): Critical work required to address serious health and safety issues and correct any breach of legislation. | 20 | 2008-10-15 | 15.5264 | 22.4736 | x | 4 | 2. Minor | 10126 | Reactive Maintenance | 14
1011645 | Meter Reading - Electric | D (Very Poor): Asset runs a serious risk of imminent breakdown or poses a health and safety risk. | Category 1 (Urgent): Critical work required to address serious health and safety issues and correct any breach of legislation. | 20 | 2019-07-09 | 4.7967 | 33.2033 | x | 4 | 2. Minor | 10126 | Reactive Maintenance | 14
1011647 | Cold Water Storage Tanks and Cisterns | C (Poor): Asset is operational but major repair or replacement will be needed. | Category 2 (Necessary): Essential work required to prevent the deterioration of an asset. | 25 | 2015-01-16 | 9.2731 | 44.5815 | x | 4 | 4. Significant | 10984 | Reactive Maintenance | 3
1011814 | Room Air Conditioners | D (Very Poor): Asset runs a serious risk of imminent breakdown or poses a health and safety risk. | Category 1 (Urgent): Critical work required to address serious health and safety issues and correct any breach of legislation. | 15 | 2018-10-04 | 5.5578 | 36.5896 | x | 1 | 3. Moderate | 11957 | Reactive Maintenance | 7
1011815 | Room Air Conditioners | D (Very Poor): Asset runs a serious risk of imminent breakdown or poses a health and safety risk. | Category 1 (Urgent): Critical work required to address serious health and safety issues and correct any breach of legislation. | 15 | 2019-07-10 | 4.794 | 37.608 | x | 1 | 3. Moderate | 11957 | Reactive Maintenance | 7
1011853 | Air Handling Units - General | C (Poor): Asset is operational but major repair or replacement will be needed. | Category 2 (Necessary): Essential work required to prevent the deterioration of an asset. | 20 | 2007-07-25 | 16.7529 | 35.2471 | x | 4 | 3. Moderate | 10136 | Reactive Maintenance | 7
1011855 | Atmospheric Gas Burner/Condensing Combination Boiler | D (Very Poor): Asset runs a serious risk of imminent breakdown or poses a health and safety risk. | Category 1 (Urgent): Critical work required to address serious health and safety issues and correct any breach of legislation. | 20 | 2015-07-16 | 8.7775 | 29.2225 | x | 4 | 4. Significant | 12332 | Reactive Maintenance | 3
1011856 | Atmospheric Gas Burner/Condensing Combination Boiler | D (Very Poor): Asset runs a serious risk of imminent breakdown or poses a health and safety risk. | Category 1 (Urgent): Critical work required to address serious health and safety issues and correct any breach of legislation. | 20 | 2017-04-18 | 7.0198 | 30.9802 | x | 4 | 4. Significant | 12332 | Reactive Maintenance | 3
1011861 | Outstations | C (Poor): Asset is operational but major repair or replacement will be needed. | Category 2 (Necessary): Essential work required to prevent the deterioration of an asset. | 10 | 2021-07-18 | 2.7707 | 44.4586 | x | 5 | 4. Significant | 12333 | Reactive Maintenance | 3
1011865 | Closed-Circuit Television (CCTV) | C (Poor): Asset is operational but major repair or replacement will be needed. | Category 2 (Necessary): Essential work required to prevent the deterioration of an asset. | 15 | 2018-05-05 | 5.974 | 42.0347 | x | 5 | 5. Severe | 12333 | Reactive Maintenance | 1
1011866 | Emergency Lighting - Self Contained | C (Poor): Asset is operational but major repair or replacement will be needed. | Category 2 (Necessary): Essential work required to prevent the deterioration of an asset. | 25 | 2003-10-03 | 20.5613 | 33.551 | x | 5 | 4. Significant | 12333 | Reactive Maintenance | 3
1011867 | Emergency Lighting - Self Contained | C (Poor): Asset is operational but major repair or replacement will be needed. | Category 2 (Necessary): Essential work required to prevent the deterioration of an asset. | 25 | 2001-04-23 | 23.0062 | 31.5951 | x | 5 | 4. Significant | 12333 | Reactive Maintenance | 3
1011868 | Emergency Lighting - Self Contained | C (Poor): Asset is operational but major repair or replacement will be needed. | Category 2 (Necessary): Essential work required to prevent the deterioration of an asset. | 25 | 2021-07-18 | 2.7707 | 47.7834 | x | 5 | 4. Significant | 12333 | Reactive Maintenance | 3
1011869 | Emergency Lighting - Self Contained | C (Poor): Asset is operational but major repair or replacement will be needed. | Category 2 (Necessary): Essential work required to prevent the deterioration of an asset. | 25 | 2001-07-16 | 22.7762 | 31.7791 | x | 5 | 4. Significant | 12333 | Reactive Maintenance | 3
1011870 | Emergency Lighting - Self Contained | C (Poor): Asset is operational but major repair or replacement will be needed. | Category 2 (Necessary): Essential work required to prevent the deterioration of an asset. | 25 | 2021-11-26 | 2.412 | 48.0704 | x | 5 | 4. Significant | 12333 | Reactive Maintenance | 3
1011871 | Emergency Lighting - Self Contained | C (Poor): Asset is operational but major repair or replacement will be needed. | Category 2 (Necessary): Essential work required to prevent the deterioration of an asset. | 25 | 2018-03-14 | 6.1164 | 45.1069 | x | 5 | 4. Significant | 12333 | Reactive Maintenance | 3
1011872 | Emergency Lighting - Self Contained | C (Poor): Asset is operational but major repair or replacement will be needed. | Category 2 (Necessary): Essential work required to prevent the deterioration of an asset. | 25 | 2010-01-29 | 14.2368 | 38.6105 | x | 5 | 4. Significant | 12333 | Reactive Maintenance | 3
1011873 | Emergency Lighting - Self Contained | C (Poor): Asset is operational but major repair or replacement will be needed. | Category 2 (Necessary): Essential work required to prevent the deterioration of an asset. | 25 | 2014-10-13 | 9.5332 | 42.3734 | x | 5 | 4. Significant | 12333 | Reactive Maintenance | 3
1011876 | Fire Doors | C (Poor): Asset is operational but major repair or replacement will be needed. | Category 2 (Necessary): Essential work required to prevent the deterioration of an asset. | 20 | 2013-06-07 | 10.883 | 39.117 | x | 5 | 3. Moderate | 12333 | Reactive Maintenance | 7
1011877 | Fire Doors | C (Poor): Asset is operational but major repair or replacement will be needed. | Category 2 (Necessary): Essential work required to prevent the deterioration of an asset. | 20 | 2004-08-27 | 19.6605 | 30.3395 | x | 5 | 3. Moderate | 12333 | Reactive Maintenance | 7
1011880 | Pipework for Low Pressure Natural Gas, Liquefied Petroleum Gas (LPG) or Oil | C (Poor): Asset is operational but major repair or replacement will be needed. | Category 2 (Necessary): Essential work required to prevent the deterioration of an asset. | 50 | 2011-03-21 | 13.0979 | 44.7608 | x | 5 | 5. Severe | 12333 | Reactive Maintenance | 1
1011882 | Hand Dryer | C (Poor): Asset is operational but major repair or replacement will be needed. | Category 2 (Necessary): Essential work required to prevent the deterioration of an asset. | 5 | 2020-05-07 | 3.9671 | 34.1314 | x | 5 | 2. Minor | 12333 | Reactive Maintenance | 14
1011883 | Pipework Systems - General | C (Poor): Asset is operational but major repair or replacement will be needed. | Category 2 (Necessary): Essential work required to prevent the deterioration of an asset. | 20 | 2011-03-25 | 13.0869 | 36.9131 | x | 5 | 4. Significant | 12333 | Reactive Maintenance | 3
1011884 | Pipework Systems - General | C (Poor): Asset is operational but major repair or replacement will be needed. | Category 2 (Necessary): Essential work required to prevent the deterioration of an asset. | 35 | 2003-10-17 | 20.5229 | 38.2726 | x | 5 | 4. Significant | 12333 | Reactive Maintenance | 3
1011889 | Electrical Installation - Generally | C (Poor): Asset is operational but major repair or replacement will be needed. | Category 2 (Necessary): Essential work required to prevent the deterioration of an asset. | 35 | 2000-06-08 | 23.8795 | 36.3546 | x | 5 | 4. Significant | 12333 | Reactive Maintenance | 3
1011891 | Fire Extinguishers - Foam (Stored Pressure) | C (Poor): Asset is operational but major repair or replacement will be needed. | Category 2 (Necessary): Essential work required to prevent the deterioration of an asset. | 15 | 2017-08-22 | 6.6749 | 41.1002 | x | 5 | 5. Severe | 12333 | Reactive Maintenance | 1
1011893 | Roof Coverings and Flashings | C (Poor): Asset is operational but major repair or replacement will be needed. | Category 2 (Necessary): Essential work required to prevent the deterioration of an asset. | 40 | 1995-10-26 | 28.4983 | 35.7509 | x | 5 | 4. Significant | 12333 | Reactive Maintenance | 3
1011895 | Showers | C (Poor): Asset is operational but major repair or replacement will be needed. | Category 2 (Necessary): Essential work required to prevent the deterioration of an asset. | 5 | 2021-04-24 | 3.0034 | 37.9863 | x | 5 | 3. Moderate | 12333 | Reactive Maintenance | 7
1011896 | Fans - Window or Wall Mounted | C (Poor): Asset is operational but major repair or replacement will be needed. | Category 2 (Necessary): Essential work required to prevent the deterioration of an asset. | 15 | 2012-12-04 | 11.3895 | 34.8141 | x | 5 | 2. Minor | 12333 | Reactive Maintenance | 14
1011899 | Toilet and Shower Areas | C (Poor): Asset is operational but major repair or replacement will be needed. | Category 2 (Necessary): Essential work required to prevent the deterioration of an asset. | 25 | 1999-11-15 | 24.4435 | 30.4452 | x | 5 | 3. Moderate | 12333 | Reactive Maintenance | 7
1011903 | Refrigerant Distribution System | C (Poor): Asset is operational but major repair or replacement will be needed. | Category 2 (Necessary): Essential work required to prevent the deterioration of an asset. | 30 | 1998-07-21 | 25.7632 | 40.8245 | x | 1 | 4. Significant | 11942 | Reactive Maintenance | 3
1011908 | Outstations | C (Poor): Asset is operational but major repair or replacement will be needed. | Category 2 (Necessary): Essential work required to prevent the deterioration of an asset. | 10 | 2022-12-10 | 1.3744 | 55.2512 | x | 1 | 4. Significant | 11942 | Reactive Maintenance | 3
1011913 | Closed-Circuit Television (CCTV) | C (Poor): Asset is operational but major repair or replacement will be needed. | Category 2 (Necessary): Essential work required to prevent the deterioration of an asset. | 15 | 2020-04-08 | 4.0465 | 52.6046 | x | 1 | 5. Severe | 11942 | Reactive Maintenance | 1
1011914 | Emergency Lighting - Self Contained | C (Poor): Asset is operational but major repair or replacement will be needed. | Category 2 (Necessary): Essential work required to prevent the deterioration of an asset. | 25 | 2018-10-28 | 5.4921 | 53.6063 | x | 1 | 4. Significant | 11942 | Reactive Maintenance | 3
1011919 | Fire Doors | C (Poor): Asset is operational but major repair or replacement will be needed. | Category 2 (Necessary): Essential work required to prevent the deterioration of an asset. | 20 | 2022-04-30 | 1.9877 | 56.0123 | x | 1 | 3. Moderate | 11942 | Reactive Maintenance | 7
1011920 | Fire Doors | C (Poor): Asset is operational but major repair or replacement will be needed. | Category 2 (Necessary): Essential work required to prevent the deterioration of an asset. | 20 | 2011-11-06 | 12.4682 | 45.5318 | x | 1 | 3. Moderate | 11942 | Reactive Maintenance | 7
1011921 | Fire Doors | A (Good): Asset is as new and can be expected to perform adequately to its full normal life if maintained appropriately. | Category 2 (Necessary): Essential work required to prevent the deterioration of an asset. | 20 | 2005-04-08 | 19.0472 | 59.9528 | x | 1 | 3. Moderate | 11942 | Reactive Maintenance | 7
1011922 | Fire Doors | A (Good): Asset is as new and can be expected to perform adequately to its full normal life if maintained appropriately. | Category 2 (Necessary): Essential work required to prevent the deterioration of an asset. | 20 | 2006-03-28 | 18.078 | 60.922 | x | 1 | 3. Moderate | 11942 | Reactive Maintenance | 7
1011923 | Fire Doors | A (Good): Asset is as new and can be expected to perform adequately to its full normal life if maintained appropriately. | Category 2 (Necessary): Essential work required to prevent the deterioration of an asset. | 20 | 2018-09-04 | 5.64 | 73.36 | x | 1 | 3. Moderate | 11942 | Reactive Maintenance | 7
1011924 | Fire Doors | A (Good): Asset is as new and can be expected to perform adequately to its full normal life if maintained appropriately. | Category 2 (Necessary): Essential work required to prevent the deterioration of an asset. | 20 | 2016-02-17 | 8.1862 | 70.8138 | x | 1 | 3. Moderate | 11942 | Reactive Maintenance | 7
1011934 | Pipework for Low Pressure Natural Gas, Liquefied Petroleum Gas (LPG) or Oil | C (Poor): Asset is operational but major repair or replacement will be needed. | Category 2 (Necessary): Essential work required to prevent the deterioration of an asset. | 50 | 2023-12-08 | 0.38056 | 57.8478 | x | 1 | 5. Severe | 11942 | Reactive Maintenance | 1
1011945 | Hand Dryer | C (Poor): Asset is operational but major repair or replacement will be needed. | Category 2 (Necessary): Essential work required to prevent the deterioration of an asset. | 5 | 2023-02-11 | 1.2019 | 53.1923 | x | 1 | 2. Minor | 11942 | Reactive Maintenance | 14
1011946 | Pipework Systems - General | C (Poor): Asset is operational but major repair or replacement will be needed. | Category 2 (Necessary): Essential work required to prevent the deterioration of an asset. | 20 | 2020-08-16 | 3.6906 | 54.3094 | x | 1 | 4. Significant | 11942 | Reactive Maintenance | 3
1011947 | Pipework Systems - General | C (Poor): Asset is operational but major repair or replacement will be needed. | Category 2 (Necessary): Essential work required to prevent the deterioration of an asset. | 20 | 2023-11-03 | 0.47639 | 57.5236 | x | 1 | 4. Significant | 11942 | Reactive Maintenance | 3
1011948 | Pipework Systems - General | C (Poor): Asset is operational but major repair or replacement will be needed. | Category 2 (Necessary): Essential work required to prevent the deterioration of an asset. | 20 | 2005-02-09 | 19.206 | 38.794 | x | 1 | 4. Significant | 11942 | Reactive Maintenance | 3
1011949 | Pipework Systems - General | C (Poor): Asset is operational but major repair or replacement will be needed. | Category 2 (Necessary): Essential work required to prevent the deterioration of an asset. | 35 | 2016-08-22 | 7.6742 | 53.6147 | x | 1 | 4. Significant | 11942 | Reactive Maintenance | 3
1011950 | Pipework Systems - General | C (Poor): Asset is operational but major repair or replacement will be needed. | Category 2 (Necessary): Essential work required to prevent the deterioration of an asset. | 35 | 2003-05-29 | 20.909 | 46.052 | x | 1 | 4. Significant | 11942 | Reactive Maintenance | 3
1011951 | Pipework Systems - General | C (Poor): Asset is operational but major repair or replacement will be needed. | Category 2 (Necessary): Essential work required to prevent the deterioration of an asset. | 45 | 2022-07-02 | 1.8152 | 57.1932 | x | 1 | 4. Significant | 11942 | Reactive Maintenance | 3
1011952 | Pipework Systems - General | C (Poor): Asset is operational but major repair or replacement will be needed. | Category 2 (Necessary): Essential work required to prevent the deterioration of an asset. | 20 | 2008-05-10 | 15.9589 | 42.0411 | x | 1 | 4. Significant | 11942 | Reactive Maintenance | 3
1011953 | Pipework Systems - General | C (Poor): Asset is operational but major repair or replacement will be needed. | Category 2 (Necessary): Essential work required to prevent the deterioration of an asset. | 35 | 2023-08-23 | 0.67351 | 57.6151 | x | 1 | 4. Significant | 11942 | Reactive Maintenance | 3
1011954 | Pipework Systems - General | C (Poor): Asset is operational but major repair or replacement will be needed. | Category 2 (Necessary): Essential work required to prevent the deterioration of an asset. | 45 | 2013-08-22 | 10.6749 | 53.2556 | x | 1 | 4. Significant | 11942 | Reactive Maintenance | 3
1011955 | Pipework Systems - General | C (Poor): Asset is operational but major repair or replacement will be needed. | Category 2 (Necessary): Essential work required to prevent the deterioration of an asset. | 45 | 2000-03-29 | 24.0739 | 47.3005 | x | 1 | 4. Significant | 11942 | Reactive Maintenance | 3
1011966 | Intruder Alarms | C (Poor): Asset is operational but major repair or replacement will be needed. | Category 2 (Necessary): Essential work required to prevent the deterioration of an asset. | 15 | 2022-11-06 | 1.4675 | 56.0433 | x | 1 | 5. Severe | 11942 | Reactive Maintenance | 1
1011967 | Kitchen Extract/Ventilation System | C (Poor): Asset is operational but major repair or replacement will be needed. | Category 2 (Necessary): Essential work required to prevent the deterioration of an asset. | 35 | 2001-11-03 | 22.475 | 45.1571 | x | 1 | 4. Significant | 11942 | Reactive Maintenance | 3
1011968 | Electrical Installation - Generally | C (Poor): Asset is operational but major repair or replacement will be needed. | Category 2 (Necessary): Essential work required to prevent the deterioration of an asset. | 35 | 1994-09-20 | 29.5962 | 41.0879 | x | 1 | 4. Significant | 11942 | Reactive Maintenance | 3
1011970 | Fire Extinguishers - Foam (Stored Pressure) | C (Poor): Asset is operational but major repair or replacement will be needed. | Category 2 (Necessary): Essential work required to prevent the deterioration of an asset. | 15 | 2011-10-30 | 12.4873 | 41.3502 | x | 1 | 5. Severe | 11942 | Reactive Maintenance | 1
1011972 | Roof Coverings and Flashings | C (Poor): Asset is operational but major repair or replacement will be needed. | Category 2 (Necessary): Essential work required to prevent the deterioration of an asset. | 40 | 2006-09-03 | 17.6427 | 49.1786 | x | 1 | 4. Significant | 11942 | Reactive Maintenance | 3
1011979 | Showers | C (Poor): Asset is operational but major repair or replacement will be needed. | Category 2 (Necessary): Essential work required to prevent the deterioration of an asset. | 5 | 2020-09-19 | 3.5975 | 43.6099 | x | 1 | 3. Moderate | 11942 | Reactive Maintenance | 7
1011980 | Fans - Window or Wall Mounted | C (Poor): Asset is operational but major repair or replacement will be needed. | Category 2 (Necessary): Essential work required to prevent the deterioration of an asset. | 15 | 2012-12-01 | 11.3977 | 42.8031 | x | 1 | 2. Minor | 11942 | Reactive Maintenance | 14
1011983 | Toilet and Shower Areas | C (Poor): Asset is operational but major repair or replacement will be needed. | Category 2 (Necessary): Essential work required to prevent the deterioration of an asset. | 25 | 2015-11-13 | 8.449 | 51.2408 | x | 1 | 3. Moderate | 11942 | Reactive Maintenance | 7
1011984 | Toilet and Shower Areas | C (Poor): Asset is operational but major repair or replacement will be needed. | Category 2 (Necessary): Essential work required to prevent the deterioration of an asset. | 25 | 2010-08-08 | 13.7139 | 47.0289 | x | 1 | 3. Moderate | 11942 | Reactive Maintenance | 7
1011985 | Toilet and Shower Areas | C (Poor): Asset is operational but major repair or replacement will be needed. | Category 2 (Necessary): Essential work required to prevent the deterioration of an asset. | 25 | 2018-03-09 | 6.13 | 53.096 | x | 1 | 3. Moderate | 11942 | Reactive Maintenance | 7
1011986 | Toilet and Shower Areas | C (Poor): Asset is operational but major repair or replacement will be needed. | Category 2 (Necessary): Essential work required to prevent the deterioration of an asset. | 25 | 1999-10-28 | 24.4928 | 38.4057 | x | 1 | 3. Moderate | 11942 | Reactive Maintenance | 7
1011987 | Toilet and Shower Areas | C (Poor): Asset is operational but major repair or replacement will be needed. | Category 2 (Necessary): Essential work required to prevent the deterioration of an asset. | 25 | 2010-05-12 | 13.9548 | 46.8361 | x | 1 | 3. Moderate | 11942 | Reactive Maintenance | 7
1011988 | Toilet and Shower Areas | C (Poor): Asset is operational but major repair or replacement will be needed. | Category 2 (Necessary): Essential work required to prevent the deterioration of an asset. | 25 | 2021-02-19 | 3.1786 | 55.4571 | x | 1 | 3. Moderate | 11942 | Reactive Maintenance | 7
1011989 | Toilet and Shower Areas | C (Poor): Asset is operational but major repair or replacement will be needed. | Category 2 (Necessary): Essential work required to prevent the deterioration of an asset. | 25 | 2019-04-30 | 4.9884 | 54.0093 | x | 1 | 3. Moderate | 11942 | Reactive Maintenance | 7
1011994 | Fire Doors | C (Poor): Asset is operational but major repair or replacement will be needed. | Category 2 (Necessary): Essential work required to prevent the deterioration of an asset. | 20 | 2022-12-22 | 1.3415 | 54.6585 | x | 2 | 3. Moderate | 12334 | Reactive Maintenance | 7
1011995 | Fire Doors | C (Poor): Asset is operational but major repair or replacement will be needed. | Category 2 (Necessary): Essential work required to prevent the deterioration of an asset. | 20 | 2005-08-22 | 18.6749 | 37.3251 | x | 2 | 3. Moderate | 12334 | Reactive Maintenance | 7
1011996 | Fire Doors | C (Poor): Asset is operational but major repair or replacement will be needed. | Category 2 (Necessary): Essential work required to prevent the deterioration of an asset. | 20 | 2004-05-31 | 19.9014 | 36.0986 | x | 2 | 3. Moderate | 12334 | Reactive Maintenance | 7
1011997 | Fire Doors | C (Poor): Asset is operational but major repair or replacement will be needed. | Category 2 (Necessary): Essential work required to prevent the deterioration of an asset. | 20 | 2021-07-19 | 2.768 | 53.232 | x | 2 | 3. Moderate | 12334 | Reactive Maintenance | 7
1011998 | Fire Doors | C (Poor): Asset is operational but major repair or replacement will be needed. | Category 2 (Necessary): Essential work required to prevent the deterioration of an asset. | 20 | 2020-02-09 | 4.2081 | 51.7919 | x | 2 | 3. Moderate | 12334 | Reactive Maintenance | 7
1012005 | Access Control | C (Poor): Asset is operational but major repair or replacement will be needed. | Category 2 (Necessary): Essential work required to prevent the deterioration of an asset. | 15 | 2014-09-13 | 9.6153 | 37.1796 | x | 5 | 4. Significant | 11943 | Reactive Maintenance | 3
1012006 | Access Control | C (Poor): Asset is operational but major repair or replacement will be needed. | Category 2 (Necessary): Essential work required to prevent the deterioration of an asset. | 15 | 2016-09-04 | 7.6386 | 39.8152 | x | 5 | 4. Significant | 11943 | Reactive Maintenance | 3
1012010 | Outstations | C (Poor): Asset is operational but major repair or replacement will be needed. | Category 2 (Necessary): Essential work required to prevent the deterioration of an asset. | 10 | 2021-11-24 | 2.4175 | 45.165 | x | 5 | 4. Significant | 11943 | Reactive Maintenance | 3
1012013 | Closed-Circuit Television (CCTV) | C (Poor): Asset is operational but major repair or replacement will be needed. | Category 2 (Necessary): Essential work required to prevent the deterioration of an asset. | 15 | 2022-04-24 | 2.0041 | 47.3279 | x | 5 | 5. Severe | 11943 | Reactive Maintenance | 1
1012014 | Emergency Lighting - Self Contained | C (Poor): Asset is operational but major repair or replacement will be needed. | Category 2 (Necessary): Essential work required to prevent the deterioration of an asset. | 25 | 2015-05-25 | 8.9199 | 42.8641 | x | 5 | 4. Significant | 11943 | Reactive Maintenance | 3
1012018 | Fire Doors | C (Poor): Asset is operational but major repair or replacement will be needed. | Category 2 (Necessary): Essential work required to prevent the deterioration of an asset. | 20 | 2012-05-09 | 11.9617 | 38.0383 | x | 5 | 3. Moderate | 11943 | Reactive Maintenance | 7
1012019 | Fire Doors | C (Poor): Asset is operational but major repair or replacement will be needed. | Category 2 (Necessary): Essential work required to prevent the deterioration of an asset. | 20 | 2018-09-28 | 5.5743 | 44.4257 | x | 5 | 3. Moderate | 11943 | Reactive Maintenance | 7
1012020 | Fire Doors | C (Poor): Asset is operational but major repair or replacement will be needed. | Category 2 (Necessary): Essential work required to prevent the deterioration of an asset. | 20 | 2014-07-14 | 9.7823 | 40.2177 | x | 5 | 3. Moderate | 11943 | Reactive Maintenance | 7
1012021 | Fire Doors | C (Poor): Asset is operational but major repair or replacement will be needed. | Category 2 (Necessary): Essential work required to prevent the deterioration of an asset. | 20 | 2012-02-27 | 12.1588 | 37.8412 | x | 5 | 3. Moderate | 11943 | Reactive Maintenance | 7
1012022 | Fire Doors | C (Poor): Asset is operational but major repair or replacement will be needed. | Category 2 (Necessary): Essential work required to prevent the deterioration of an asset. | 20 | 2016-01-16 | 8.2738 | 41.7262 | x | 5 | 3. Moderate | 11943 | Reactive Maintenance | 7
1012023 | Fire Doors | C (Poor): Asset is operational but major repair or replacement will be needed. | Category 2 (Necessary): Essential work required to prevent the deterioration of an asset. | 20 | 2012-11-14 | 11.4442 | 38.5558 | x | 5 | 3. Moderate | 11943 | Reactive Maintenance | 7
1012024 | Fire Doors | C (Poor): Asset is operational but major repair or replacement will be needed. | Category 2 (Necessary): Essential work required to prevent the deterioration of an asset. | 20 | 2014-12-27 | 9.3279 | 40.6721 | x | 5 | 3. Moderate | 11943 | Reactive Maintenance | 7
1012025 | Fire Doors | C (Poor): Asset is operational but major repair or replacement will be needed. | Category 2 (Necessary): Essential work required to prevent the deterioration of an asset. | 20 | 2004-01-17 | 20.271 | 29.729 | x | 5 | 3. Moderate | 11943 | Reactive Maintenance | 7
1012026 | Fire Doors | C (Poor): Asset is operational but major repair or replacement will be needed. | Category 2 (Necessary): Essential work required to prevent the deterioration of an asset. | 20 | 2011-02-12 | 13.1992 | 36.8008 | x | 5 | 3. Moderate | 11943 | Reactive Maintenance | 7
1012027 | Fire Doors | C (Poor): Asset is operational but major repair or replacement will be needed. | Category 2 (Necessary): Essential work required to prevent the deterioration of an asset. | 20 | 2008-09-09 | 15.6249 | 34.3751 | x | 5 | 3. Moderate | 11943 | Reactive Maintenance | 7
1012028 | Fire Doors | C (Poor): Asset is operational but major repair or replacement will be needed. | Category 2 (Necessary): Essential work required to prevent the deterioration of an asset. | 20 | 2005-11-17 | 18.4367 | 31.5633 | x | 5 | 3. Moderate | 11943 | Reactive Maintenance | 7
1012033 | Pipework for Low Pressure Natural Gas, Liquefied Petroleum Gas (LPG) or Oil | C (Poor): Asset is operational but major repair or replacement will be needed. | Category 2 (Necessary): Essential work required to prevent the deterioration of an asset. | 50 | 1999-01-28 | 25.2402 | 39.9039 | x | 5 | 5. Severe | 11943 | Reactive Maintenance | 1
1012058 | Hand Dryer | C (Poor): Asset is operational but major repair or replacement will be needed. | Category 2 (Necessary): Essential work required to prevent the deterioration of an asset. | 5 | 2022-01-18 | 2.2669 | 40.9322 | x | 5 | 2. Minor | 11943 | Reactive Maintenance | 14
1012059 | Pipework Systems - General | C (Poor): Asset is operational but major repair or replacement will be needed. | Category 2 (Necessary): Essential work required to prevent the deterioration of an asset. | 20 | 2008-03-12 | 16.1205 | 33.8795 | x | 5 | 4. Significant | 11943 | Reactive Maintenance | 3
1012060 | Pipework Systems - General | C (Poor): Asset is operational but major repair or replacement will be needed. | Category 2 (Necessary): Essential work required to prevent the deterioration of an asset. | 20 | 2006-06-27 | 17.8289 | 32.1711 | x | 5 | 4. Significant | 11943 | Reactive Maintenance | 3
1012061 | Pipework Systems - General | C (Poor): Asset is operational but major repair or replacement will be needed. | Category 2 (Necessary): Essential work required to prevent the deterioration of an asset. | 20 | 2020-02-05 | 4.219 | 45.781 | x | 5 | 4. Significant | 11943 | Reactive Maintenance | 3
1012062 | Pipework Systems - General | C (Poor): Asset is operational but major repair or replacement will be needed. | Category 2 (Necessary): Essential work required to prevent the deterioration of an asset. | 20 | 2018-10-30 | 5.4867 | 44.5133 | x | 5 | 4. Significant | 11943 | Reactive Maintenance | 3
1012063 | Pipework Systems - General | C (Poor): Asset is operational but major repair or replacement will be needed. | Category 2 (Necessary): Essential work required to prevent the deterioration of an asset. | 35 | 1994-03-10 | 30.1273 | 32.7844 | x | 5 | 4. Significant | 11943 | Reactive Maintenance | 3
1012064 | Pipework Systems - General | C (Poor): Asset is operational but major repair or replacement will be needed. | Category 2 (Necessary): Essential work required to prevent the deterioration of an asset. | 35 | 2013-04-18 | 11.0198 | 43.7029 | x | 5 | 4. Significant | 11943 | Reactive Maintenance | 3
1012065 | Pipework Systems - General | C (Poor): Asset is operational but major repair or replacement will be needed. | Category 2 (Necessary): Essential work required to prevent the deterioration of an asset. | 35 | 2021-12-13 | 2.3655 | 48.6483 | x | 5 | 4. Significant | 11943 | Reactive Maintenance | 3
1012066 | Pipework Systems - General | C (Poor): Asset is operational but major repair or replacement will be needed. | Category 2 (Necessary): Essential work required to prevent the deterioration of an asset. | 35 | 2005-05-23 | 18.924 | 39.1863 | x | 5 | 4. Significant | 11943 | Reactive Maintenance | 3
1012067 | Pipework Systems - General | C (Poor): Asset is operational but major repair or replacement will be needed. | Category 2 (Necessary): Essential work required to prevent the deterioration of an asset. | 35 | 1998-03-05 | 26.141 | 35.0623 | x | 5 | 4. Significant | 11943 | Reactive Maintenance | 3
1012068 | Pipework Systems - General | C (Poor): Asset is operational but major repair or replacement will be needed. | Category 2 (Necessary): Essential work required to prevent the deterioration of an asset. | 45 | 2016-03-11 | 8.1232 | 46.3897 | x | 5 | 4. Significant | 11943 | Reactive Maintenance | 3
1012069 | Pipework Systems - General | C (Poor): Asset is operational but major repair or replacement will be needed. | Category 2 (Necessary): Essential work required to prevent the deterioration of an asset. | 45 | 2008-08-24 | 15.6687 | 43.0361 | x | 5 | 4. Significant | 11943 | Reactive Maintenance | 3
1012070 | Pipework Systems - General | C (Poor): Asset is operational but major repair or replacement will be needed. | Category 2 (Necessary): Essential work required to prevent the deterioration of an asset. | 45 | 2002-07-03 | 21.8125 | 40.3056 | x | 5 | 4. Significant | 11943 | Reactive Maintenance | 3
1012071 | Pipework Systems - General | C (Poor): Asset is operational but major repair or replacement will be needed. | Category 2 (Necessary): Essential work required to prevent the deterioration of an asset. | 45 | 1994-11-16 | 29.4401 | 36.9155 | x | 5 | 4. Significant | 11943 | Reactive Maintenance | 3
1012072 | Pipework Systems - General | C (Poor): Asset is operational but major repair or replacement will be needed. | Category 2 (Necessary): Essential work required to prevent the deterioration of an asset. | 20 | 2018-09-30 | 5.5688 | 44.4312 | x | 5 | 4. Significant | 11943 | Reactive Maintenance | 3
1012073 | Pipework Systems - General | C (Poor): Asset is operational but major repair or replacement will be needed. | Category 2 (Necessary): Essential work required to prevent the deterioration of an asset. | 20 | 2018-04-23 | 6.0068 | 43.9932 | x | 5 | 4. Significant | 11943 | Reactive Maintenance | 3
1012074 | Pipework Systems - General | C (Poor): Asset is operational but major repair or replacement will be needed. | Category 2 (Necessary): Essential work required to prevent the deterioration of an asset. | 20 | 2005-10-26 | 18.4969 | 31.5031 | x | 5 | 4. Significant | 11943 | Reactive Maintenance | 3
1012075 | Pipework Systems - General | C (Poor): Asset is operational but major repair or replacement will be needed. | Category 2 (Necessary): Essential work required to prevent the deterioration of an asset. | 20 | 2019-02-06 | 5.2156 | 44.7844 | x | 5 | 4. Significant | 11943 | Reactive Maintenance | 3
1012076 | Pipework Systems - General | C (Poor): Asset is operational but major repair or replacement will be needed. | Category 2 (Necessary): Essential work required to prevent the deterioration of an asset. | 20 | 2022-09-19 | 1.5989 | 48.4011 | x | 5 | 4. Significant | 11943 | Reactive Maintenance | 3
1012077 | Pipework Systems - General | C (Poor): Asset is operational but major repair or replacement will be needed. | Category 2 (Necessary): Essential work required to prevent the deterioration of an asset. | 20 | 2015-07-24 | 8.7556 | 41.2444 | x | 5 | 4. Significant | 11943 | Reactive Maintenance | 3
1012078 | Pipework Systems - General | C (Poor): Asset is operational but major repair or replacement will be needed. | Category 2 (Necessary): Essential work required to prevent the deterioration of an asset. | 20 | 2008-08-09 | 15.7098 | 34.2902 | x | 5 | 4. Significant | 11943 | Reactive Maintenance | 3
1012079 | Pipework Systems - General | C (Poor): Asset is operational but major repair or replacement will be needed. | Category 2 (Necessary): Essential work required to prevent the deterioration of an asset. | 20 | 2004-03-08 | 20.1314 | 29.8686 | x | 5 | 4. Significant | 11943 | Reactive Maintenance | 3
1012080 | Pipework Systems - General | C (Poor): Asset is operational but major repair or replacement will be needed. | Category 2 (Necessary): Essential work required to prevent the deterioration of an asset. | 35 | 2018-07-16 | 5.7769 | 46.6989 | x | 5 | 4. Significant | 11943 | Reactive Maintenance | 3
1012081 | Pipework Systems - General | C (Poor): Asset is operational but major repair or replacement will be needed. | Category 2 (Necessary): Essential work required to prevent the deterioration of an asset. | 35 | 2019-06-04 | 4.8925 | 47.2043 | x | 5 | 4. Significant | 11943 | Reactive Maintenance | 3
1012082 | Pipework Systems - General | C (Poor): Asset is operational but major repair or replacement will be needed. | Category 2 (Necessary): Essential work required to prevent the deterioration of an asset. | 35 | 2018-07-08 | 5.7988 | 46.6864 | x | 5 | 4. Significant | 11943 | Reactive Maintenance | 3
1012083 | Pipework Systems - General | C (Poor): Asset is operational but major repair or replacement will be needed. | Category 2 (Necessary): Essential work required to prevent the deterioration of an asset. | 35 | 2003-05-25 | 20.9199 | 38.0458 | x | 5 | 4. Significant | 11943 | Reactive Maintenance | 3
1012084 | Pipework Systems - General | C (Poor): Asset is operational but major repair or replacement will be needed. | Category 2 (Necessary): Essential work required to prevent the deterioration of an asset. | 35 | 2014-01-15 | 10.2752 | 44.1285 | x | 5 | 4. Significant | 11943 | Reactive Maintenance | 3
1012085 | Pipework Systems - General | C (Poor): Asset is operational but major repair or replacement will be needed. | Category 2 (Necessary): Essential work required to prevent the deterioration of an asset. | 45 | 1999-05-05 | 24.9747 | 38.9001 | x | 5 | 4. Significant | 11943 | Reactive Maintenance | 3
1012086 | Pipework Systems - General | C (Poor): Asset is operational but major repair or replacement will be needed. | Category 2 (Necessary): Essential work required to prevent the deterioration of an asset. | 45 | 2004-10-03 | 19.5592 | 41.307 | x | 5 | 4. Significant | 11943 | Reactive Maintenance | 3
1012087 | Pipework Systems - General | C (Poor): Asset is operational but major repair or replacement will be needed. | Category 2 (Necessary): Essential work required to prevent the deterioration of an asset. | 45 | 2007-12-28 | 16.3258 | 42.7441 | x | 5 | 4. Significant | 11943 | Reactive Maintenance | 3
1012090 | Electrical Installation - Generally | C (Poor): Asset is operational but major repair or replacement will be needed. | Category 2 (Necessary): Essential work required to prevent the deterioration of an asset. | 35 | 2019-01-03 | 5.3087 | 46.9665 | x | 5 | 4. Significant | 11943 | Reactive Maintenance | 3
1012091 | Electrical Installation - Generally | C (Poor): Asset is operational but major repair or replacement will be needed. | Category 2 (Necessary): Essential work required to prevent the deterioration of an asset. | 35 | 2014-01-05 | 10.3025 | 44.1128 | x | 5 | 4. Significant | 11943 | Reactive Maintenance | 3
1012092 | Electrical Installation - Generally | C (Poor): Asset is operational but major repair or replacement will be needed. | Category 2 (Necessary): Essential work required to prevent the deterioration of an asset. | 35 | 2017-11-07 | 6.4641 | 46.3062 | x | 5 | 4. Significant | 11943 | Reactive Maintenance | 3
1012093 | Electrical Installation - Generally | C (Poor): Asset is operational but major repair or replacement will be needed. | Category 2 (Necessary): Essential work required to prevent the deterioration of an asset. | 35 | 1996-04-26 | 27.9973 | 34.0016 | x | 5 | 4. Significant | 11943 | Reactive Maintenance | 3
1012094 | Electrical Installation - Generally | C (Poor): Asset is operational but major repair or replacement will be needed. | Category 2 (Necessary): Essential work required to prevent the deterioration of an asset. | 35 | 2007-11-03 | 16.4764 | 40.5849 | x | 5 | 4. Significant | 11943 | Reactive Maintenance | 3
1012095 | Electrical Installation - Generally | C (Poor): Asset is operational but major repair or replacement will be needed. | Category 2 (Necessary): Essential work required to prevent the deterioration of an asset. | 35 | 2009-04-02 | 15.0637 | 41.3922 | x | 5 | 4. Significant | 11943 | Reactive Maintenance | 3
1012097 | Fire Extinguishers - Foam (Stored Pressure) | C (Poor): Asset is operational but major repair or replacement will be needed. | Category 2 (Necessary): Essential work required to prevent the deterioration of an asset. | 15 | 2015-03-21 | 9.0979 | 37.8695 | x | 5 | 5. Severe | 11943 | Reactive Maintenance | 1
1012099 | Roof Coverings and Flashings | C (Poor): Asset is operational but major repair or replacement will be needed. | Category 2 (Necessary): Essential work required to prevent the deterioration of an asset. | 40 | 2017-03-20 | 7.0992 | 46.4504 | x | 5 | 4. Significant | 11943 | Reactive Maintenance | 3
1012100 | Access Control | C (Poor): Asset is operational but major repair or replacement will be needed. | Category 2 (Necessary): Essential work required to prevent the deterioration of an asset. | 15 | 2021-10-23 | 2.5051 | 46.6598 | x | 5 | 4. Significant | 11943 | Reactive Maintenance | 3
1012101 | Access Control | C (Poor): Asset is operational but major repair or replacement will be needed. | Category 2 (Necessary): Essential work required to prevent the deterioration of an asset. | 15 | 2015-12-22 | 8.3422 | 38.877 | x | 5 | 4. Significant | 11943 | Reactive Maintenance | 3
1012102 | Access Control | C (Poor): Asset is operational but major repair or replacement will be needed. | Category 2 (Necessary): Essential work required to prevent the deterioration of an asset. | 15 | 2011-12-27 | 12.3285 | 33.5619 | x | 5 | 4. Significant | 11943 | Reactive Maintenance | 3
1012127 | Showers | C (Poor): Asset is operational but major repair or replacement will be needed. | Category 2 (Necessary): Essential work required to prevent the deterioration of an asset. | 5 | 2023-07-22 | 0.76112 | 46.9555 | x | 5 | 3. Moderate | 11943 | Reactive Maintenance | 7
1012128 | Showers | C (Poor): Asset is operational but major repair or replacement will be needed. | Category 2 (Necessary): Essential work required to prevent the deterioration of an asset. | 5 | 2022-10-19 | 1.5168 | 43.9329 | x | 5 | 3. Moderate | 11943 | Reactive Maintenance | 7
1012129 | Showers | C (Poor): Asset is operational but major repair or replacement will be needed. | Category 2 (Necessary): Essential work required to prevent the deterioration of an asset. | 5 | 2020-11-05 | 3.4689 | 36.1246 | x | 5 | 3. Moderate | 11943 | Reactive Maintenance | 7
1012130 | Showers | C (Poor): Asset is operational but major repair or replacement will be needed. | Category 2 (Necessary): Essential work required to prevent the deterioration of an asset. | 5 | 2021-07-15 | 2.7789 | 38.8843 | x | 5 | 3. Moderate | 11943 | Reactive Maintenance | 7
1012131 | Showers | C (Poor): Asset is operational but major repair or replacement will be needed. | Category 2 (Necessary): Essential work required to prevent the deterioration of an asset. | 5 | 2022-02-13 | 2.1958 | 41.217 | x | 5 | 3. Moderate | 11943 | Reactive Maintenance | 7
1012132 | Showers | C (Poor): Asset is operational but major repair or replacement will be needed. | Category 2 (Necessary): Essential work required to prevent the deterioration of an asset. | 5 | 2022-11-02 | 1.4784 | 44.0862 | x | 5 | 3. Moderate | 11943 | Reactive Maintenance | 7
1012133 | Showers | C (Poor): Asset is operational but major repair or replacement will be needed. | Category 2 (Necessary): Essential work required to prevent the deterioration of an asset. | 5 | 2020-05-31 | 3.9014 | 34.3943 | x | 5 | 3. Moderate | 11943 | Reactive Maintenance | 7
1012134 | Fans - Window or Wall Mounted | C (Poor): Asset is operational but major repair or replacement will be needed. | Category 2 (Necessary): Essential work required to prevent the deterioration of an asset. | 15 | 2015-07-25 | 8.7529 | 38.3295 | x | 5 | 2. Minor | 11943 | Reactive Maintenance | 14
1012137 | Toilet and Shower Areas | C (Poor): Asset is operational but major repair or replacement will be needed. | Category 2 (Necessary): Essential work required to prevent the deterioration of an asset. | 25 | 2023-09-26 | 0.58042 | 49.5357 | x | 5 | 3. Moderate | 11943 | Reactive Maintenance | 7
1012138 | Toilet and Shower Areas | C (Poor): Asset is operational but major repair or replacement will be needed. | Category 2 (Necessary): Essential work required to prevent the deterioration of an asset. | 25 | 2004-02-19 | 20.1807 | 33.8554 | x | 5 | 3. Moderate | 11943 | Reactive Maintenance | 7
1012139 | Toilet and Shower Areas | C (Poor): Asset is operational but major repair or replacement will be needed. | Category 2 (Necessary): Essential work required to prevent the deterioration of an asset. | 25 | 2000-10-11 | 23.5373 | 31.1702 | x | 5 | 3. Moderate | 11943 | Reactive Maintenance | 7
1012140 | Toilet and Shower Areas | C (Poor): Asset is operational but major repair or replacement will be needed. | Category 2 (Necessary): Essential work required to prevent the deterioration of an asset. | 25 | 2015-07-01 | 8.8186 | 42.9451 | x | 5 | 3. Moderate | 11943 | Reactive Maintenance | 7
1012141 | Toilet and Shower Areas | C (Poor): Asset is operational but major repair or replacement will be needed. | Category 2 (Necessary): Essential work required to prevent the deterioration of an asset. | 25 | 2012-03-20 | 12.0986 | 40.3211 | x | 5 | 3. Moderate | 11943 | Reactive Maintenance | 7
1012142 | Toilet and Shower Areas | C (Poor): Asset is operational but major repair or replacement will be needed. | Category 2 (Necessary): Essential work required to prevent the deterioration of an asset. | 25 | 2021-05-21 | 2.9295 | 47.6564 | x | 5 | 3. Moderate | 11943 | Reactive Maintenance | 7
1012143 | Toilet and Shower Areas | C (Poor): Asset is operational but major repair or replacement will be needed. | Category 2 (Necessary): Essential work required to prevent the deterioration of an asset. | 25 | 2005-02-11 | 19.2005 | 34.6396 | x | 5 | 3. Moderate | 11943 | Reactive Maintenance | 7
1012144 | Toilet and Shower Areas | C (Poor): Asset is operational but major repair or replacement will be needed. | Category 2 (Necessary): Essential work required to prevent the deterioration of an asset. | 25 | 2002-01-07 | 22.2971 | 32.1624 | x | 5 | 3. Moderate | 11943 | Reactive Maintenance | 7
1012145 | Toilet and Shower Areas | C (Poor): Asset is operational but major repair or replacement will be needed. | Category 2 (Necessary): Essential work required to prevent the deterioration of an asset. | 25 | 2014-10-31 | 9.4839 | 42.4129 | x | 5 | 3. Moderate | 11943 | Reactive Maintenance | 7
1012146 | Toilet and Shower Areas | C (Poor): Asset is operational but major repair or replacement will be needed. | Category 2 (Necessary): Essential work required to prevent the deterioration of an asset. | 25 | 2013-08-24 | 10.6694 | 41.4645 | x | 5 | 3. Moderate | 11943 | Reactive Maintenance | 7
1012147 | Toilet and Shower Areas | C (Poor): Asset is operational but major repair or replacement will be needed. | Category 2 (Necessary): Essential work required to prevent the deterioration of an asset. | 25 | 2023-02-19 | 1.18 | 49.056 | x | 5 | 3. Moderate | 11943 | Reactive Maintenance | 7
1012148 | Toilet and Shower Areas | C (Poor): Asset is operational but major repair or replacement will be needed. | Category 2 (Necessary): Essential work required to prevent the deterioration of an asset. | 25 | 2004-07-08 | 19.7974 | 34.1621 | x | 5 | 3. Moderate | 11943 | Reactive Maintenance | 7
1012149 | Toilet and Shower Areas | C (Poor): Asset is operational but major repair or replacement will be needed. | Category 2 (Necessary): Essential work required to prevent the deterioration of an asset. | 25 | 2015-01-25 | 9.2485 | 42.6012 | x | 5 | 3. Moderate | 11943 | Reactive Maintenance | 7
1012150 | Toilet and Shower Areas | C (Poor): Asset is operational but major repair or replacement will be needed. | Category 2 (Necessary): Essential work required to prevent the deterioration of an asset. | 25 | 2011-03-28 | 13.0787 | 39.537 | x | 5 | 3. Moderate | 11943 | Reactive Maintenance | 7
1012151 | Toilet and Shower Areas | C (Poor): Asset is operational but major repair or replacement will be needed. | Category 2 (Necessary): Essential work required to prevent the deterioration of an asset. | 25 | 2008-12-02 | 15.3949 | 37.6841 | x | 5 | 3. Moderate | 11943 | Reactive Maintenance | 7
1012152 | Toilet and Shower Areas | C (Poor): Asset is operational but major repair or replacement will be needed. | Category 2 (Necessary): Essential work required to prevent the deterioration of an asset. | 25 | 1999-01-23 | 25.2539 | 29.7969 | x | 5 | 3. Moderate | 11943 | Reactive Maintenance | 7
1012153 | Toilet and Shower Areas | C (Poor): Asset is operational but major repair or replacement will be needed. | Category 2 (Necessary): Essential work required to prevent the deterioration of an asset. | 25 | 2012-03-26 | 12.0821 | 40.3343 | x | 5 | 3. Moderate | 11943 | Reactive Maintenance | 7
1012154 | Toilet and Shower Areas | C (Poor): Asset is operational but major repair or replacement will be needed. | Category 2 (Necessary): Essential work required to prevent the deterioration of an asset. | 25 | 2017-01-07 | 7.2964 | 44.1629 | x | 5 | 3. Moderate | 11943 | Reactive Maintenance | 7
1012155 | Toilet and Shower Areas | C (Poor): Asset is operational but major repair or replacement will be needed. | Category 2 (Necessary): Essential work required to prevent the deterioration of an asset. | 25 | 2006-05-24 | 17.922 | 35.6624 | x | 5 | 3. Moderate | 11943 | Reactive Maintenance | 7
1012156 | Toilet and Shower Areas | C (Poor): Asset is operational but major repair or replacement will be needed. | Category 2 (Necessary): Essential work required to prevent the deterioration of an asset. | 25 | 2010-01-05 | 14.3025 | 38.558 | x | 5 | 3. Moderate | 11943 | Reactive Maintenance | 7
1012157 | Toilet and Shower Areas | C (Poor): Asset is operational but major repair or replacement will be needed. | Category 2 (Necessary): Essential work required to prevent the deterioration of an asset. | 25 | 2016-05-26 | 7.9151 | 43.6679 | x | 5 | 3. Moderate | 11943 | Reactive Maintenance | 7
1012173 | Outstations | C (Poor): Asset is operational but major repair or replacement will be needed. | Category 2 (Necessary): Essential work required to prevent the deterioration of an asset. | 10 | 2022-06-01 | 1.9001 | 46.1999 | x | 5 | 4. Significant | 12335 | Reactive Maintenance | 3
1012177 | Closed-Circuit Television (CCTV) | C (Poor): Asset is operational but major repair or replacement will be needed. | Category 2 (Necessary): Essential work required to prevent the deterioration of an asset. | 15 | 2023-12-08 | 0.38056 | 49.4926 | x | 5 | 5. Severe | 12335 | Reactive Maintenance | 1
1012178 | Emergency Lighting - Self Contained | C (Poor): Asset is operational but major repair or replacement will be needed. | Category 2 (Necessary): Essential work required to prevent the deterioration of an asset. | 25 | 2003-10-10 | 20.5421 | 33.5663 | x | 5 | 4. Significant | 12335 | Reactive Maintenance | 3
1012179 | Emergency Lighting - Self Contained | C (Poor): Asset is operational but major repair or replacement will be needed. | Category 2 (Necessary): Essential work required to prevent the deterioration of an asset. | 25 | 2019-01-14 | 5.2786 | 45.7771 | x | 5 | 4. Significant | 12335 | Reactive Maintenance | 3
1012180 | Emergency Lighting - Self Contained | C (Poor): Asset is operational but major repair or replacement will be needed. | Category 2 (Necessary): Essential work required to prevent the deterioration of an asset. | 25 | 2004-04-25 | 20 | 34 | x | 5 | 4. Significant | 12335 | Reactive Maintenance | 3
1012181 | Emergency Lighting - Self Contained | C (Poor): Asset is operational but major repair or replacement will be needed. | Category 2 (Necessary): Essential work required to prevent the deterioration of an asset. | 25 | 2010-11-02 | 13.4784 | 39.2172 | x | 5 | 4. Significant | 12335 | Reactive Maintenance | 3
1012182 | Emergency Lighting - Self Contained | C (Poor): Asset is operational but major repair or replacement will be needed. | Category 2 (Necessary): Essential work required to prevent the deterioration of an asset. | 25 | 2021-12-30 | 2.319 | 48.1448 | x | 5 | 4. Significant | 12335 | Reactive Maintenance | 3
1012185 | Fire Doors | C (Poor): Asset is operational but major repair or replacement will be needed. | Category 2 (Necessary): Essential work required to prevent the deterioration of an asset. | 20 | 2021-12-19 | 2.3491 | 47.6509 | x | 5 | 3. Moderate | 12335 | Reactive Maintenance | 7
1012186 | Fire Doors | C (Poor): Asset is operational but major repair or replacement will be needed. | Category 2 (Necessary): Essential work required to prevent the deterioration of an asset. | 20 | 2013-07-13 | 10.7844 | 39.2156 | x | 5 | 3. Moderate | 12335 | Reactive Maintenance | 7
1012187 | Fire Doors | C (Poor): Asset is operational but major repair or replacement will be needed. | Category 2 (Necessary): Essential work required to prevent the deterioration of an asset. | 20 | 2015-11-23 | 8.4216 | 41.5784 | x | 5 | 3. Moderate | 12335 | Reactive Maintenance | 7
1012188 | Fire Doors | C (Poor): Asset is operational but major repair or replacement will be needed. | Category 2 (Necessary): Essential work required to prevent the deterioration of an asset. | 20 | 2013-02-06 | 11.2142 | 38.7858 | x | 5 | 3. Moderate | 12335 | Reactive Maintenance | 7
1012189 | Fire Doors | C (Poor): Asset is operational but major repair or replacement will be needed. | Category 2 (Necessary): Essential work required to prevent the deterioration of an asset. | 20 | 2014-06-10 | 9.8754 | 40.1246 | x | 5 | 3. Moderate | 12335 | Reactive Maintenance | 7
1012201 | Pipework for Low Pressure Natural Gas, Liquefied Petroleum Gas (LPG) or Oil | C (Poor): Asset is operational but major repair or replacement will be needed. | Category 2 (Necessary): Essential work required to prevent the deterioration of an asset. | 50 | 2019-06-29 | 4.8241 | 48.0704 | x | 5 | 5. Severe | 12335 | Reactive Maintenance | 1
1012259 | Hand Dryer | C (Poor): Asset is operational but major repair or replacement will be needed. | Category 2 (Necessary): Essential work required to prevent the deterioration of an asset. | 5 | 2021-12-03 | 2.3929 | 40.4285 | x | 5 | 2. Minor | 12335 | Reactive Maintenance | 14
1012262 | Pipework Systems - General | C (Poor): Asset is operational but major repair or replacement will be needed. | Category 2 (Necessary): Essential work required to prevent the deterioration of an asset. | 20 | 2021-12-27 | 2.3272 | 47.6728 | x | 5 | 4. Significant | 12335 | Reactive Maintenance | 3
1012263 | Pipework Systems - General | C (Poor): Asset is operational but major repair or replacement will be needed. | Category 2 (Necessary): Essential work required to prevent the deterioration of an asset. | 20 | 2009-08-31 | 14.6502 | 35.3498 | x | 5 | 4. Significant | 12335 | Reactive Maintenance | 3
1012264 | Pipework Systems - General | C (Poor): Asset is operational but major repair or replacement will be needed. | Category 2 (Necessary): Essential work required to prevent the deterioration of an asset. | 20 | 2004-06-24 | 19.8357 | 30.1643 | x | 5 | 4. Significant | 12335 | Reactive Maintenance | 3
1012265 | Pipework Systems - General | C (Poor): Asset is operational but major repair or replacement will be needed. | Category 2 (Necessary): Essential work required to prevent the deterioration of an asset. | 20 | 2021-06-08 | 2.8802 | 47.1198 | x | 5 | 4. Significant | 12335 | Reactive Maintenance | 3
1012266 | Pipework Systems - General | C (Poor): Asset is operational but major repair or replacement will be needed. | Category 2 (Necessary): Essential work required to prevent the deterioration of an asset. | 20 | 2009-06-07 | 14.883 | 35.117 | x | 5 | 4. Significant | 12335 | Reactive Maintenance | 3
1012267 | Pipework Systems - General | C (Poor): Asset is operational but major repair or replacement will be needed. | Category 2 (Necessary): Essential work required to prevent the deterioration of an asset. | 20 | 2013-09-26 | 10.5791 | 39.4209 | x | 5 | 4. Significant | 12335 | Reactive Maintenance | 3
1012268 | Pipework Systems - General | C (Poor): Asset is operational but major repair or replacement will be needed. | Category 2 (Necessary): Essential work required to prevent the deterioration of an asset. | 20 | 2017-04-16 | 7.0253 | 42.9747 | x | 5 | 4. Significant | 12335 | Reactive Maintenance | 3
1012269 | Pipework Systems - General | C (Poor): Asset is operational but major repair or replacement will be needed. | Category 2 (Necessary): Essential work required to prevent the deterioration of an asset. | 20 | 2020-04-16 | 4.0246 | 45.9754 | x | 5 | 4. Significant | 12335 | Reactive Maintenance | 3
1012270 | Pipework Systems - General | C (Poor): Asset is operational but major repair or replacement will be needed. | Category 2 (Necessary): Essential work required to prevent the deterioration of an asset. | 20 | 2018-11-27 | 5.41 | 44.59 | x | 5 | 4. Significant | 12335 | Reactive Maintenance | 3
1012271 | Pipework Systems - General | C (Poor): Asset is operational but major repair or replacement will be needed. | Category 2 (Necessary): Essential work required to prevent the deterioration of an asset. | 20 | 2008-02-05 | 16.219 | 33.781 | x | 5 | 4. Significant | 12335 | Reactive Maintenance | 3
1012272 | Pipework Systems - General | C (Poor): Asset is operational but major repair or replacement will be needed. | Category 2 (Necessary): Essential work required to prevent the deterioration of an asset. | 35 | 1998-01-06 | 26.2998 | 34.9715 | x | 5 | 4. Significant | 12335 | Reactive Maintenance | 3
1012273 | Pipework Systems - General | C (Poor): Asset is operational but major repair or replacement will be needed. | Category 2 (Necessary): Essential work required to prevent the deterioration of an asset. | 35 | 1996-06-11 | 27.8713 | 34.0735 | x | 5 | 4. Significant | 12335 | Reactive Maintenance | 3
1012274 | Pipework Systems - General | C (Poor): Asset is operational but major repair or replacement will be needed. | Category 2 (Necessary): Essential work required to prevent the deterioration of an asset. | 35 | 2016-12-06 | 7.384 | 45.7806 | x | 5 | 4. Significant | 12335 | Reactive Maintenance | 3
1012275 | Pipework Systems - General | C (Poor): Asset is operational but major repair or replacement will be needed. | Category 2 (Necessary): Essential work required to prevent the deterioration of an asset. | 45 | 1998-08-16 | 25.692 | 38.5813 | x | 5 | 4. Significant | 12335 | Reactive Maintenance | 3
1012284 | Intruder Alarms | C (Poor): Asset is operational but major repair or replacement will be needed. | Category 2 (Necessary): Essential work required to prevent the deterioration of an asset. | 15 | 2018-02-20 | 6.1766 | 41.7645 | x | 5 | 5. Severe | 12335 | Reactive Maintenance | 1
1012285 | Electrical Installation - Generally | C (Poor): Asset is operational but major repair or replacement will be needed. | Category 2 (Necessary): Essential work required to prevent the deterioration of an asset. | 35 | 2013-08-03 | 10.7269 | 43.8703 | x | 5 | 4. Significant | 12335 | Reactive Maintenance | 3
1012286 | Electrical Installation - Generally | C (Poor): Asset is operational but major repair or replacement will be needed. | Category 2 (Necessary): Essential work required to prevent the deterioration of an asset. | 35 | 2006-10-27 | 17.4949 | 40.0029 | x | 5 | 4. Significant | 12335 | Reactive Maintenance | 3
1012287 | Electrical Installation - Generally | C (Poor): Asset is operational but major repair or replacement will be needed. | Category 2 (Necessary): Essential work required to prevent the deterioration of an asset. | 35 | 2004-05-21 | 19.9288 | 38.6121 | x | 5 | 4. Significant | 12335 | Reactive Maintenance | 3
1012288 | Electrical Installation - Generally | C (Poor): Asset is operational but major repair or replacement will be needed. | Category 2 (Necessary): Essential work required to prevent the deterioration of an asset. | 35 | 2000-08-04 | 23.7235 | 36.4437 | x | 5 | 4. Significant | 12335 | Reactive Maintenance | 3
1012289 | Electrical Installation - Generally | C (Poor): Asset is operational but major repair or replacement will be needed. | Category 2 (Necessary): Essential work required to prevent the deterioration of an asset. | 35 | 1998-02-21 | 26.1739 | 35.0435 | x | 5 | 4. Significant | 12335 | Reactive Maintenance | 3
1012290 | Electrical Installation - Generally | C (Poor): Asset is operational but major repair or replacement will be needed. | Category 2 (Necessary): Essential work required to prevent the deterioration of an asset. | 35 | 1999-12-12 | 24.3696 | 36.0745 | x | 5 | 4. Significant | 12335 | Reactive Maintenance | 3
1012291 | Electrical Installation - Generally | C (Poor): Asset is operational but major repair or replacement will be needed. | Category 2 (Necessary): Essential work required to prevent the deterioration of an asset. | 35 | 2020-04-07 | 4.0493 | 47.6861 | x | 5 | 4. Significant | 12335 | Reactive Maintenance | 3
1012292 | Electrical Installation - Generally | C (Poor): Asset is operational but major repair or replacement will be needed. | Category 2 (Necessary): Essential work required to prevent the deterioration of an asset. | 35 | 1999-06-30 | 24.8214 | 35.8164 | x | 5 | 4. Significant | 12335 | Reactive Maintenance | 3
1012294 | Fire Extinguishers - Foam (Stored Pressure) | C (Poor): Asset is operational but major repair or replacement will be needed. | Category 2 (Necessary): Essential work required to prevent the deterioration of an asset. | 15 | 2015-06-14 | 8.8652 | 38.1798 | x | 5 | 5. Severe | 12335 | Reactive Maintenance | 1
1012297 | Roof Coverings and Flashings | C (Poor): Asset is operational but major repair or replacement will be needed. | Category 2 (Necessary): Essential work required to prevent the deterioration of an asset. | 40 | 1994-03-24 | 30.089 | 34.9555 | x | 5 | 4. Significant | 12335 | Reactive Maintenance | 3
1012298 | Roof Coverings and Flashings | C (Poor): Asset is operational but major repair or replacement will be needed. | Category 2 (Necessary): Essential work required to prevent the deterioration of an asset. | 40 | 2018-02-22 | 6.1711 | 46.9144 | x | 5 | 4. Significant | 12335 | Reactive Maintenance | 3
1012327 | Showers | C (Poor): Asset is operational but major repair or replacement will be needed. | Category 2 (Necessary): Essential work required to prevent the deterioration of an asset. | 5 | 2022-09-20 | 1.5962 | 43.6153 | x | 5 | 3. Moderate | 12335 | Reactive Maintenance | 7
1012328 | Showers | C (Poor): Asset is operational but major repair or replacement will be needed. | Category 2 (Necessary): Essential work required to prevent the deterioration of an asset. | 5 | 2022-06-10 | 1.8754 | 42.4983 | x | 5 | 3. Moderate | 12335 | Reactive Maintenance | 7
1012329 | Showers | C (Poor): Asset is operational but major repair or replacement will be needed. | Category 2 (Necessary): Essential work required to prevent the deterioration of an asset. | 5 | 2020-05-20 | 3.9316 | 34.2738 | x | 5 | 3. Moderate | 12335 | Reactive Maintenance | 7
1012330 | Showers | C (Poor): Asset is operational but major repair or replacement will be needed. | Category 2 (Necessary): Essential work required to prevent the deterioration of an asset. | 5 | 2020-11-15 | 3.4415 | 36.2341 | x | 5 | 3. Moderate | 12335 | Reactive Maintenance | 7
1012331 | Showers | C (Poor): Asset is operational but major repair or replacement will be needed. | Category 2 (Necessary): Essential work required to prevent the deterioration of an asset. | 5 | 2023-09-20 | 0.59685 | 47.6126 | x | 5 | 3. Moderate | 12335 | Reactive Maintenance | 7
1012332 | Showers | C (Poor): Asset is operational but major repair or replacement will be needed. | Category 2 (Necessary): Essential work required to prevent the deterioration of an asset. | 5 | 2023-01-01 | 1.3142 | 44.7433 | x | 5 | 3. Moderate | 12335 | Reactive Maintenance | 7
1012333 | Showers | C (Poor): Asset is operational but major repair or replacement will be needed. | Category 2 (Necessary): Essential work required to prevent the deterioration of an asset. | 5 | 2022-06-07 | 1.8836 | 42.4654 | x | 5 | 3. Moderate | 12335 | Reactive Maintenance | 7
1012334 | Showers | C (Poor): Asset is operational but major repair or replacement will be needed. | Category 2 (Necessary): Essential work required to prevent the deterioration of an asset. | 5 | 2020-12-29 | 3.321 | 36.7159 | x | 5 | 3. Moderate | 12335 | Reactive Maintenance | 7
1012335 | Showers | C (Poor): Asset is operational but major repair or replacement will be needed. | Category 2 (Necessary): Essential work required to prevent the deterioration of an asset. | 5 | 2021-02-21 | 3.1732 | 37.3073 | x | 5 | 3. Moderate | 12335 | Reactive Maintenance | 7
1012336 | Fans - Window or Wall Mounted | C (Poor): Asset is operational but major repair or replacement will be needed. | Category 2 (Necessary): Essential work required to prevent the deterioration of an asset. | 15 | 2019-05-27 | 4.9144 | 43.4474 | x | 5 | 2. Minor | 12335 | Reactive Maintenance | 14
1012337 | Fans - Window or Wall Mounted | C (Poor): Asset is operational but major repair or replacement will be needed. | Category 2 (Necessary): Essential work required to prevent the deterioration of an asset. | 15 | 2023-06-18 | 0.85421 | 48.8611 | x | 5 | 2. Minor | 12335 | Reactive Maintenance | 14
1012338 | Fans - Window or Wall Mounted | C (Poor): Asset is operational but major repair or replacement will be needed. | Category 2 (Necessary): Essential work required to prevent the deterioration of an asset. | 15 | 2019-05-26 | 4.9172 | 43.4438 | x | 5 | 2. Minor | 12335 | Reactive Maintenance | 14
1012341 | Toilet and Shower Areas | C (Poor): Asset is operational but major repair or replacement will be needed. | Category 2 (Necessary): Essential work required to prevent the deterioration of an asset. | 25 | 2021-12-29 | 2.3217 | 48.1426 | x | 5 | 3. Moderate | 12335 | Reactive Maintenance | 7
1012342 | Toilet and Shower Areas | C (Poor): Asset is operational but major repair or replacement will be needed. | Category 2 (Necessary): Essential work required to prevent the deterioration of an asset. | 25 | 2015-11-06 | 8.4682 | 43.2255 | x | 5 | 3. Moderate | 12335 | Reactive Maintenance | 7
1012343 | Toilet and Shower Areas | C (Poor): Asset is operational but major repair or replacement will be needed. | Category 2 (Necessary): Essential work required to prevent the deterioration of an asset. | 25 | 2013-06-23 | 10.8392 | 41.3287 | x | 5 | 3. Moderate | 12335 | Reactive Maintenance | 7
1012344 | Toilet and Shower Areas | C (Poor): Asset is operational but major repair or replacement will be needed. | Category 2 (Necessary): Essential work required to prevent the deterioration of an asset. | 25 | 2020-03-17 | 4.1068 | 46.7146 | x | 5 | 3. Moderate | 12335 | Reactive Maintenance | 7
1012345 | Toilet and Shower Areas | C (Poor): Asset is operational but major repair or replacement will be needed. | Category 2 (Necessary): Essential work required to prevent the deterioration of an asset. | 25 | 2020-02-02 | 4.2272 | 46.6182 | x | 5 | 3. Moderate | 12335 | Reactive Maintenance | 7
1012346 | Toilet and Shower Areas | C (Poor): Asset is operational but major repair or replacement will be needed. | Category 2 (Necessary): Essential work required to prevent the deterioration of an asset. | 25 | 2021-10-30 | 2.486 | 48.0112 | x | 5 | 3. Moderate | 12335 | Reactive Maintenance | 7
1012347 | Toilet and Shower Areas | C (Poor): Asset is operational but major repair or replacement will be needed. | Category 2 (Necessary): Essential work required to prevent the deterioration of an asset. | 25 | 2000-01-06 | 24.3012 | 30.5591 | x | 5 | 3. Moderate | 12335 | Reactive Maintenance | 7
1012348 | Toilet and Shower Areas | C (Poor): Asset is operational but major repair or replacement will be needed. | Category 2 (Necessary): Essential work required to prevent the deterioration of an asset. | 25 | 2008-11-17 | 15.436 | 37.6512 | x | 5 | 3. Moderate | 12335 | Reactive Maintenance | 7
1012349 | Toilet and Shower Areas | C (Poor): Asset is operational but major repair or replacement will be needed. | Category 2 (Necessary): Essential work required to prevent the deterioration of an asset. | 25 | 2021-06-12 | 2.8693 | 47.7046 | x | 5 | 3. Moderate | 12335 | Reactive Maintenance | 7
1012350 | Toilet and Shower Areas | C (Poor): Asset is operational but major repair or replacement will be needed. | Category 2 (Necessary): Essential work required to prevent the deterioration of an asset. | 25 | 2014-01-28 | 10.2396 | 41.8084 | x | 5 | 3. Moderate | 12335 | Reactive Maintenance | 7
1012351 | Toilet and Shower Areas | C (Poor): Asset is operational but major repair or replacement will be needed. | Category 2 (Necessary): Essential work required to prevent the deterioration of an asset. | 25 | 2016-04-20 | 8.0137 | 43.589 | x | 5 | 3. Moderate | 12335 | Reactive Maintenance | 7
1012352 | Toilet and Shower Areas | C (Poor): Asset is operational but major repair or replacement will be needed. | Category 2 (Necessary): Essential work required to prevent the deterioration of an asset. | 25 | 2008-02-07 | 16.2136 | 37.0292 | x | 5 | 3. Moderate | 12335 | Reactive Maintenance | 7
1012353 | Toilet and Shower Areas | C (Poor): Asset is operational but major repair or replacement will be needed. | Category 2 (Necessary): Essential work required to prevent the deterioration of an asset. | 25 | 2013-09-29 | 10.5708 | 41.5433 | x | 5 | 3. Moderate | 12335 | Reactive Maintenance | 7
1012354 | Toilet and Shower Areas | C (Poor): Asset is operational but major repair or replacement will be needed. | Category 2 (Necessary): Essential work required to prevent the deterioration of an asset. | 25 | 2009-11-29 | 14.4038 | 38.4769 | x | 5 | 3. Moderate | 12335 | Reactive Maintenance | 7
1012355 | Toilet and Shower Areas | C (Poor): Asset is operational but major repair or replacement will be needed. | Category 2 (Necessary): Essential work required to prevent the deterioration of an asset. | 25 | 2002-07-18 | 21.7714 | 32.5829 | x | 5 | 3. Moderate | 12335 | Reactive Maintenance | 7
1012356 | Toilet and Shower Areas | C (Poor): Asset is operational but major repair or replacement will be needed. | Category 2 (Necessary): Essential work required to prevent the deterioration of an asset. | 25 | 2018-01-02 | 6.3107 | 44.9514 | x | 5 | 3. Moderate | 12335 | Reactive Maintenance | 7
1012357 | Toilet and Shower Areas | C (Poor): Asset is operational but major repair or replacement will be needed. | Category 2 (Necessary): Essential work required to prevent the deterioration of an asset. | 25 | 2015-02-02 | 9.2266 | 42.6188 | x | 5 | 3. Moderate | 12335 | Reactive Maintenance | 7
1012358 | Toilet and Shower Areas | C (Poor): Asset is operational but major repair or replacement will be needed. | Category 2 (Necessary): Essential work required to prevent the deterioration of an asset. | 25 | 2020-01-16 | 4.2738 | 46.581 | x | 5 | 3. Moderate | 12335 | Reactive Maintenance | 7
1012359 | Toilet and Shower Areas | C (Poor): Asset is operational but major repair or replacement will be needed. | Category 2 (Necessary): Essential work required to prevent the deterioration of an asset. | 25 | 2009-06-26 | 14.8309 | 38.1352 | x | 5 | 3. Moderate | 12335 | Reactive Maintenance | 7
1012360 | Toilet and Shower Areas | C (Poor): Asset is operational but major repair or replacement will be needed. | Category 2 (Necessary): Essential work required to prevent the deterioration of an asset. | 25 | 2021-08-01 | 2.7324 | 47.8141 | x | 5 | 3. Moderate | 12335 | Reactive Maintenance | 7
1012361 | Toilet and Shower Areas | C (Poor): Asset is operational but major repair or replacement will be needed. | Category 2 (Necessary): Essential work required to prevent the deterioration of an asset. | 25 | 2004-10-19 | 19.5154 | 34.3877 | x | 5 | 3. Moderate | 12335 | Reactive Maintenance | 7
1012362 | Toilet and Shower Areas | C (Poor): Asset is operational but major repair or replacement will be needed. | Category 2 (Necessary): Essential work required to prevent the deterioration of an asset. | 25 | 2016-06-02 | 7.896 | 43.6832 | x | 5 | 3. Moderate | 12335 | Reactive Maintenance | 7
1012363 | Toilet and Shower Areas | C (Poor): Asset is operational but major repair or replacement will be needed. | Category 2 (Necessary): Essential work required to prevent the deterioration of an asset. | 25 | 2002-07-23 | 21.7577 | 32.5938 | x | 5 | 3. Moderate | 12335 | Reactive Maintenance | 7
1012364 | Toilet and Shower Areas | C (Poor): Asset is operational but major repair or replacement will be needed. | Category 2 (Necessary): Essential work required to prevent the deterioration of an asset. | 25 | 2006-08-20 | 17.681 | 35.8552 | x | 5 | 3. Moderate | 12335 | Reactive Maintenance | 7
1012365 | Toilet and Shower Areas | C (Poor): Asset is operational but major repair or replacement will be needed. | Category 2 (Necessary): Essential work required to prevent the deterioration of an asset. | 25 | 2023-10-11 | 0.53936 | 49.5685 | x | 5 | 3. Moderate | 12335 | Reactive Maintenance | 7
1012366 | Toilet and Shower Areas | C (Poor): Asset is operational but major repair or replacement will be needed. | Category 2 (Necessary): Essential work required to prevent the deterioration of an asset. | 25 | 2021-01-27 | 3.2416 | 47.4067 | x | 5 | 3. Moderate | 12335 | Reactive Maintenance | 7
1012367 | Toilet and Shower Areas | C (Poor): Asset is operational but major repair or replacement will be needed. | Category 2 (Necessary): Essential work required to prevent the deterioration of an asset. | 25 | 2001-01-04 | 23.3046 | 31.3563 | x | 5 | 3. Moderate | 12335 | Reactive Maintenance | 7
1012368 | Toilet and Shower Areas | C (Poor): Asset is operational but major repair or replacement will be needed. | Category 2 (Necessary): Essential work required to prevent the deterioration of an asset. | 25 | 2005-03-16 | 19.1102 | 34.7118 | x | 5 | 3. Moderate | 12335 | Reactive Maintenance | 7
1012369 | Toilet and Shower Areas | C (Poor): Asset is operational but major repair or replacement will be needed. | Category 2 (Necessary): Essential work required to prevent the deterioration of an asset. | 25 | 1999-01-27 | 25.243 | 29.8056 | x | 5 | 3. Moderate | 12335 | Reactive Maintenance | 7
1012370 | Toilet and Shower Areas | C (Poor): Asset is operational but major repair or replacement will be needed. | Category 2 (Necessary): Essential work required to prevent the deterioration of an asset. | 25 | 2010-07-30 | 13.7385 | 39.0092 | x | 5 | 3. Moderate | 12335 | Reactive Maintenance | 7
1012371 | Toilet and Shower Areas | C (Poor): Asset is operational but major repair or replacement will be needed. | Category 2 (Necessary): Essential work required to prevent the deterioration of an asset. | 25 | 2000-09-22 | 23.5893 | 31.1285 | x | 5 | 3. Moderate | 12335 | Reactive Maintenance | 7
1012372 | Toilet and Shower Areas | C (Poor): Asset is operational but major repair or replacement will be needed. | Category 2 (Necessary): Essential work required to prevent the deterioration of an asset. | 25 | 2004-03-02 | 20.1478 | 33.8817 | x | 5 | 3. Moderate | 12335 | Reactive Maintenance | 7
1012373 | Toilet and Shower Areas | C (Poor): Asset is operational but major repair or replacement will be needed. | Category 2 (Necessary): Essential work required to prevent the deterioration of an asset. | 25 | 2011-07-01 | 12.8186 | 39.7451 | x | 5 | 3. Moderate | 12335 | Reactive Maintenance | 7
1012374 | Toilet and Shower Areas | C (Poor): Asset is operational but major repair or replacement will be needed. | Category 2 (Necessary): Essential work required to prevent the deterioration of an asset. | 25 | 2016-03-25 | 8.0849 | 43.5321 | x | 5 | 3. Moderate | 12335 | Reactive Maintenance | 7
1012375 | Toilet and Shower Areas | C (Poor): Asset is operational but major repair or replacement will be needed. | Category 2 (Necessary): Essential work required to prevent the deterioration of an asset. | 25 | 2003-10-25 | 20.501 | 33.5992 | x | 5 | 3. Moderate | 12335 | Reactive Maintenance | 7
1012376 | Toilet and Shower Areas | C (Poor): Asset is operational but major repair or replacement will be needed. | Category 2 (Necessary): Essential work required to prevent the deterioration of an asset. | 25 | 2000-08-26 | 23.6632 | 31.0694 | x | 5 | 3. Moderate | 12335 | Reactive Maintenance | 7
1012377 | Toilet and Shower Areas | C (Poor): Asset is operational but major repair or replacement will be needed. | Category 2 (Necessary): Essential work required to prevent the deterioration of an asset. | 25 | 2001-04-12 | 23.0363 | 31.571 | x | 5 | 3. Moderate | 12335 | Reactive Maintenance | 7
1012378 | Toilet and Shower Areas | C (Poor): Asset is operational but major repair or replacement will be needed. | Category 2 (Necessary): Essential work required to prevent the deterioration of an asset. | 25 | 2015-08-15 | 8.6954 | 43.0437 | x | 5 | 3. Moderate | 12335 | Reactive Maintenance | 7
1012379 | Toilet and Shower Areas | C (Poor): Asset is operational but major repair or replacement will be needed. | Category 2 (Necessary): Essential work required to prevent the deterioration of an asset. | 25 | 2004-11-13 | 19.447 | 34.4424 | x | 5 | 3. Moderate | 12335 | Reactive Maintenance | 7
1012380 | Toilet and Shower Areas | C (Poor): Asset is operational but major repair or replacement will be needed. | Category 2 (Necessary): Essential work required to prevent the deterioration of an asset. | 25 | 2000-01-23 | 24.2546 | 30.5963 | x | 5 | 3. Moderate | 12335 | Reactive Maintenance | 7
1012381 | Toilet and Shower Areas | C (Poor): Asset is operational but major repair or replacement will be needed. | Category 2 (Necessary): Essential work required to prevent the deterioration of an asset. | 25 | 2004-08-13 | 19.6988 | 34.2409 | x | 5 | 3. Moderate | 12335 | Reactive Maintenance | 7
1012382 | Toilet and Shower Areas | C (Poor): Asset is operational but major repair or replacement will be needed. | Category 2 (Necessary): Essential work required to prevent the deterioration of an asset. | 25 | 2007-05-21 | 16.9309 | 36.4553 | x | 5 | 3. Moderate | 12335 | Reactive Maintenance | 7
1012383 | Toilet and Shower Areas | C (Poor): Asset is operational but major repair or replacement will be needed. | Category 2 (Necessary): Essential work required to prevent the deterioration of an asset. | 25 | 2022-01-20 | 2.2615 | 48.1908 | x | 5 | 3. Moderate | 12335 | Reactive Maintenance | 7
1012384 | Toilet and Shower Areas | C (Poor): Asset is operational but major repair or replacement will be needed. | Category 2 (Necessary): Essential work required to prevent the deterioration of an asset. | 25 | 2001-01-01 | 23.3128 | 31.3498 | x | 5 | 3. Moderate | 12335 | Reactive Maintenance | 7
1012385 | Toilet and Shower Areas | C (Poor): Asset is operational but major repair or replacement will be needed. | Category 2 (Necessary): Essential work required to prevent the deterioration of an asset. | 25 | 2002-02-24 | 22.1656 | 32.2675 | x | 5 | 3. Moderate | 12335 | Reactive Maintenance | 7
1012407 | Outstations | C (Poor): Asset is operational but major repair or replacement will be needed. | Category 2 (Necessary): Essential work required to prevent the deterioration of an asset. | 10 | 2015-11-17 | 8.4381 | 39.1239 | x | 2 | 4. Significant | 10171 | Reactive Maintenance | 3
1012410 | Catering Equipment | A (Good): Asset is as new and can be expected to perform adequately to its full normal life if maintained appropriately. | Category 2 (Necessary): Essential work required to prevent the deterioration of an asset. | 15 | 2018-10-08 | 5.5469 | 69.6042 | x | 2 | 2. Minor | 10171 | Reactive Maintenance | 14
1012411 | Closed-Circuit Television (CCTV) | C (Poor): Asset is operational but major repair or replacement will be needed. | Category 2 (Necessary): Essential work required to prevent the deterioration of an asset. | 15 | 2021-08-04 | 2.7242 | 52.3678 | x | 2 | 5. Severe | 10171 | Reactive Maintenance | 1
1012412 | Emergency Lighting - Self Contained | C (Poor): Asset is operational but major repair or replacement will be needed. | Category 2 (Necessary): Essential work required to prevent the deterioration of an asset. | 25 | 2021-12-02 | 2.3956 | 54.0835 | x | 2 | 4. Significant | 10171 | Reactive Maintenance | 3
1012413 | Emergency Lighting - Self Contained | C (Poor): Asset is operational but major repair or replacement will be needed. | Category 2 (Necessary): Essential work required to prevent the deterioration of an asset. | 25 | 2015-10-25 | 8.501 | 49.1992 | x | 2 | 4. Significant | 10171 | Reactive Maintenance | 3
1012414 | Emergency Lighting - Self Contained | C (Poor): Asset is operational but major repair or replacement will be needed. | Category 2 (Necessary): Essential work required to prevent the deterioration of an asset. | 25 | 2006-06-16 | 17.859 | 41.7128 | x | 2 | 4. Significant | 10171 | Reactive Maintenance | 3
1012415 | Emergency Lighting - Self Contained | C (Poor): Asset is operational but major repair or replacement will be needed. | Category 2 (Necessary): Essential work required to prevent the deterioration of an asset. | 25 | 2021-11-11 | 2.4531 | 54.0375 | x | 2 | 4. Significant | 10171 | Reactive Maintenance | 3
1012416 | Emergency Lighting - Self Contained | C (Poor): Asset is operational but major repair or replacement will be needed. | Category 2 (Necessary): Essential work required to prevent the deterioration of an asset. | 25 | 2019-06-22 | 4.8433 | 52.1254 | x | 2 | 4. Significant | 10171 | Reactive Maintenance | 3
1012417 | Emergency Lighting - Self Contained | C (Poor): Asset is operational but major repair or replacement will be needed. | Category 2 (Necessary): Essential work required to prevent the deterioration of an asset. | 25 | 2002-10-05 | 21.5551 | 38.7559 | x | 2 | 4. Significant | 10171 | Reactive Maintenance | 3
1012418 | Emergency Lighting - Self Contained | C (Poor): Asset is operational but major repair or replacement will be needed. | Category 2 (Necessary): Essential work required to prevent the deterioration of an asset. | 25 | 2001-09-22 | 22.59 | 37.928 | x | 2 | 4. Significant | 10171 | Reactive Maintenance | 3
1012419 | Emergency Lighting - Self Contained | C (Poor): Asset is operational but major repair or replacement will be needed. | Category 2 (Necessary): Essential work required to prevent the deterioration of an asset. | 25 | 2016-02-02 | 8.2272 | 49.4182 | x | 2 | 4. Significant | 10171 | Reactive Maintenance | 3
1012420 | Emergency Lighting - Self Contained | C (Poor): Asset is operational but major repair or replacement will be needed. | Category 2 (Necessary): Essential work required to prevent the deterioration of an asset. | 25 | 2011-12-27 | 12.3285 | 46.1372 | x | 2 | 4. Significant | 10171 | Reactive Maintenance | 3
1012421 | Emergency Lighting - Self Contained | C (Poor): Asset is operational but major repair or replacement will be needed. | Category 2 (Necessary): Essential work required to prevent the deterioration of an asset. | 25 | 2017-04-20 | 7.0144 | 50.3885 | x | 2 | 4. Significant | 10171 | Reactive Maintenance | 3
1012422 | Emergency Lighting - Self Contained | C (Poor): Asset is operational but major repair or replacement will be needed. | Category 2 (Necessary): Essential work required to prevent the deterioration of an asset. | 25 | 2013-05-20 | 10.9322 | 47.2542 | x | 2 | 4. Significant | 10171 | Reactive Maintenance | 3
1012423 | Emergency Lighting - Self Contained | C (Poor): Asset is operational but major repair or replacement will be needed. | Category 2 (Necessary): Essential work required to prevent the deterioration of an asset. | 25 | 2023-06-26 | 0.83231 | 55.3342 | x | 2 | 4. Significant | 10171 | Reactive Maintenance | 3
1012424 | Emergency Lighting - Self Contained | C (Poor): Asset is operational but major repair or replacement will be needed. | Category 2 (Necessary): Essential work required to prevent the deterioration of an asset. | 25 | 2000-01-12 | 24.2847 | 36.5722 | x | 2 | 4. Significant | 10171 | Reactive Maintenance | 3
1012425 | Emergency Lighting - Self Contained | C (Poor): Asset is operational but major repair or replacement will be needed. | Category 2 (Necessary): Essential work required to prevent the deterioration of an asset. | 25 | 2004-10-24 | 19.5017 | 40.3986 | x | 2 | 4. Significant | 10171 | Reactive Maintenance | 3
1012426 | Emergency Lighting - Self Contained | C (Poor): Asset is operational but major repair or replacement will be needed. | Category 2 (Necessary): Essential work required to prevent the deterioration of an asset. | 25 | 2006-05-03 | 17.9795 | 41.6164 | x | 2 | 4. Significant | 10171 | Reactive Maintenance | 3
1012429 | Fire Doors | C (Poor): Asset is operational but major repair or replacement will be needed. | Category 2 (Necessary): Essential work required to prevent the deterioration of an asset. | 20 | 2023-10-15 | 0.52841 | 55.4716 | x | 2 | 3. Moderate | 10171 | Reactive Maintenance | 7
1012430 | Fire Doors | C (Poor): Asset is operational but major repair or replacement will be needed. | Category 2 (Necessary): Essential work required to prevent the deterioration of an asset. | 20 | 2008-02-07 | 16.2136 | 39.7864 | x | 2 | 3. Moderate | 10171 | Reactive Maintenance | 7
1012431 | Fire Doors | C (Poor): Asset is operational but major repair or replacement will be needed. | Category 2 (Necessary): Essential work required to prevent the deterioration of an asset. | 20 | 2022-11-21 | 1.4264 | 54.5736 | x | 2 | 3. Moderate | 10171 | Reactive Maintenance | 7
1012432 | Fire Doors | C (Poor): Asset is operational but major repair or replacement will be needed. | Category 2 (Necessary): Essential work required to prevent the deterioration of an asset. | 20 | 2012-10-02 | 11.5619 | 44.4381 | x | 2 | 3. Moderate | 10171 | Reactive Maintenance | 7
1012433 | Fire Doors | C (Poor): Asset is operational but major repair or replacement will be needed. | Category 2 (Necessary): Essential work required to prevent the deterioration of an asset. | 20 | 2011-03-08 | 13.1335 | 42.8665 | x | 2 | 3. Moderate | 10171 | Reactive Maintenance | 7
1012434 | Fire Doors | C (Poor): Asset is operational but major repair or replacement will be needed. | Category 2 (Necessary): Essential work required to prevent the deterioration of an asset. | 20 | 2010-01-31 | 14.2313 | 41.7687 | x | 2 | 3. Moderate | 10171 | Reactive Maintenance | 7
1012435 | Fire Doors | C (Poor): Asset is operational but major repair or replacement will be needed. | Category 2 (Necessary): Essential work required to prevent the deterioration of an asset. | 20 | 2022-01-14 | 2.2779 | 53.7221 | x | 2 | 3. Moderate | 10171 | Reactive Maintenance | 7
1012436 | Fire Doors | C (Poor): Asset is operational but major repair or replacement will be needed. | Category 2 (Necessary): Essential work required to prevent the deterioration of an asset. | 20 | 2006-08-05 | 17.7221 | 38.2779 | x | 2 | 3. Moderate | 10171 | Reactive Maintenance | 7
1012437 | Fire Doors | C (Poor): Asset is operational but major repair or replacement will be needed. | Category 2 (Necessary): Essential work required to prevent the deterioration of an asset. | 20 | 2009-05-30 | 14.9049 | 41.0951 | x | 2 | 3. Moderate | 10171 | Reactive Maintenance | 7
1012438 | Fire Doors | C (Poor): Asset is operational but major repair or replacement will be needed. | Category 2 (Necessary): Essential work required to prevent the deterioration of an asset. | 20 | 2018-02-03 | 6.2231 | 49.7769 | x | 2 | 3. Moderate | 10171 | Reactive Maintenance | 7
1012439 | Fire Doors | C (Poor): Asset is operational but major repair or replacement will be needed. | Category 2 (Necessary): Essential work required to prevent the deterioration of an asset. | 20 | 2021-09-03 | 2.642 | 53.358 | x | 2 | 3. Moderate | 10171 | Reactive Maintenance | 7
1012440 | Fire Doors | C (Poor): Asset is operational but major repair or replacement will be needed. | Category 2 (Necessary): Essential work required to prevent the deterioration of an asset. | 20 | 2011-07-19 | 12.7693 | 43.2307 | x | 2 | 3. Moderate | 10171 | Reactive Maintenance | 7
1012441 | Fire Doors | C (Poor): Asset is operational but major repair or replacement will be needed. | Category 2 (Necessary): Essential work required to prevent the deterioration of an asset. | 20 | 2018-04-19 | 6.0178 | 49.9822 | x | 2 | 3. Moderate | 10171 | Reactive Maintenance | 7
1012442 | Fire Doors | C (Poor): Asset is operational but major repair or replacement will be needed. | Category 2 (Necessary): Essential work required to prevent the deterioration of an asset. | 20 | 2005-05-20 | 18.9322 | 37.0678 | x | 2 | 3. Moderate | 10171 | Reactive Maintenance | 7
1012452 | Pipework for Low Pressure Natural Gas, Liquefied Petroleum Gas (LPG) or Oil | C (Poor): Asset is operational but major repair or replacement will be needed. | Category 2 (Necessary): Essential work required to prevent the deterioration of an asset. | 50 | 2010-08-11 | 13.7057 | 50.5177 | x | 2 | 5. Severe | 10171 | Reactive Maintenance | 1
1012463 | Hand Dryer | C (Poor): Asset is operational but major repair or replacement will be needed. | Category 2 (Necessary): Essential work required to prevent the deterioration of an asset. | 5 | 2022-10-29 | 1.4894 | 50.0424 | x | 2 | 2. Minor | 10171 | Reactive Maintenance | 14
1012464 | Hand Dryer | C (Poor): Asset is operational but major repair or replacement will be needed. | Category 2 (Necessary): Essential work required to prevent the deterioration of an asset. | 5 | 2023-08-10 | 0.7091 | 53.1636 | x | 2 | 2. Minor | 10171 | Reactive Maintenance | 14
1012465 | Pipework Systems - General | C (Poor): Asset is operational but major repair or replacement will be needed. | Category 2 (Necessary): Essential work required to prevent the deterioration of an asset. | 20 | 2017-08-31 | 6.6502 | 49.3498 | x | 2 | 4. Significant | 10171 | Reactive Maintenance | 3
1012466 | Pipework Systems - General | C (Poor): Asset is operational but major repair or replacement will be needed. | Category 2 (Necessary): Essential work required to prevent the deterioration of an asset. | 20 | 2019-08-20 | 4.6817 | 51.3183 | x | 2 | 4. Significant | 10171 | Reactive Maintenance | 3
1012467 | Pipework Systems - General | C (Poor): Asset is operational but major repair or replacement will be needed. | Category 2 (Necessary): Essential work required to prevent the deterioration of an asset. | 20 | 2010-04-29 | 13.9904 | 42.0096 | x | 2 | 4. Significant | 10171 | Reactive Maintenance | 3
1012468 | Pipework Systems - General | C (Poor): Asset is operational but major repair or replacement will be needed. | Category 2 (Necessary): Essential work required to prevent the deterioration of an asset. | 20 | 2007-02-06 | 17.2156 | 38.7844 | x | 2 | 4. Significant | 10171 | Reactive Maintenance | 3
1012469 | Pipework Systems - General | C (Poor): Asset is operational but major repair or replacement will be needed. | Category 2 (Necessary): Essential work required to prevent the deterioration of an asset. | 35 | 2003-06-14 | 20.8652 | 44.0771 | x | 2 | 4. Significant | 10171 | Reactive Maintenance | 3
1012470 | Pipework Systems - General | C (Poor): Asset is operational but major repair or replacement will be needed. | Category 2 (Necessary): Essential work required to prevent the deterioration of an asset. | 45 | 1998-01-07 | 26.2971 | 44.3124 | x | 2 | 4. Significant | 10171 | Reactive Maintenance | 3
1012471 | Pipework Systems - General | C (Poor): Asset is operational but major repair or replacement will be needed. | Category 2 (Necessary): Essential work required to prevent the deterioration of an asset. | 45 | 2000-01-02 | 24.3121 | 45.1946 | x | 2 | 4. Significant | 10171 | Reactive Maintenance | 3
1012472 | Pipework Systems - General | C (Poor): Asset is operational but major repair or replacement will be needed. | Category 2 (Necessary): Essential work required to prevent the deterioration of an asset. | 45 | 2006-09-08 | 17.629 | 48.1649 | x | 2 | 4. Significant | 10171 | Reactive Maintenance | 3
1012473 | Pipework Systems - General | C (Poor): Asset is operational but major repair or replacement will be needed. | Category 2 (Necessary): Essential work required to prevent the deterioration of an asset. | 45 | 2019-08-03 | 4.7283 | 53.8985 | x | 2 | 4. Significant | 10171 | Reactive Maintenance | 3
1012474 | Pipework Systems - General | C (Poor): Asset is operational but major repair or replacement will be needed. | Category 2 (Necessary): Essential work required to prevent the deterioration of an asset. | 20 | 2022-06-30 | 1.8207 | 54.1793 | x | 2 | 4. Significant | 10171 | Reactive Maintenance | 3
1012475 | Pipework Systems - General | C (Poor): Asset is operational but major repair or replacement will be needed. | Category 2 (Necessary): Essential work required to prevent the deterioration of an asset. | 20 | 2019-01-13 | 5.2813 | 50.7187 | x | 2 | 4. Significant | 10171 | Reactive Maintenance | 3
1012476 | Pipework Systems - General | C (Poor): Asset is operational but major repair or replacement will be needed. | Category 2 (Necessary): Essential work required to prevent the deterioration of an asset. | 20 | 2022-10-18 | 1.5195 | 54.4805 | x | 2 | 4. Significant | 10171 | Reactive Maintenance | 3
1012477 | Pipework Systems - General | C (Poor): Asset is operational but major repair or replacement will be needed. | Category 2 (Necessary): Essential work required to prevent the deterioration of an asset. | 35 | 2016-03-25 | 8.0849 | 51.3801 | x | 2 | 4. Significant | 10171 | Reactive Maintenance | 3
1012478 | Pipework Systems - General | C (Poor): Asset is operational but major repair or replacement will be needed. | Category 2 (Necessary): Essential work required to prevent the deterioration of an asset. | 35 | 2015-08-31 | 8.6516 | 51.0562 | x | 2 | 4. Significant | 10171 | Reactive Maintenance | 3
1012479 | Pipework Systems - General | C (Poor): Asset is operational but major repair or replacement will be needed. | Category 2 (Necessary): Essential work required to prevent the deterioration of an asset. | 35 | 1994-04-17 | 30.0233 | 38.8438 | x | 2 | 4. Significant | 10171 | Reactive Maintenance | 3
1012480 | Pipework Systems - General | C (Poor): Asset is operational but major repair or replacement will be needed. | Category 2 (Necessary): Essential work required to prevent the deterioration of an asset. | 35 | 2021-05-03 | 2.9788 | 54.2978 | x | 2 | 4. Significant | 10171 | Reactive Maintenance | 3
1012481 | Pipework Systems - General | C (Poor): Asset is operational but major repair or replacement will be needed. | Category 2 (Necessary): Essential work required to prevent the deterioration of an asset. | 35 | 2016-11-24 | 7.4168 | 51.7618 | x | 2 | 4. Significant | 10171 | Reactive Maintenance | 3
1012482 | Pipework Systems - General | C (Poor): Asset is operational but major repair or replacement will be needed. | Category 2 (Necessary): Essential work required to prevent the deterioration of an asset. | 35 | 2009-05-04 | 14.976 | 47.4423 | x | 2 | 4. Significant | 10171 | Reactive Maintenance | 3
1012483 | Pipework Systems - General | C (Poor): Asset is operational but major repair or replacement will be needed. | Category 2 (Necessary): Essential work required to prevent the deterioration of an asset. | 45 | 2002-09-26 | 21.5797 | 46.409 | x | 2 | 4. Significant | 10171 | Reactive Maintenance | 3
1012484 | Pipework Systems - General | C (Poor): Asset is operational but major repair or replacement will be needed. | Category 2 (Necessary): Essential work required to prevent the deterioration of an asset. | 45 | 2019-07-06 | 4.8049 | 53.8645 | x | 2 | 4. Significant | 10171 | Reactive Maintenance | 3
1012485 | Pipework Systems - General | C (Poor): Asset is operational but major repair or replacement will be needed. | Category 2 (Necessary): Essential work required to prevent the deterioration of an asset. | 45 | 2022-12-17 | 1.3552 | 55.3977 | x | 2 | 4. Significant | 10171 | Reactive Maintenance | 3
1012486 | Pipework Systems - General | C (Poor): Asset is operational but major repair or replacement will be needed. | Category 2 (Necessary): Essential work required to prevent the deterioration of an asset. | 45 | 2007-04-11 | 17.0404 | 48.4265 | x | 2 | 4. Significant | 10171 | Reactive Maintenance | 3
1012487 | Pipework Systems - General | C (Poor): Asset is operational but major repair or replacement will be needed. | Category 2 (Necessary): Essential work required to prevent the deterioration of an asset. | 45 | 2018-05-08 | 5.9658 | 53.3485 | x | 2 | 4. Significant | 10171 | Reactive Maintenance | 3
1012488 | Pipework Systems - General | C (Poor): Asset is operational but major repair or replacement will be needed. | Category 2 (Necessary): Essential work required to prevent the deterioration of an asset. | 45 | 2014-08-12 | 9.7029 | 51.6876 | x | 2 | 4. Significant | 10171 | Reactive Maintenance | 3
1012496 | Intruder Alarms | C (Poor): Asset is operational but major repair or replacement will be needed. | Category 2 (Necessary): Essential work required to prevent the deterioration of an asset. | 15 | 2020-02-05 | 4.219 | 50.3746 | x | 2 | 5. Severe | 10171 | Reactive Maintenance | 1
1012497 | Kitchen Extract/Ventilation System | C (Poor): Asset is operational but major repair or replacement will be needed. | Category 2 (Necessary): Essential work required to prevent the deterioration of an asset. | 35 | 2014-05-14 | 9.9493 | 50.3147 | x | 2 | 4. Significant | 10171 | Reactive Maintenance | 3
1012498 | Electrical Installation - Generally | C (Poor): Asset is operational but major repair or replacement will be needed. | Category 2 (Necessary): Essential work required to prevent the deterioration of an asset. | 35 | 1997-04-23 | 27.0062 | 40.5679 | x | 2 | 4. Significant | 10171 | Reactive Maintenance | 3
1012499 | Electrical Installation - Generally | C (Poor): Asset is operational but major repair or replacement will be needed. | Category 2 (Necessary): Essential work required to prevent the deterioration of an asset. | 35 | 2005-08-01 | 18.7324 | 45.2958 | x | 2 | 4. Significant | 10171 | Reactive Maintenance | 3
1012501 | Fire Extinguishers - Foam (Stored Pressure) | C (Poor): Asset is operational but major repair or replacement will be needed. | Category 2 (Necessary): Essential work required to prevent the deterioration of an asset. | 15 | 2014-01-11 | 10.2861 | 42.2852 | x | 2 | 5. Severe | 10171 | Reactive Maintenance | 1
1012504 | Roof Coverings and Flashings | C (Poor): Asset is operational but major repair or replacement will be needed. | Category 2 (Necessary): Essential work required to prevent the deterioration of an asset. | 40 | 2018-09-11 | 5.6208 | 53.1896 | x | 2 | 4. Significant | 10171 | Reactive Maintenance | 3
1012505 | Roof Coverings and Flashings | C (Poor): Asset is operational but major repair or replacement will be needed. | Category 2 (Necessary): Essential work required to prevent the deterioration of an asset. | 40 | 2004-09-25 | 19.5811 | 46.2094 | x | 2 | 4. Significant | 10171 | Reactive Maintenance | 3
1012510 | Showers | C (Poor): Asset is operational but major repair or replacement will be needed. | Category 2 (Necessary): Essential work required to prevent the deterioration of an asset. | 5 | 2022-03-01 | 2.152 | 47.3922 | x | 2 | 3. Moderate | 10171 | Reactive Maintenance | 7
1012511 | Fans - Window or Wall Mounted | B (Average): Asset is sound, operationally safe and exhibits only minor deterioration. | Category 2 (Necessary): Essential work required to prevent the deterioration of an asset. | 15 | 2017-12-14 | 6.3628 | 61.5163 | x | 2 | 2. Minor | 10171 | Reactive Maintenance | 14
1012512 | Fans - Window or Wall Mounted | B (Average): Asset is sound, operationally safe and exhibits only minor deterioration. | Category 2 (Necessary): Essential work required to prevent the deterioration of an asset. | 15 | 2014-12-17 | 9.3552 | 57.5264 | x | 2 | 2. Minor | 10171 | Reactive Maintenance | 14
1012513 | Fans - Window or Wall Mounted | B (Average): Asset is sound, operationally safe and exhibits only minor deterioration. | Category 2 (Necessary): Essential work required to prevent the deterioration of an asset. | 15 | 2023-03-10 | 1.128 | 68.496 | x | 2 | 2. Minor | 10171 | Reactive Maintenance | 14
1012514 | Fans - Window or Wall Mounted | B (Average): Asset is sound, operationally safe and exhibits only minor deterioration. | Category 2 (Necessary): Essential work required to prevent the deterioration of an asset. | 15 | 2021-06-13 | 2.8665 | 66.178 | x | 2 | 2. Minor | 10171 | Reactive Maintenance | 14
1012517 | Toilet and Shower Areas | C (Poor): Asset is operational but major repair or replacement will be needed. | Category 2 (Necessary): Essential work required to prevent the deterioration of an asset. | 25 | 2015-10-11 | 8.5394 | 49.1685 | x | 2 | 3. Moderate | 10171 | Reactive Maintenance | 7
1012518 | Toilet and Shower Areas | C (Poor): Asset is operational but major repair or replacement will be needed. | Category 2 (Necessary): Essential work required to prevent the deterioration of an asset. | 25 | 2001-09-15 | 22.6092 | 37.9127 | x | 2 | 3. Moderate | 10171 | Reactive Maintenance | 7
1012519 | Toilet and Shower Areas | C (Poor): Asset is operational but major repair or replacement will be needed. | Category 2 (Necessary): Essential work required to prevent the deterioration of an asset. | 25 | 2015-12-17 | 8.3559 | 49.3153 | x | 2 | 3. Moderate | 10171 | Reactive Maintenance | 7
1012520 | Toilet and Shower Areas | C (Poor): Asset is operational but major repair or replacement will be needed. | Category 2 (Necessary): Essential work required to prevent the deterioration of an asset. | 25 | 2019-07-17 | 4.7748 | 52.1802 | x | 2 | 3. Moderate | 10171 | Reactive Maintenance | 7
1012521 | Toilet and Shower Areas | C (Poor): Asset is operational but major repair or replacement will be needed. | Category 2 (Necessary): Essential work required to prevent the deterioration of an asset. | 25 | 2023-09-07 | 0.63244 | 55.494 | x | 2 | 3. Moderate | 10171 | Reactive Maintenance | 7
1012522 | Toilet and Shower Areas | C (Poor): Asset is operational but major repair or replacement will be needed. | Category 2 (Necessary): Essential work required to prevent the deterioration of an asset. | 25 | 2005-09-10 | 18.6229 | 41.1017 | x | 2 | 3. Moderate | 10171 | Reactive Maintenance | 7
1012523 | Toilet and Shower Areas | C (Poor): Asset is operational but major repair or replacement will be needed. | Category 2 (Necessary): Essential work required to prevent the deterioration of an asset. | 25 | 2008-11-07 | 15.4634 | 43.6293 | x | 2 | 3. Moderate | 10171 | Reactive Maintenance | 7
1012524 | Toilet and Shower Areas | C (Poor): Asset is operational but major repair or replacement will be needed. | Category 2 (Necessary): Essential work required to prevent the deterioration of an asset. | 25 | 2021-07-09 | 2.7953 | 53.7637 | x | 2 | 3. Moderate | 10171 | Reactive Maintenance | 7
1012533 | Closed-Circuit Television (CCTV) | C (Poor): Asset is operational but major repair or replacement will be needed. | Category 2 (Necessary): Essential work required to prevent the deterioration of an asset. | 15 | 2012-07-14 | 11.781 | 42.292 | x | 1 | 5. Severe | 12336 | Reactive Maintenance | 1
1012534 | Closed-Circuit Television (CCTV) | C (Poor): Asset is operational but major repair or replacement will be needed. | Category 2 (Necessary): Essential work required to prevent the deterioration of an asset. | 15 | 2017-07-16 | 6.7762 | 48.9651 | x | 1 | 5. Severe | 12336 | Reactive Maintenance | 1
1012535 | Closed-Circuit Television (CCTV) | C (Poor): Asset is operational but major repair or replacement will be needed. | Category 2 (Necessary): Essential work required to prevent the deterioration of an asset. | 15 | 2013-05-18 | 10.9377 | 43.4164 | x | 1 | 5. Severe | 12336 | Reactive Maintenance | 1
1012536 | Closed-Circuit Television (CCTV) | C (Poor): Asset is operational but major repair or replacement will be needed. | Category 2 (Necessary): Essential work required to prevent the deterioration of an asset. | 15 | 2010-06-02 | 13.8973 | 39.4702 | x | 1 | 5. Severe | 12336 | Reactive Maintenance | 1
1012545 | Rising Fire Mains and Hydrants | D (Very Poor): Asset runs a serious risk of imminent breakdown or poses a health and safety risk. | Category 1 (Urgent): Critical work required to address serious health and safety issues and correct any breach of legislation. | 20 | 2005-01-02 | 19.3101 | 24.6899 | x | 1 | 5. Severe | 12336 | Reactive Maintenance | 1
1012552 | Outstations | C (Poor): Asset is operational but major repair or replacement will be needed. | Category 2 (Necessary): Essential work required to prevent the deterioration of an asset. | 10 | 2021-04-27 | 2.9952 | 44.0096 | x | 5 | 4. Significant | 12337 | Reactive Maintenance | 3
1012555 | Closed-Circuit Television (CCTV) | C (Poor): Asset is operational but major repair or replacement will be needed. | Category 2 (Necessary): Essential work required to prevent the deterioration of an asset. | 15 | 2016-07-26 | 7.7481 | 39.6692 | x | 5 | 5. Severe | 12337 | Reactive Maintenance | 1
1012556 | Emergency Lighting - Self Contained | C (Poor): Asset is operational but major repair or replacement will be needed. | Category 2 (Necessary): Essential work required to prevent the deterioration of an asset. | 25 | 2015-01-05 | 9.3032 | 42.5574 | x | 5 | 4. Significant | 12337 | Reactive Maintenance | 3
1012558 | Fire Doors | C (Poor): Asset is operational but major repair or replacement will be needed. | Category 2 (Necessary): Essential work required to prevent the deterioration of an asset. | 20 | 2013-11-19 | 10.4312 | 39.5688 | x | 5 | 3. Moderate | 12337 | Reactive Maintenance | 7
1012559 | Fire Doors | C (Poor): Asset is operational but major repair or replacement will be needed. | Category 2 (Necessary): Essential work required to prevent the deterioration of an asset. | 20 | 2016-07-19 | 7.7673 | 42.2327 | x | 5 | 3. Moderate | 12337 | Reactive Maintenance | 7
1012563 | Hand Dryer | C (Poor): Asset is operational but major repair or replacement will be needed. | Category 2 (Necessary): Essential work required to prevent the deterioration of an asset. | 5 | 2022-11-06 | 1.4675 | 44.13 | x | 5 | 2. Minor | 12337 | Reactive Maintenance | 14
1012564 | Pipework Systems - General | C (Poor): Asset is operational but major repair or replacement will be needed. | Category 2 (Necessary): Essential work required to prevent the deterioration of an asset. | 20 | 2018-05-16 | 5.9439 | 44.0561 | x | 5 | 4. Significant | 12337 | Reactive Maintenance | 3
1012565 | Pipework Systems - General | C (Poor): Asset is operational but major repair or replacement will be needed. | Category 2 (Necessary): Essential work required to prevent the deterioration of an asset. | 35 | 1999-06-29 | 24.8241 | 35.8148 | x | 5 | 4. Significant | 12337 | Reactive Maintenance | 3
1012566 | Pipework Systems - General | C (Poor): Asset is operational but major repair or replacement will be needed. | Category 2 (Necessary): Essential work required to prevent the deterioration of an asset. | 20 | 2011-02-06 | 13.2156 | 36.7844 | x | 5 | 4. Significant | 12337 | Reactive Maintenance | 3
1012567 | Pipework Systems - General | C (Poor): Asset is operational but major repair or replacement will be needed. | Category 2 (Necessary): Essential work required to prevent the deterioration of an asset. | 20 | 2011-10-28 | 12.4928 | 37.5072 | x | 5 | 4. Significant | 12337 | Reactive Maintenance | 3
1012568 | Pipework Systems - General | C (Poor): Asset is operational but major repair or replacement will be needed. | Category 2 (Necessary): Essential work required to prevent the deterioration of an asset. | 45 | 2000-09-30 | 23.5674 | 39.5256 | x | 5 | 4. Significant | 12337 | Reactive Maintenance | 3
1012570 | Electrical Installation - Generally | C (Poor): Asset is operational but major repair or replacement will be needed. | Category 2 (Necessary): Essential work required to prevent the deterioration of an asset. | 35 | 2013-04-20 | 11.0144 | 43.7061 | x | 5 | 4. Significant | 12337 | Reactive Maintenance | 3
1012572 | Fire Extinguishers - Foam (Stored Pressure) | C (Poor): Asset is operational but major repair or replacement will be needed. | Category 2 (Necessary): Essential work required to prevent the deterioration of an asset. | 15 | 2018-05-04 | 5.9767 | 42.031 | x | 5 | 5. Severe | 12337 | Reactive Maintenance | 1
1012574 | Roof Coverings and Flashings | C (Poor): Asset is operational but major repair or replacement will be needed. | Category 2 (Necessary): Essential work required to prevent the deterioration of an asset. | 40 | 1998-06-26 | 25.8316 | 37.0842 | x | 5 | 4. Significant | 12337 | Reactive Maintenance | 3
1012576 | Showers | C (Poor): Asset is operational but major repair or replacement will be needed. | Category 2 (Necessary): Essential work required to prevent the deterioration of an asset. | 5 | 2022-11-07 | 1.4648 | 44.141 | x | 5 | 3. Moderate | 12337 | Reactive Maintenance | 7
1012577 | Fans - Window or Wall Mounted | C (Poor): Asset is operational but major repair or replacement will be needed. | Category 2 (Necessary): Essential work required to prevent the deterioration of an asset. | 15 | 2012-04-19 | 12.0164 | 33.9781 | x | 5 | 2. Minor | 12337 | Reactive Maintenance | 14
1012580 | Toilet and Shower Areas | C (Poor): Asset is operational but major repair or replacement will be needed. | Category 2 (Necessary): Essential work required to prevent the deterioration of an asset. | 25 | 2000-05-28 | 23.9097 | 30.8723 | x | 5 | 3. Moderate | 12337 | Reactive Maintenance | 7
1012587 | Fire Doors | C (Poor): Asset is operational but major repair or replacement will be needed. | Category 2 (Necessary): Essential work required to prevent the deterioration of an asset. | 20 | 2022-03-21 | 2.0972 | 47.9028 | x | 5 | 3. Moderate | 12338 | Reactive Maintenance | 7
1012588 | Roof Coverings and Flashings | C (Poor): Asset is operational but major repair or replacement will be needed. | Category 2 (Necessary): Essential work required to prevent the deterioration of an asset. | 40 | 2009-10-13 | 14.5325 | 42.7337 | x | 5 | 4. Significant | 12338 | Reactive Maintenance | 3
1012593 | Outstations | C (Poor): Asset is operational but major repair or replacement will be needed. | Category 2 (Necessary): Essential work required to prevent the deterioration of an asset. | 10 | 2015-02-03 | 9.2238 | 37.5524 | x | 2 | 4. Significant | 12165 | Reactive Maintenance | 3
1012596 | Catering Equipment | A (Good): Asset is as new and can be expected to perform adequately to its full normal life if maintained appropriately. | Category 2 (Necessary): Essential work required to prevent the deterioration of an asset. | 15 | 2015-06-21 | 8.846 | 65.2053 | x | 2 | 2. Minor | 12165 | Reactive Maintenance | 14
1012597 | Closed-Circuit Television (CCTV) | C (Poor): Asset is operational but major repair or replacement will be needed. | Category 2 (Necessary): Essential work required to prevent the deterioration of an asset. | 15 | 2015-01-26 | 9.2457 | 43.6724 | x | 2 | 5. Severe | 12165 | Reactive Maintenance | 1
1012598 | Emergency Lighting - Self Contained | C (Poor): Asset is operational but major repair or replacement will be needed. | Category 2 (Necessary): Essential work required to prevent the deterioration of an asset. | 25 | 2014-10-29 | 9.4894 | 48.4085 | x | 2 | 4. Significant | 12165 | Reactive Maintenance | 3
1012602 | Fire Doors | C (Poor): Asset is operational but major repair or replacement will be needed. | Category 2 (Necessary): Essential work required to prevent the deterioration of an asset. | 20 | 2007-11-17 | 16.4381 | 39.5619 | x | 2 | 3. Moderate | 12165 | Reactive Maintenance | 7
1012603 | Fire Doors | C (Poor): Asset is operational but major repair or replacement will be needed. | Category 2 (Necessary): Essential work required to prevent the deterioration of an asset. | 20 | 2012-05-09 | 11.9617 | 44.0383 | x | 2 | 3. Moderate | 12165 | Reactive Maintenance | 7
1012608 | Hand Dryer | C (Poor): Asset is operational but major repair or replacement will be needed. | Category 2 (Necessary): Essential work required to prevent the deterioration of an asset. | 5 | 2023-08-14 | 0.69815 | 53.2074 | x | 2 | 2. Minor | 12165 | Reactive Maintenance | 14
1012609 | Pipework Systems - General | C (Poor): Asset is operational but major repair or replacement will be needed. | Category 2 (Necessary): Essential work required to prevent the deterioration of an asset. | 20 | 2006-03-29 | 18.0753 | 37.9247 | x | 2 | 4. Significant | 12165 | Reactive Maintenance | 3
1012610 | Pipework Systems - General | C (Poor): Asset is operational but major repair or replacement will be needed. | Category 2 (Necessary): Essential work required to prevent the deterioration of an asset. | 45 | 2003-10-26 | 20.4983 | 46.8896 | x | 2 | 4. Significant | 12165 | Reactive Maintenance | 3
1012612 | Electrical Installation - Generally | C (Poor): Asset is operational but major repair or replacement will be needed. | Category 2 (Necessary): Essential work required to prevent the deterioration of an asset. | 35 | 2012-07-20 | 11.7645 | 49.2774 | x | 2 | 4. Significant | 12165 | Reactive Maintenance | 3
1012614 | Fire Extinguishers - Foam (Stored Pressure) | C (Poor): Asset is operational but major repair or replacement will be needed. | Category 2 (Necessary): Essential work required to prevent the deterioration of an asset. | 15 | 2023-07-26 | 0.75017 | 54.9998 | x | 2 | 5. Severe | 12165 | Reactive Maintenance | 1
1012616 | Roof Coverings and Flashings | C (Poor): Asset is operational but major repair or replacement will be needed. | Category 2 (Necessary): Essential work required to prevent the deterioration of an asset. | 40 | 2001-02-26 | 23.1595 | 44.4203 | x | 2 | 4. Significant | 12165 | Reactive Maintenance | 3
1012618 | Showers | C (Poor): Asset is operational but major repair or replacement will be needed. | Category 2 (Necessary): Essential work required to prevent the deterioration of an asset. | 5 | 2020-08-07 | 3.7153 | 41.1389 | x | 2 | 3. Moderate | 12165 | Reactive Maintenance | 7
1012619 | Fans - Window or Wall Mounted | C (Poor): Asset is operational but major repair or replacement will be needed. | Category 2 (Necessary): Essential work required to prevent the deterioration of an asset. | 15 | 2019-07-18 | 4.7721 | 49.6372 | x | 2 | 2. Minor | 12165 | Reactive Maintenance | 14
1012622 | Toilet and Shower Areas | C (Poor): Asset is operational but major repair or replacement will be needed. | Category 2 (Necessary): Essential work required to prevent the deterioration of an asset. | 25 | 2010-05-27 | 13.9138 | 44.869 | x | 2 | 3. Moderate | 12165 | Reactive Maintenance | 7
1012629 | Fire Doors | C (Poor): Asset is operational but major repair or replacement will be needed. | Category 2 (Necessary): Essential work required to prevent the deterioration of an asset. | 20 | 2023-07-03 | 0.81314 | 53.1869 | x | 3 | 3. Moderate | 12339 | Reactive Maintenance | 7
1012630 | Roof Coverings and Flashings | C (Poor): Asset is operational but major repair or replacement will be needed. | Category 2 (Necessary): Essential work required to prevent the deterioration of an asset. | 40 | 2023-10-18 | 0.52019 | 53.7399 | x | 3 | 4. Significant | 12339 | Reactive Maintenance | 3
1012636 | Outstations | C (Poor): Asset is operational but major repair or replacement will be needed. | Category 2 (Necessary): Essential work required to prevent the deterioration of an asset. | 10 | 2015-12-23 | 8.3395 | 33.321 | x | 5 | 4. Significant | 12340 | Reactive Maintenance | 3
1012639 | Catering Equipment | B (Average): Asset is sound, operationally safe and exhibits only minor deterioration. | Category 1 (Urgent): Critical work required to address serious health and safety issues and correct any breach of legislation. | 15 | 2016-07-03 | 7.8111 | 46.5852 | x | 5 | 2. Minor | 12340 | Reactive Maintenance | 14
1012640 | Closed-Circuit Television (CCTV) | C (Poor): Asset is operational but major repair or replacement will be needed. | Category 2 (Necessary): Essential work required to prevent the deterioration of an asset. | 15 | 2017-04-30 | 6.987 | 40.684 | x | 5 | 5. Severe | 12340 | Reactive Maintenance | 1
1012641 | Emergency Lighting - Self Contained | C (Poor): Asset is operational but major repair or replacement will be needed. | Category 2 (Necessary): Essential work required to prevent the deterioration of an asset. | 25 | 2009-06-29 | 14.8227 | 38.1418 | x | 5 | 4. Significant | 12340 | Reactive Maintenance | 3
1012642 | Emergency Lighting - Self Contained | C (Poor): Asset is operational but major repair or replacement will be needed. | Category 2 (Necessary): Essential work required to prevent the deterioration of an asset. | 25 | 2013-06-22 | 10.8419 | 41.3265 | x | 5 | 4. Significant | 12340 | Reactive Maintenance | 3
1012643 | Emergency Lighting - Self Contained | C (Poor): Asset is operational but major repair or replacement will be needed. | Category 2 (Necessary): Essential work required to prevent the deterioration of an asset. | 25 | 2004-11-03 | 19.4743 | 34.4205 | x | 5 | 4. Significant | 12340 | Reactive Maintenance | 3
1012644 | Emergency Lighting - Self Contained | C (Poor): Asset is operational but major repair or replacement will be needed. | Category 2 (Necessary): Essential work required to prevent the deterioration of an asset. | 25 | 2011-09-14 | 12.6133 | 39.9094 | x | 5 | 4. Significant | 12340 | Reactive Maintenance | 3
1012645 | Emergency Lighting - Self Contained | C (Poor): Asset is operational but major repair or replacement will be needed. | Category 2 (Necessary): Essential work required to prevent the deterioration of an asset. | 25 | 2002-01-05 | 22.3025 | 32.158 | x | 5 | 4. Significant | 12340 | Reactive Maintenance | 3
1012646 | Emergency Lighting - Self Contained | C (Poor): Asset is operational but major repair or replacement will be needed. | Category 2 (Necessary): Essential work required to prevent the deterioration of an asset. | 25 | 2009-09-27 | 14.5763 | 38.3389 | x | 5 | 4. Significant | 12340 | Reactive Maintenance | 3
1012647 | Emergency Lighting - Self Contained | C (Poor): Asset is operational but major repair or replacement will be needed. | Category 2 (Necessary): Essential work required to prevent the deterioration of an asset. | 25 | 2023-03-14 | 1.117 | 49.1064 | x | 5 | 4. Significant | 12340 | Reactive Maintenance | 3
1012648 | Emergency Lighting - Self Contained | C (Poor): Asset is operational but major repair or replacement will be needed. | Category 2 (Necessary): Essential work required to prevent the deterioration of an asset. | 25 | 2005-07-17 | 18.7734 | 34.9812 | x | 5 | 4. Significant | 12340 | Reactive Maintenance | 3
1012649 | Emergency Lighting - Self Contained | C (Poor): Asset is operational but major repair or replacement will be needed. | Category 2 (Necessary): Essential work required to prevent the deterioration of an asset. | 25 | 2008-12-13 | 15.3648 | 37.7081 | x | 5 | 4. Significant | 12340 | Reactive Maintenance | 3
1012650 | Emergency Lighting - Self Contained | C (Poor): Asset is operational but major repair or replacement will be needed. | Category 2 (Necessary): Essential work required to prevent the deterioration of an asset. | 25 | 2004-11-22 | 19.4223 | 34.4621 | x | 5 | 4. Significant | 12340 | Reactive Maintenance | 3
1012651 | Emergency Lighting - Self Contained | C (Poor): Asset is operational but major repair or replacement will be needed. | Category 2 (Necessary): Essential work required to prevent the deterioration of an asset. | 25 | 2023-09-16 | 0.6078 | 49.5138 | x | 5 | 4. Significant | 12340 | Reactive Maintenance | 3
1012652 | Emergency Lighting - Self Contained | C (Poor): Asset is operational but major repair or replacement will be needed. | Category 2 (Necessary): Essential work required to prevent the deterioration of an asset. | 25 | 2013-08-10 | 10.7077 | 41.4338 | x | 5 | 4. Significant | 12340 | Reactive Maintenance | 3
1012653 | Emergency Lighting - Self Contained | C (Poor): Asset is operational but major repair or replacement will be needed. | Category 2 (Necessary): Essential work required to prevent the deterioration of an asset. | 25 | 2023-12-18 | 0.35318 | 49.7175 | x | 5 | 4. Significant | 12340 | Reactive Maintenance | 3
1012655 | Fire Doors | C (Poor): Asset is operational but major repair or replacement will be needed. | Category 2 (Necessary): Essential work required to prevent the deterioration of an asset. | 20 | 2008-08-13 | 15.6988 | 34.3012 | x | 5 | 3. Moderate | 12340 | Reactive Maintenance | 7
1012656 | Fire Doors | C (Poor): Asset is operational but major repair or replacement will be needed. | Category 2 (Necessary): Essential work required to prevent the deterioration of an asset. | 20 | 2004-11-17 | 19.436 | 30.564 | x | 5 | 3. Moderate | 12340 | Reactive Maintenance | 7
1012659 | Pipework for Low Pressure Natural Gas, Liquefied Petroleum Gas (LPG) or Oil | C (Poor): Asset is operational but major repair or replacement will be needed. | Category 2 (Necessary): Essential work required to prevent the deterioration of an asset. | 50 | 1994-08-04 | 29.7248 | 38.1101 | x | 5 | 5. Severe | 12340 | Reactive Maintenance | 1
1012661 | Hand Dryer | C (Poor): Asset is operational but major repair or replacement will be needed. | Category 2 (Necessary): Essential work required to prevent the deterioration of an asset. | 5 | 2022-06-05 | 1.8891 | 42.4435 | x | 5 | 2. Minor | 12340 | Reactive Maintenance | 14
1012664 | Pipework Systems - General | C (Poor): Asset is operational but major repair or replacement will be needed. | Category 2 (Necessary): Essential work required to prevent the deterioration of an asset. | 45 | 2006-09-29 | 17.5715 | 42.1904 | x | 5 | 4. Significant | 12340 | Reactive Maintenance | 3
1012666 | Electrical Installation - Generally | C (Poor): Asset is operational but major repair or replacement will be needed. | Category 2 (Necessary): Essential work required to prevent the deterioration of an asset. | 35 | 1997-10-13 | 26.5325 | 34.8386 | x | 5 | 4. Significant | 12340 | Reactive Maintenance | 3
1012668 | Fire Extinguishers - Foam (Stored Pressure) | C (Poor): Asset is operational but major repair or replacement will be needed. | Category 2 (Necessary): Essential work required to prevent the deterioration of an asset. | 15 | 2017-01-07 | 7.2964 | 40.2715 | x | 5 | 5. Severe | 12340 | Reactive Maintenance | 1
1012670 | Roof Coverings and Flashings | C (Poor): Asset is operational but major repair or replacement will be needed. | Category 2 (Necessary): Essential work required to prevent the deterioration of an asset. | 40 | 1996-05-04 | 27.9754 | 36.0123 | x | 5 | 4. Significant | 12340 | Reactive Maintenance | 3
1012672 | Showers | C (Poor): Asset is operational but major repair or replacement will be needed. | Category 2 (Necessary): Essential work required to prevent the deterioration of an asset. | 5 | 2023-12-23 | 0.33949 | 48.642 | x | 5 | 3. Moderate | 12340 | Reactive Maintenance | 7
1012673 | Fans - Window or Wall Mounted | C (Poor): Asset is operational but major repair or replacement will be needed. | Category 2 (Necessary): Essential work required to prevent the deterioration of an asset. | 15 | 2013-05-22 | 10.9268 | 35.431 | x | 5 | 2. Minor | 12340 | Reactive Maintenance | 14
1012676 | Toilet and Shower Areas | C (Poor): Asset is operational but major repair or replacement will be needed. | Category 2 (Necessary): Essential work required to prevent the deterioration of an asset. | 25 | 2014-05-07 | 9.9685 | 42.0252 | x | 5 | 3. Moderate | 12340 | Reactive Maintenance | 7
1012680 | Refrigerant Distribution System | C (Poor): Asset is operational but major repair or replacement will be needed. | Category 2 (Necessary): Essential work required to prevent the deterioration of an asset. | 30 | 1998-03-24 | 26.089 | 32.6073 | x | 5 | 4. Significant | 10086 | Reactive Maintenance | 3
1012684 | Outstations | C (Poor): Asset is operational but major repair or replacement will be needed. | Category 2 (Necessary): Essential work required to prevent the deterioration of an asset. | 10 | 2017-03-23 | 7.091 | 35.8179 | x | 5 | 4. Significant | 10086 | Reactive Maintenance | 3
1012687 | Catering Equipment | D (Very Poor): Asset runs a serious risk of imminent breakdown or poses a health and safety risk. | Category 2 (Necessary): Essential work required to prevent the deterioration of an asset. | 15 | 2015-01-13 | 9.2813 | 30.6249 | x | 5 | 2. Minor | 10086 | Reactive Maintenance | 14
1012688 | Closed-Circuit Television (CCTV) | C (Poor): Asset is operational but major repair or replacement will be needed. | Category 2 (Necessary): Essential work required to prevent the deterioration of an asset. | 15 | 2018-11-09 | 5.4593 | 42.721 | x | 5 | 5. Severe | 10086 | Reactive Maintenance | 1
1012689 | Emergency Lighting - Self Contained | C (Poor): Asset is operational but major repair or replacement will be needed. | Category 2 (Necessary): Essential work required to prevent the deterioration of an asset. | 25 | 2015-03-04 | 9.1444 | 42.6845 | x | 5 | 4. Significant | 10086 | Reactive Maintenance | 3
1012690 | Emergency Lighting - Self Contained | C (Poor): Asset is operational but major repair or replacement will be needed. | Category 2 (Necessary): Essential work required to prevent the deterioration of an asset. | 25 | 2017-09-01 | 6.6475 | 44.682 | x | 5 | 4. Significant | 10086 | Reactive Maintenance | 3
1012691 | Emergency Lighting - Self Contained | C (Poor): Asset is operational but major repair or replacement will be needed. | Category 2 (Necessary): Essential work required to prevent the deterioration of an asset. | 25 | 2019-01-05 | 5.3032 | 45.7574 | x | 5 | 4. Significant | 10086 | Reactive Maintenance | 3
1012692 | Emergency Lighting - Self Contained | C (Poor): Asset is operational but major repair or replacement will be needed. | Category 2 (Necessary): Essential work required to prevent the deterioration of an asset. | 25 | 2002-09-22 | 21.5907 | 32.7274 | x | 5 | 4. Significant | 10086 | Reactive Maintenance | 3
1012693 | Emergency Lighting - Self Contained | C (Poor): Asset is operational but major repair or replacement will be needed. | Category 2 (Necessary): Essential work required to prevent the deterioration of an asset. | 25 | 2000-08-07 | 23.7153 | 31.0278 | x | 5 | 4. Significant | 10086 | Reactive Maintenance | 3
1012694 | Emergency Lighting - Self Contained | C (Poor): Asset is operational but major repair or replacement will be needed. | Category 2 (Necessary): Essential work required to prevent the deterioration of an asset. | 25 | 2003-05-23 | 20.9254 | 33.2597 | x | 5 | 4. Significant | 10086 | Reactive Maintenance | 3
1012695 | Emergency Lighting - Self Contained | C (Poor): Asset is operational but major repair or replacement will be needed. | Category 2 (Necessary): Essential work required to prevent the deterioration of an asset. | 25 | 2005-04-16 | 19.0253 | 34.7797 | x | 5 | 4. Significant | 10086 | Reactive Maintenance | 3
1012696 | Emergency Lighting - Self Contained | C (Poor): Asset is operational but major repair or replacement will be needed. | Category 2 (Necessary): Essential work required to prevent the deterioration of an asset. | 25 | 2007-12-22 | 16.3422 | 36.9262 | x | 5 | 4. Significant | 10086 | Reactive Maintenance | 3
1012697 | Emergency Lighting - Self Contained | C (Poor): Asset is operational but major repair or replacement will be needed. | Category 2 (Necessary): Essential work required to prevent the deterioration of an asset. | 25 | 2006-09-14 | 17.6126 | 35.9099 | x | 5 | 4. Significant | 10086 | Reactive Maintenance | 3
1012698 | Emergency Lighting - Self Contained | C (Poor): Asset is operational but major repair or replacement will be needed. | Category 2 (Necessary): Essential work required to prevent the deterioration of an asset. | 25 | 1999-01-14 | 25.2786 | 29.7771 | x | 5 | 4. Significant | 10086 | Reactive Maintenance | 3
1012699 | Emergency Lighting - Self Contained | C (Poor): Asset is operational but major repair or replacement will be needed. | Category 2 (Necessary): Essential work required to prevent the deterioration of an asset. | 25 | 2019-02-25 | 5.1636 | 45.8691 | x | 5 | 4. Significant | 10086 | Reactive Maintenance | 3
1012703 | Fire Doors | C (Poor): Asset is operational but major repair or replacement will be needed. | Category 2 (Necessary): Essential work required to prevent the deterioration of an asset. | 20 | 2009-05-22 | 14.9268 | 35.0732 | x | 5 | 3. Moderate | 10086 | Reactive Maintenance | 7
1012704 | Fire Doors | C (Poor): Asset is operational but major repair or replacement will be needed. | Category 2 (Necessary): Essential work required to prevent the deterioration of an asset. | 20 | 2019-08-03 | 4.7283 | 45.2717 | x | 5 | 3. Moderate | 10086 | Reactive Maintenance | 7
1012707 | Pipework for Low Pressure Natural Gas, Liquefied Petroleum Gas (LPG) or Oil | C (Poor): Asset is operational but major repair or replacement will be needed. | Category 2 (Necessary): Essential work required to prevent the deterioration of an asset. | 50 | 2011-01-09 | 13.2923 | 44.6831 | x | 5 | 5. Severe | 10086 | Reactive Maintenance | 1
1012721 | Hand Dryer | C (Poor): Asset is operational but major repair or replacement will be needed. | Category 2 (Necessary): Essential work required to prevent the deterioration of an asset. | 5 | 2021-09-04 | 2.6393 | 39.4428 | x | 5 | 2. Minor | 10086 | Reactive Maintenance | 14
1012722 | Pipework Systems - General | C (Poor): Asset is operational but major repair or replacement will be needed. | Category 2 (Necessary): Essential work required to prevent the deterioration of an asset. | 20 | 2009-03-26 | 15.0828 | 34.9172 | x | 5 | 4. Significant | 10086 | Reactive Maintenance | 3
1012723 | Pipework Systems - General | C (Poor): Asset is operational but major repair or replacement will be needed. | Category 2 (Necessary): Essential work required to prevent the deterioration of an asset. | 20 | 2013-01-06 | 11.2991 | 38.7009 | x | 5 | 4. Significant | 10086 | Reactive Maintenance | 3
1012724 | Pipework Systems - General | C (Poor): Asset is operational but major repair or replacement will be needed. | Category 2 (Necessary): Essential work required to prevent the deterioration of an asset. | 20 | 2013-12-14 | 10.3628 | 39.6372 | x | 5 | 4. Significant | 10086 | Reactive Maintenance | 3
1012725 | Pipework Systems - General | C (Poor): Asset is operational but major repair or replacement will be needed. | Category 2 (Necessary): Essential work required to prevent the deterioration of an asset. | 20 | 2016-11-12 | 7.4497 | 42.5503 | x | 5 | 4. Significant | 10086 | Reactive Maintenance | 3
1012726 | Pipework Systems - General | C (Poor): Asset is operational but major repair or replacement will be needed. | Category 2 (Necessary): Essential work required to prevent the deterioration of an asset. | 20 | 2007-05-25 | 16.9199 | 33.0801 | x | 5 | 4. Significant | 10086 | Reactive Maintenance | 3
1012727 | Pipework Systems - General | C (Poor): Asset is operational but major repair or replacement will be needed. | Category 2 (Necessary): Essential work required to prevent the deterioration of an asset. | 20 | 2004-12-30 | 19.3183 | 30.6817 | x | 5 | 4. Significant | 10086 | Reactive Maintenance | 3
1012728 | Pipework Systems - General | C (Poor): Asset is operational but major repair or replacement will be needed. | Category 2 (Necessary): Essential work required to prevent the deterioration of an asset. | 20 | 2011-06-10 | 12.8761 | 37.1239 | x | 5 | 4. Significant | 10086 | Reactive Maintenance | 3
1012729 | Pipework Systems - General | C (Poor): Asset is operational but major repair or replacement will be needed. | Category 2 (Necessary): Essential work required to prevent the deterioration of an asset. | 20 | 2006-11-16 | 17.4401 | 32.5599 | x | 5 | 4. Significant | 10086 | Reactive Maintenance | 3
1012730 | Pipework Systems - General | C (Poor): Asset is operational but major repair or replacement will be needed. | Category 2 (Necessary): Essential work required to prevent the deterioration of an asset. | 20 | 2010-11-05 | 13.4702 | 36.5298 | x | 5 | 4. Significant | 10086 | Reactive Maintenance | 3
1012731 | Pipework Systems - General | C (Poor): Asset is operational but major repair or replacement will be needed. | Category 2 (Necessary): Essential work required to prevent the deterioration of an asset. | 20 | 2006-03-04 | 18.1437 | 31.8563 | x | 5 | 4. Significant | 10086 | Reactive Maintenance | 3
1012732 | Pipework Systems - General | C (Poor): Asset is operational but major repair or replacement will be needed. | Category 2 (Necessary): Essential work required to prevent the deterioration of an asset. | 35 | 2006-06-25 | 17.8344 | 39.8089 | x | 5 | 4. Significant | 10086 | Reactive Maintenance | 3
1012733 | Pipework Systems - General | C (Poor): Asset is operational but major repair or replacement will be needed. | Category 2 (Necessary): Essential work required to prevent the deterioration of an asset. | 35 | 1994-07-25 | 29.7522 | 32.9987 | x | 5 | 4. Significant | 10086 | Reactive Maintenance | 3
1012734 | Pipework Systems - General | C (Poor): Asset is operational but major repair or replacement will be needed. | Category 2 (Necessary): Essential work required to prevent the deterioration of an asset. | 35 | 2022-08-16 | 1.692 | 49.0331 | x | 5 | 4. Significant | 10086 | Reactive Maintenance | 3
1012735 | Pipework Systems - General | C (Poor): Asset is operational but major repair or replacement will be needed. | Category 2 (Necessary): Essential work required to prevent the deterioration of an asset. | 35 | 2020-09-22 | 3.5893 | 47.949 | x | 5 | 4. Significant | 10086 | Reactive Maintenance | 3
1012736 | Pipework Systems - General | C (Poor): Asset is operational but major repair or replacement will be needed. | Category 2 (Necessary): Essential work required to prevent the deterioration of an asset. | 35 | 2023-06-03 | 0.89528 | 49.4884 | x | 5 | 4. Significant | 10086 | Reactive Maintenance | 3
1012737 | Pipework Systems - General | C (Poor): Asset is operational but major repair or replacement will be needed. | Category 2 (Necessary): Essential work required to prevent the deterioration of an asset. | 35 | 1999-05-12 | 24.9555 | 35.7397 | x | 5 | 4. Significant | 10086 | Reactive Maintenance | 3
1012738 | Pipework Systems - General | C (Poor): Asset is operational but major repair or replacement will be needed. | Category 2 (Necessary): Essential work required to prevent the deterioration of an asset. | 45 | 2020-03-03 | 4.1451 | 48.1577 | x | 5 | 4. Significant | 10086 | Reactive Maintenance | 3
1012739 | Pipework Systems - General | C (Poor): Asset is operational but major repair or replacement will be needed. | Category 2 (Necessary): Essential work required to prevent the deterioration of an asset. | 45 | 2009-11-23 | 14.4203 | 43.591 | x | 5 | 4. Significant | 10086 | Reactive Maintenance | 3
1012740 | Pipework Systems - General | C (Poor): Asset is operational but major repair or replacement will be needed. | Category 2 (Necessary): Essential work required to prevent the deterioration of an asset. | 45 | 2003-05-24 | 20.9227 | 40.701 | x | 5 | 4. Significant | 10086 | Reactive Maintenance | 3
1012741 | Pipework Systems - General | C (Poor): Asset is operational but major repair or replacement will be needed. | Category 2 (Necessary): Essential work required to prevent the deterioration of an asset. | 45 | 2015-12-13 | 8.3669 | 46.2814 | x | 5 | 4. Significant | 10086 | Reactive Maintenance | 3
1012742 | Pipework Systems - General | C (Poor): Asset is operational but major repair or replacement will be needed. | Category 2 (Necessary): Essential work required to prevent the deterioration of an asset. | 45 | 2021-09-03 | 2.642 | 48.8258 | x | 5 | 4. Significant | 10086 | Reactive Maintenance | 3
1012743 | Pipework Systems - General | C (Poor): Asset is operational but major repair or replacement will be needed. | Category 2 (Necessary): Essential work required to prevent the deterioration of an asset. | 35 | 2013-01-27 | 11.2416 | 43.5762 | x | 5 | 4. Significant | 10086 | Reactive Maintenance | 3
1012744 | Intercom System | C (Poor): Asset is operational but major repair or replacement will be needed. | Category 2 (Necessary): Essential work required to prevent the deterioration of an asset. | 15 | 2016-09-23 | 7.5866 | 39.8846 | x | 5 | 3. Moderate | 10086 | Reactive Maintenance | 7
1012749 | Intruder Alarms | C (Poor): Asset is operational but major repair or replacement will be needed. | Category 2 (Necessary): Essential work required to prevent the deterioration of an asset. | 15 | 2014-09-05 | 9.6372 | 37.1504 | x | 5 | 5. Severe | 10086 | Reactive Maintenance | 1
1012750 | Electrical Installation - Generally | C (Poor): Asset is operational but major repair or replacement will be needed. | Category 2 (Necessary): Essential work required to prevent the deterioration of an asset. | 35 | 2005-07-07 | 18.8008 | 39.2567 | x | 5 | 4. Significant | 10086 | Reactive Maintenance | 3
1012751 | Electrical Installation - Generally | C (Poor): Asset is operational but major repair or replacement will be needed. | Category 2 (Necessary): Essential work required to prevent the deterioration of an asset. | 35 | 1999-04-07 | 25.0513 | 35.685 | x | 5 | 4. Significant | 10086 | Reactive Maintenance | 3
1012753 | Fire Extinguishers - Foam (Stored Pressure) | C (Poor): Asset is operational but major repair or replacement will be needed. | Category 2 (Necessary): Essential work required to prevent the deterioration of an asset. | 15 | 2013-11-28 | 10.4066 | 36.1246 | x | 5 | 5. Severe | 10086 | Reactive Maintenance | 1
1012756 | Roof Coverings and Flashings | C (Poor): Asset is operational but major repair or replacement will be needed. | Category 2 (Necessary): Essential work required to prevent the deterioration of an asset. | 40 | 2013-05-20 | 10.9322 | 44.5339 | x | 5 | 4. Significant | 10086 | Reactive Maintenance | 3
1012765 | Showers | C (Poor): Asset is operational but major repair or replacement will be needed. | Category 2 (Necessary): Essential work required to prevent the deterioration of an asset. | 5 | 2022-02-09 | 2.2067 | 41.1732 | x | 5 | 3. Moderate | 10086 | Reactive Maintenance | 7
1012766 | Fans - Window or Wall Mounted | C (Poor): Asset is operational but major repair or replacement will be needed. | Category 2 (Necessary): Essential work required to prevent the deterioration of an asset. | 15 | 2012-04-16 | 12.0246 | 33.9671 | x | 5 | 2. Minor | 10086 | Reactive Maintenance | 14
1012769 | Toilet and Shower Areas | C (Poor): Asset is operational but major repair or replacement will be needed. | Category 2 (Necessary): Essential work required to prevent the deterioration of an asset. | 25 | 2013-09-30 | 10.5681 | 41.5455 | x | 5 | 3. Moderate | 10086 | Reactive Maintenance | 7
1012770 | Toilet and Shower Areas | C (Poor): Asset is operational but major repair or replacement will be needed. | Category 2 (Necessary): Essential work required to prevent the deterioration of an asset. | 25 | 2009-10-10 | 14.5407 | 38.3674 | x | 5 | 3. Moderate | 10086 | Reactive Maintenance | 7
1012777 | Fire Doors | C (Poor): Asset is operational but major repair or replacement will be needed. | Category 2 (Necessary): Essential work required to prevent the deterioration of an asset. | 20 | 2020-07-30 | 3.7372 | 54.2628 | x | 1 | 3. Moderate | 12341 | Reactive Maintenance | 7
1012778 | Roof Coverings and Flashings | C (Poor): Asset is operational but major repair or replacement will be needed. | Category 2 (Necessary): Essential work required to prevent the deterioration of an asset. | 40 | 2012-03-17 | 12.1068 | 51.9466 | x | 1 | 4. Significant | 12341 | Reactive Maintenance | 3
1012784 | Outstations | C (Poor): Asset is operational but major repair or replacement will be needed. | Category 2 (Necessary): Essential work required to prevent the deterioration of an asset. | 10 | 2016-09-29 | 7.5702 | 42.8597 | x | 1 | 4. Significant | 10124 | Reactive Maintenance | 3
1012788 | Closed-Circuit Television (CCTV) | C (Poor): Asset is operational but major repair or replacement will be needed. | Category 2 (Necessary): Essential work required to prevent the deterioration of an asset. | 15 | 2014-02-12 | 10.1985 | 44.402 | x | 1 | 5. Severe | 10124 | Reactive Maintenance | 1
1012789 | Emergency Lighting - Self Contained | C (Poor): Asset is operational but major repair or replacement will be needed. | Category 2 (Necessary): Essential work required to prevent the deterioration of an asset. | 25 | 2015-03-06 | 9.1389 | 50.6888 | x | 1 | 4. Significant | 10124 | Reactive Maintenance | 3
1012790 | Emergency Lighting - Self Contained | C (Poor): Asset is operational but major repair or replacement will be needed. | Category 2 (Necessary): Essential work required to prevent the deterioration of an asset. | 25 | 2000-12-18 | 23.3511 | 39.3191 | x | 1 | 4. Significant | 10124 | Reactive Maintenance | 3
1012791 | Emergency Lighting - Self Contained | C (Poor): Asset is operational but major repair or replacement will be needed. | Category 2 (Necessary): Essential work required to prevent the deterioration of an asset. | 25 | 2001-09-10 | 22.6229 | 39.9017 | x | 1 | 4. Significant | 10124 | Reactive Maintenance | 3
1012792 | Emergency Lighting - Self Contained | C (Poor): Asset is operational but major repair or replacement will be needed. | Category 2 (Necessary): Essential work required to prevent the deterioration of an asset. | 25 | 2009-11-28 | 14.4066 | 46.4747 | x | 1 | 4. Significant | 10124 | Reactive Maintenance | 3
1012794 | Fire Doors | C (Poor): Asset is operational but major repair or replacement will be needed. | Category 2 (Necessary): Essential work required to prevent the deterioration of an asset. | 20 | 2011-04-17 | 13.024 | 44.976 | x | 1 | 3. Moderate | 10124 | Reactive Maintenance | 7
1012795 | Fire Doors | C (Poor): Asset is operational but major repair or replacement will be needed. | Category 2 (Necessary): Essential work required to prevent the deterioration of an asset. | 20 | 2004-02-06 | 20.2163 | 37.7837 | x | 1 | 3. Moderate | 10124 | Reactive Maintenance | 7
1012798 | Pipework for Low Pressure Natural Gas, Liquefied Petroleum Gas (LPG) or Oil | C (Poor): Asset is operational but major repair or replacement will be needed. | Category 2 (Necessary): Essential work required to prevent the deterioration of an asset. | 50 | 2001-04-19 | 23.0171 | 48.7932 | x | 1 | 5. Severe | 10124 | Reactive Maintenance | 1
1012807 | Hand Dryer | C (Poor): Asset is operational but major repair or replacement will be needed. | Category 2 (Necessary): Essential work required to prevent the deterioration of an asset. | 5 | 2022-06-26 | 1.8316 | 50.6735 | x | 1 | 2. Minor | 10124 | Reactive Maintenance | 14
1012814 | Pipework Systems - General | C (Poor): Asset is operational but major repair or replacement will be needed. | Category 2 (Necessary): Essential work required to prevent the deterioration of an asset. | 35 | 2017-07-14 | 6.7817 | 54.1248 | x | 1 | 4. Significant | 10124 | Reactive Maintenance | 3
1012816 | Electrical Installation - Generally | C (Poor): Asset is operational but major repair or replacement will be needed. | Category 2 (Necessary): Essential work required to prevent the deterioration of an asset. | 35 | 2019-05-14 | 4.95 | 55.1714 | x | 1 | 4. Significant | 10124 | Reactive Maintenance | 3
1012818 | Fire Extinguishers - Foam (Stored Pressure) | C (Poor): Asset is operational but major repair or replacement will be needed. | Category 2 (Necessary): Essential work required to prevent the deterioration of an asset. | 15 | 2013-11-13 | 10.4476 | 44.0698 | x | 1 | 5. Severe | 10124 | Reactive Maintenance | 1
1012821 | Roof Coverings and Flashings | C (Poor): Asset is operational but major repair or replacement will be needed. | Category 2 (Necessary): Essential work required to prevent the deterioration of an asset. | 40 | 2018-04-01 | 6.0671 | 54.9665 | x | 1 | 4. Significant | 10124 | Reactive Maintenance | 3
1012823 | Showers | C (Poor): Asset is operational but major repair or replacement will be needed. | Category 2 (Necessary): Essential work required to prevent the deterioration of an asset. | 5 | 2022-11-22 | 1.4237 | 52.3053 | x | 1 | 3. Moderate | 10124 | Reactive Maintenance | 7
1012824 | Fans - Window or Wall Mounted | C (Poor): Asset is operational but major repair or replacement will be needed. | Category 2 (Necessary): Essential work required to prevent the deterioration of an asset. | 15 | 2013-03-27 | 11.0801 | 43.2266 | x | 1 | 2. Minor | 10124 | Reactive Maintenance | 14
1012827 | Toilet and Shower Areas | C (Poor): Asset is operational but major repair or replacement will be needed. | Category 2 (Necessary): Essential work required to prevent the deterioration of an asset. | 25 | 1999-05-16 | 24.9446 | 38.0444 | x | 1 | 3. Moderate | 10124 | Reactive Maintenance | 7
1012833 | Outstations | C (Poor): Asset is operational but major repair or replacement will be needed. | Category 2 (Necessary): Essential work required to prevent the deterioration of an asset. | 10 | 2018-12-11 | 5.3717 | 41.2567 | x | 4 | 4. Significant | 10134 | Reactive Maintenance | 3
1012836 | Catering Equipment | D (Very Poor): Asset runs a serious risk of imminent breakdown or poses a health and safety risk. | Category 2 (Necessary): Essential work required to prevent the deterioration of an asset. | 15 | 2016-08-14 | 7.6961 | 34.7385 | x | 4 | 2. Minor | 10134 | Reactive Maintenance | 14
1012837 | Closed-Circuit Television (CCTV) | C (Poor): Asset is operational but major repair or replacement will be needed. | Category 2 (Necessary): Essential work required to prevent the deterioration of an asset. | 15 | 2023-11-22 | 0.42437 | 51.4342 | x | 4 | 5. Severe | 10134 | Reactive Maintenance | 1
1012838 | Emergency Lighting - Self Contained | C (Poor): Asset is operational but major repair or replacement will be needed. | Category 2 (Necessary): Essential work required to prevent the deterioration of an asset. | 25 | 2007-10-14 | 16.5311 | 38.7751 | x | 4 | 4. Significant | 10134 | Reactive Maintenance | 3
1012842 | Fire Doors | C (Poor): Asset is operational but major repair or replacement will be needed. | Category 2 (Necessary): Essential work required to prevent the deterioration of an asset. | 20 | 2009-05-18 | 14.9377 | 37.0623 | x | 4 | 3. Moderate | 10134 | Reactive Maintenance | 7
1012843 | Fire Doors | C (Poor): Asset is operational but major repair or replacement will be needed. | Category 2 (Necessary): Essential work required to prevent the deterioration of an asset. | 20 | 2014-04-09 | 10.0452 | 41.9548 | x | 4 | 3. Moderate | 10134 | Reactive Maintenance | 7
1012847 | Hand Dryer | C (Poor): Asset is operational but major repair or replacement will be needed. | Category 2 (Necessary): Essential work required to prevent the deterioration of an asset. | 5 | 2023-02-20 | 1.1773 | 47.2909 | x | 4 | 2. Minor | 10134 | Reactive Maintenance | 14
1012848 | Pipework Systems - General | C (Poor): Asset is operational but major repair or replacement will be needed. | Category 2 (Necessary): Essential work required to prevent the deterioration of an asset. | 35 | 2005-08-02 | 18.7296 | 41.2974 | x | 4 | 4. Significant | 10134 | Reactive Maintenance | 3
1012849 | Pipework Systems - General | C (Poor): Asset is operational but major repair or replacement will be needed. | Category 2 (Necessary): Essential work required to prevent the deterioration of an asset. | 45 | 2002-12-31 | 21.3169 | 42.5258 | x | 4 | 4. Significant | 10134 | Reactive Maintenance | 3
1012851 | Electrical Installation - Generally | C (Poor): Asset is operational but major repair or replacement will be needed. | Category 2 (Necessary): Essential work required to prevent the deterioration of an asset. | 35 | 2005-07-21 | 18.7625 | 41.2786 | x | 4 | 4. Significant | 10134 | Reactive Maintenance | 3
1012853 | Fire Extinguishers - Foam (Stored Pressure) | C (Poor): Asset is operational but major repair or replacement will be needed. | Category 2 (Necessary): Essential work required to prevent the deterioration of an asset. | 15 | 2016-10-12 | 7.5346 | 41.9539 | x | 4 | 5. Severe | 10134 | Reactive Maintenance | 1
1012855 | Roof Coverings and Flashings | C (Poor): Asset is operational but major repair or replacement will be needed. | Category 2 (Necessary): Essential work required to prevent the deterioration of an asset. | 40 | 2014-04-18 | 10.0205 | 46.9897 | x | 4 | 4. Significant | 10134 | Reactive Maintenance | 3
1012857 | Showers | C (Poor): Asset is operational but major repair or replacement will be needed. | Category 2 (Necessary): Essential work required to prevent the deterioration of an asset. | 5 | 2023-01-24 | 1.2512 | 46.9952 | x | 4 | 3. Moderate | 10134 | Reactive Maintenance | 7
1012858 | Fans - Window or Wall Mounted | C (Poor): Asset is operational but major repair or replacement will be needed. | Category 2 (Necessary): Essential work required to prevent the deterioration of an asset. | 15 | 2023-01-29 | 1.2375 | 50.35 | x | 4 | 2. Minor | 10134 | Reactive Maintenance | 14
1012861 | Toilet and Shower Areas | C (Poor): Asset is operational but major repair or replacement will be needed. | Category 2 (Necessary): Essential work required to prevent the deterioration of an asset. | 25 | 2021-10-16 | 2.5243 | 49.9806 | x | 4 | 3. Moderate | 10134 | Reactive Maintenance | 7
1012862 | Toilet and Shower Areas | C (Poor): Asset is operational but major repair or replacement will be needed. | Category 2 (Necessary): Essential work required to prevent the deterioration of an asset. | 25 | 2013-10-28 | 10.4914 | 43.6068 | x | 4 | 3. Moderate | 10134 | Reactive Maintenance | 7
1012868 | Access Control | C (Poor): Asset is operational but major repair or replacement will be needed. | Category 2 (Necessary): Essential work required to prevent the deterioration of an asset. | 15 | 2016-01-26 | 8.2464 | 47.0048 | x | 1 | 4. Significant | 12342 | Reactive Maintenance | 3
1012870 | Outstations | C (Poor): Asset is operational but major repair or replacement will be needed. | Category 2 (Necessary): Essential work required to prevent the deterioration of an asset. | 10 | 2020-10-31 | 3.4825 | 51.0349 | x | 1 | 4. Significant | 12342 | Reactive Maintenance | 3
1012873 | Catering Equipment | D (Very Poor): Asset runs a serious risk of imminent breakdown or poses a health and safety risk. | Category 2 (Necessary): Essential work required to prevent the deterioration of an asset. | 15 | 2011-03-01 | 13.1526 | 33.4632 | x | 1 | 2. Minor | 12342 | Reactive Maintenance | 14
1012874 | Closed-Circuit Television (CCTV) | C (Poor): Asset is operational but major repair or replacement will be needed. | Category 2 (Necessary): Essential work required to prevent the deterioration of an asset. | 15 | 2016-12-23 | 7.3374 | 48.2167 | x | 1 | 5. Severe | 12342 | Reactive Maintenance | 1
1012875 | Emergency Lighting - Self Contained | C (Poor): Asset is operational but major repair or replacement will be needed. | Category 2 (Necessary): Essential work required to prevent the deterioration of an asset. | 25 | 2017-09-30 | 6.5681 | 52.7455 | x | 1 | 4. Significant | 12342 | Reactive Maintenance | 3
1012878 | Fire Doors | C (Poor): Asset is operational but major repair or replacement will be needed. | Category 2 (Necessary): Essential work required to prevent the deterioration of an asset. | 20 | 2021-05-25 | 2.9185 | 55.0815 | x | 1 | 3. Moderate | 12342 | Reactive Maintenance | 7
1012879 | Fire Doors | C (Poor): Asset is operational but major repair or replacement will be needed. | Category 2 (Necessary): Essential work required to prevent the deterioration of an asset. | 20 | 2021-03-20 | 3.0992 | 54.9008 | x | 1 | 3. Moderate | 12342 | Reactive Maintenance | 7
1012882 | Pipework for Low Pressure Natural Gas, Liquefied Petroleum Gas (LPG) or Oil | C (Poor): Asset is operational but major repair or replacement will be needed. | Category 2 (Necessary): Essential work required to prevent the deterioration of an asset. | 50 | 2009-01-05 | 15.3018 | 51.8793 | x | 1 | 5. Severe | 12342 | Reactive Maintenance | 1
1012885 | Hand Dryer | C (Poor): Asset is operational but major repair or replacement will be needed. | Category 2 (Necessary): Essential work required to prevent the deterioration of an asset. | 5 | 2020-09-30 | 3.5674 | 43.7303 | x | 1 | 2. Minor | 12342 | Reactive Maintenance | 14
1012886 | Pipework Systems - General | C (Poor): Asset is operational but major repair or replacement will be needed. | Category 2 (Necessary): Essential work required to prevent the deterioration of an asset. | 20 | 2010-03-05 | 14.141 | 43.859 | x | 1 | 4. Significant | 12342 | Reactive Maintenance | 3
1012887 | Pipework Systems - General | C (Poor): Asset is operational but major repair or replacement will be needed. | Category 2 (Necessary): Essential work required to prevent the deterioration of an asset. | 35 | 2013-12-21 | 10.3436 | 52.0894 | x | 1 | 4. Significant | 12342 | Reactive Maintenance | 3
1012888 | Pipework Systems - General | C (Poor): Asset is operational but major repair or replacement will be needed. | Category 2 (Necessary): Essential work required to prevent the deterioration of an asset. | 35 | 2009-07-11 | 14.7899 | 49.5486 | x | 1 | 4. Significant | 12342 | Reactive Maintenance | 3
1012889 | Pipework Systems - General | C (Poor): Asset is operational but major repair or replacement will be needed. | Category 2 (Necessary): Essential work required to prevent the deterioration of an asset. | 45 | 2006-09-25 | 17.5825 | 50.1856 | x | 1 | 4. Significant | 12342 | Reactive Maintenance | 3
1012890 | Pipework Systems - General | C (Poor): Asset is operational but major repair or replacement will be needed. | Category 2 (Necessary): Essential work required to prevent the deterioration of an asset. | 45 | 2013-03-12 | 11.1211 | 53.0573 | x | 1 | 4. Significant | 12342 | Reactive Maintenance | 3
1012891 | Pipework Systems - General | C (Poor): Asset is operational but major repair or replacement will be needed. | Category 2 (Necessary): Essential work required to prevent the deterioration of an asset. | 20 | 2016-09-14 | 7.6112 | 50.3888 | x | 1 | 4. Significant | 12342 | Reactive Maintenance | 3
1012893 | Electrical Installation - Generally | C (Poor): Asset is operational but major repair or replacement will be needed. | Category 2 (Necessary): Essential work required to prevent the deterioration of an asset. | 35 | 2002-01-22 | 22.256 | 45.2823 | x | 1 | 4. Significant | 12342 | Reactive Maintenance | 3
1012895 | Fire Extinguishers - Foam (Stored Pressure) | C (Poor): Asset is operational but major repair or replacement will be needed. | Category 2 (Necessary): Essential work required to prevent the deterioration of an asset. | 15 | 2013-12-22 | 10.3409 | 44.2122 | x | 1 | 5. Severe | 12342 | Reactive Maintenance | 1
1012897 | Roof Coverings and Flashings | C (Poor): Asset is operational but major repair or replacement will be needed. | Category 2 (Necessary): Essential work required to prevent the deterioration of an asset. | 40 | 2007-06-29 | 16.8241 | 49.588 | x | 1 | 4. Significant | 12342 | Reactive Maintenance | 3
1012899 | Showers | C (Poor): Asset is operational but major repair or replacement will be needed. | Category 2 (Necessary): Essential work required to prevent the deterioration of an asset. | 5 | 2023-07-03 | 0.81314 | 54.7474 | x | 1 | 3. Moderate | 12342 | Reactive Maintenance | 7
1012900 | Fans - Window or Wall Mounted | C (Poor): Asset is operational but major repair or replacement will be needed. | Category 2 (Necessary): Essential work required to prevent the deterioration of an asset. | 15 | 2011-09-21 | 12.5941 | 41.2078 | x | 1 | 2. Minor | 12342 | Reactive Maintenance | 14
1012903 | Toilet and Shower Areas | C (Poor): Asset is operational but major repair or replacement will be needed. | Category 2 (Necessary): Essential work required to prevent the deterioration of an asset. | 25 | 2005-11-27 | 18.4093 | 43.2726 | x | 1 | 3. Moderate | 12342 | Reactive Maintenance | 7
1012910 | Fire Doors | C (Poor): Asset is operational but major repair or replacement will be needed. | Category 2 (Necessary): Essential work required to prevent the deterioration of an asset. | 20 | 2010-08-19 | 13.6838 | 40.3162 | x | 3 | 3. Moderate | 10125 | Reactive Maintenance | 7
1012911 | Roof Coverings and Flashings | C (Poor): Asset is operational but major repair or replacement will be needed. | Category 2 (Necessary): Essential work required to prevent the deterioration of an asset. | 40 | 2021-03-27 | 3.0801 | 52.46 | x | 3 | 4. Significant | 10125 | Reactive Maintenance | 3
1012915 | Access Control | C (Poor): Asset is operational but major repair or replacement will be needed. | Category 2 (Necessary): Essential work required to prevent the deterioration of an asset. | 15 | 2018-08-19 | 5.6838 | 48.4216 | x | 2 | 4. Significant | 12167 | Reactive Maintenance | 3
1012916 | Access Control | C (Poor): Asset is operational but major repair or replacement will be needed. | Category 2 (Necessary): Essential work required to prevent the deterioration of an asset. | 15 | 2016-10-22 | 7.5072 | 45.9904 | x | 2 | 4. Significant | 12167 | Reactive Maintenance | 3
1012917 | Access Control | C (Poor): Asset is operational but major repair or replacement will be needed. | Category 2 (Necessary): Essential work required to prevent the deterioration of an asset. | 15 | 2020-06-03 | 3.8932 | 50.809 | x | 2 | 4. Significant | 12167 | Reactive Maintenance | 3
1012919 | Outstations | C (Poor): Asset is operational but major repair or replacement will be needed. | Category 2 (Necessary): Essential work required to prevent the deterioration of an asset. | 10 | 2020-06-07 | 3.8823 | 48.2355 | x | 2 | 4. Significant | 12167 | Reactive Maintenance | 3
1012923 | Closed-Circuit Television (CCTV) | C (Poor): Asset is operational but major repair or replacement will be needed. | Category 2 (Necessary): Essential work required to prevent the deterioration of an asset. | 15 | 2017-05-28 | 6.9103 | 46.7862 | x | 2 | 5. Severe | 12167 | Reactive Maintenance | 1
1012924 | Emergency Lighting - Self Contained | C (Poor): Asset is operational but major repair or replacement will be needed. | Category 2 (Necessary): Essential work required to prevent the deterioration of an asset. | 25 | 2020-10-30 | 3.4853 | 53.2118 | x | 2 | 4. Significant | 12167 | Reactive Maintenance | 3
1012928 | Fire Doors | C (Poor): Asset is operational but major repair or replacement will be needed. | Category 2 (Necessary): Essential work required to prevent the deterioration of an asset. | 20 | 2014-04-12 | 10.037 | 45.963 | x | 2 | 3. Moderate | 12167 | Reactive Maintenance | 7
1012929 | Fire Doors | C (Poor): Asset is operational but major repair or replacement will be needed. | Category 2 (Necessary): Essential work required to prevent the deterioration of an asset. | 20 | 2017-03-31 | 7.0691 | 48.9309 | x | 2 | 3. Moderate | 12167 | Reactive Maintenance | 7
1012933 | Hand Dryer | C (Poor): Asset is operational but major repair or replacement will be needed. | Category 2 (Necessary): Essential work required to prevent the deterioration of an asset. | 5 | 2022-01-02 | 2.3107 | 46.757 | x | 2 | 2. Minor | 12167 | Reactive Maintenance | 14
1012937 | Intruder Alarms | C (Poor): Asset is operational but major repair or replacement will be needed. | Category 2 (Necessary): Essential work required to prevent the deterioration of an asset. | 15 | 2014-08-15 | 9.6947 | 43.0737 | x | 2 | 5. Severe | 12167 | Reactive Maintenance | 1
1012938 | Electrical Installation - Generally | C (Poor): Asset is operational but major repair or replacement will be needed. | Category 2 (Necessary): Essential work required to prevent the deterioration of an asset. | 35 | 2016-03-14 | 8.115 | 51.3629 | x | 2 | 4. Significant | 12167 | Reactive Maintenance | 3
1012940 | Fire Extinguishers - Foam (Stored Pressure) | C (Poor): Asset is operational but major repair or replacement will be needed. | Category 2 (Necessary): Essential work required to prevent the deterioration of an asset. | 15 | 2020-09-26 | 3.5784 | 51.2288 | x | 2 | 5. Severe | 12167 | Reactive Maintenance | 1
1012942 | Roof Coverings and Flashings | C (Poor): Asset is operational but major repair or replacement will be needed. | Category 2 (Necessary): Essential work required to prevent the deterioration of an asset. | 40 | 2000-09-11 | 23.6194 | 44.1903 | x | 2 | 4. Significant | 12167 | Reactive Maintenance | 3
1012944 | Showers | C (Poor): Asset is operational but major repair or replacement will be needed. | Category 2 (Necessary): Essential work required to prevent the deterioration of an asset. | 5 | 2022-03-04 | 2.1437 | 47.4251 | x | 2 | 3. Moderate | 12167 | Reactive Maintenance | 7
1012945 | Fans - Window or Wall Mounted | C (Poor): Asset is operational but major repair or replacement will be needed. | Category 2 (Necessary): Essential work required to prevent the deterioration of an asset. | 15 | 2011-10-14 | 12.5311 | 39.2918 | x | 2 | 2. Minor | 12167 | Reactive Maintenance | 14
1012948 | Toilet and Shower Areas | C (Poor): Asset is operational but major repair or replacement will be needed. | Category 2 (Necessary): Essential work required to prevent the deterioration of an asset. | 25 | 2021-07-22 | 2.7598 | 53.7922 | x | 2 | 3. Moderate | 12167 | Reactive Maintenance | 7
1012954 | Outstations | C (Poor): Asset is operational but major repair or replacement will be needed. | Category 2 (Necessary): Essential work required to prevent the deterioration of an asset. | 10 | 2015-05-17 | 8.9418 | 36.1164 | x | 3 | 4. Significant | 10123 | Reactive Maintenance | 3
1012958 | Closed-Circuit Television (CCTV) | C (Poor): Asset is operational but major repair or replacement will be needed. | Category 2 (Necessary): Essential work required to prevent the deterioration of an asset. | 15 | 2022-11-27 | 1.41 | 52.12 | x | 3 | 5. Severe | 10123 | Reactive Maintenance | 1
1012959 | Emergency Lighting - Self Contained | C (Poor): Asset is operational but major repair or replacement will be needed. | Category 2 (Necessary): Essential work required to prevent the deterioration of an asset. | 25 | 2005-03-28 | 19.0773 | 38.7381 | x | 3 | 4. Significant | 10123 | Reactive Maintenance | 3
1012962 | Fire Doors | C (Poor): Asset is operational but major repair or replacement will be needed. | Category 2 (Necessary): Essential work required to prevent the deterioration of an asset. | 20 | 2021-10-28 | 2.4914 | 51.5086 | x | 3 | 3. Moderate | 10123 | Reactive Maintenance | 7
1012963 | Fire Doors | C (Poor): Asset is operational but major repair or replacement will be needed. | Category 2 (Necessary): Essential work required to prevent the deterioration of an asset. | 20 | 2015-01-26 | 9.2457 | 44.7543 | x | 3 | 3. Moderate | 10123 | Reactive Maintenance | 7
1012967 | Hand Dryer | C (Poor): Asset is operational but major repair or replacement will be needed. | Category 2 (Necessary): Essential work required to prevent the deterioration of an asset. | 5 | 2021-01-21 | 3.258 | 40.9678 | x | 3 | 2. Minor | 10123 | Reactive Maintenance | 14
1012968 | Pipework Systems - General | C (Poor): Asset is operational but major repair or replacement will be needed. | Category 2 (Necessary): Essential work required to prevent the deterioration of an asset. | 45 | 2007-04-04 | 17.0595 | 46.418 | x | 3 | 4. Significant | 10123 | Reactive Maintenance | 3
1012969 | Pipework Systems - General | C (Poor): Asset is operational but major repair or replacement will be needed. | Category 2 (Necessary): Essential work required to prevent the deterioration of an asset. | 20 | 2022-01-03 | 2.308 | 51.692 | x | 3 | 4. Significant | 10123 | Reactive Maintenance | 3
1012971 | Electrical Installation - Generally | C (Poor): Asset is operational but major repair or replacement will be needed. | Category 2 (Necessary): Essential work required to prevent the deterioration of an asset. | 35 | 1994-12-13 | 29.3662 | 37.2193 | x | 3 | 4. Significant | 10123 | Reactive Maintenance | 3
1012973 | Fire Extinguishers - Foam (Stored Pressure) | C (Poor): Asset is operational but major repair or replacement will be needed. | Category 2 (Necessary): Essential work required to prevent the deterioration of an asset. | 15 | 2011-09-14 | 12.6133 | 37.1823 | x | 3 | 5. Severe | 10123 | Reactive Maintenance | 1
1012975 | Roof Coverings and Flashings | C (Poor): Asset is operational but major repair or replacement will be needed. | Category 2 (Necessary): Essential work required to prevent the deterioration of an asset. | 40 | 2013-06-19 | 10.8501 | 48.5749 | x | 3 | 4. Significant | 10123 | Reactive Maintenance | 3
1012977 | Fans - Window or Wall Mounted | C (Poor): Asset is operational but major repair or replacement will be needed. | Category 2 (Necessary): Essential work required to prevent the deterioration of an asset. | 15 | 2012-09-18 | 11.6003 | 38.533 | x | 3 | 2. Minor | 10123 | Reactive Maintenance | 14
1012980 | Toilet and Shower Areas | C (Poor): Asset is operational but major repair or replacement will be needed. | Category 2 (Necessary): Essential work required to prevent the deterioration of an asset. | 25 | 2010-11-27 | 13.41 | 43.272 | x | 3 | 3. Moderate | 10123 | Reactive Maintenance | 7
1012984 | Refrigerant Distribution System | C (Poor): Asset is operational but major repair or replacement will be needed. | Category 2 (Necessary): Essential work required to prevent the deterioration of an asset. | 30 | 2010-12-29 | 13.3224 | 43.1184 | x | 4 | 4. Significant | 12166 | Reactive Maintenance | 3
1012987 | Outstations | C (Poor): Asset is operational but major repair or replacement will be needed. | Category 2 (Necessary): Essential work required to prevent the deterioration of an asset. | 10 | 2019-04-19 | 5.0185 | 41.963 | x | 4 | 4. Significant | 12166 | Reactive Maintenance | 3
1012990 | Catering Equipment | C (Poor): Asset is operational but major repair or replacement will be needed. | Category 2 (Necessary): Essential work required to prevent the deterioration of an asset. | 15 | 2022-01-01 | 2.3135 | 48.9154 | x | 4 | 2. Minor | 12166 | Reactive Maintenance | 14
1012991 | Closed-Circuit Television (CCTV) | C (Poor): Asset is operational but major repair or replacement will be needed. | Category 2 (Necessary): Essential work required to prevent the deterioration of an asset. | 15 | 2016-09-30 | 7.5674 | 41.9101 | x | 4 | 5. Severe | 12166 | Reactive Maintenance | 1
1012992 | Emergency Lighting - Self Contained | C (Poor): Asset is operational but major repair or replacement will be needed. | Category 2 (Necessary): Essential work required to prevent the deterioration of an asset. | 25 | 2011-07-10 | 12.794 | 41.7648 | x | 4 | 4. Significant | 12166 | Reactive Maintenance | 3
1012995 | Fire Doors | C (Poor): Asset is operational but major repair or replacement will be needed. | Category 2 (Necessary): Essential work required to prevent the deterioration of an asset. | 20 | 2006-05-10 | 17.9603 | 34.0397 | x | 4 | 3. Moderate | 12166 | Reactive Maintenance | 7
1012996 | Fire Doors | C (Poor): Asset is operational but major repair or replacement will be needed. | Category 2 (Necessary): Essential work required to prevent the deterioration of an asset. | 20 | 2020-04-12 | 4.0356 | 47.9644 | x | 4 | 3. Moderate | 12166 | Reactive Maintenance | 7
1013000 | Hand Dryer | C (Poor): Asset is operational but major repair or replacement will be needed. | Category 2 (Necessary): Essential work required to prevent the deterioration of an asset. | 5 | 2022-03-03 | 2.1465 | 43.4141 | x | 4 | 2. Minor | 12166 | Reactive Maintenance | 14
1013001 | Pipework Systems - General | C (Poor): Asset is operational but major repair or replacement will be needed. | Category 2 (Necessary): Essential work required to prevent the deterioration of an asset. | 45 | 2017-03-08 | 7.1321 | 48.8302 | x | 4 | 4. Significant | 12166 | Reactive Maintenance | 3
1013002 | Pipework Systems - General | C (Poor): Asset is operational but major repair or replacement will be needed. | Category 2 (Necessary): Essential work required to prevent the deterioration of an asset. | 20 | 2013-03-22 | 11.0938 | 40.9062 | x | 4 | 4. Significant | 12166 | Reactive Maintenance | 3
1013004 | Electrical Installation - Generally | C (Poor): Asset is operational but major repair or replacement will be needed. | Category 2 (Necessary): Essential work required to prevent the deterioration of an asset. | 35 | 2016-06-14 | 7.8631 | 47.5068 | x | 4 | 4. Significant | 12166 | Reactive Maintenance | 3
1013006 | Fire Extinguishers - Foam (Stored Pressure) | C (Poor): Asset is operational but major repair or replacement will be needed. | Category 2 (Necessary): Essential work required to prevent the deterioration of an asset. | 15 | 2013-04-08 | 11.0472 | 37.2704 | x | 4 | 5. Severe | 12166 | Reactive Maintenance | 1
1013008 | Roof Coverings and Flashings | C (Poor): Asset is operational but major repair or replacement will be needed. | Category 2 (Necessary): Essential work required to prevent the deterioration of an asset. | 40 | 2016-08-06 | 7.718 | 48.141 | x | 4 | 4. Significant | 12166 | Reactive Maintenance | 3
1013010 | Fans - Window or Wall Mounted | C (Poor): Asset is operational but major repair or replacement will be needed. | Category 2 (Necessary): Essential work required to prevent the deterioration of an asset. | 15 | 2017-10-12 | 6.5352 | 43.2863 | x | 4 | 2. Minor | 12166 | Reactive Maintenance | 14
1013013 | Toilet and Shower Areas | C (Poor): Asset is operational but major repair or replacement will be needed. | Category 2 (Necessary): Essential work required to prevent the deterioration of an asset. | 25 | 2019-07-12 | 4.7885 | 48.1692 | x | 4 | 3. Moderate | 12166 | Reactive Maintenance | 7
1013017 | Closed-Circuit Television (CCTV) | C (Poor): Asset is operational but major repair or replacement will be needed. | Category 2 (Necessary): Essential work required to prevent the deterioration of an asset. | 15 | 2010-01-25 | 14.2478 | 37.003 | x | 2 | 5. Severe | 10087 | Reactive Maintenance | 1
1013018 | Closed-Circuit Television (CCTV) | C (Poor): Asset is operational but major repair or replacement will be needed. | Category 2 (Necessary): Essential work required to prevent the deterioration of an asset. | 15 | 2016-04-09 | 8.0438 | 45.2749 | x | 2 | 5. Severe | 10087 | Reactive Maintenance | 1
1013019 | Closed-Circuit Television (CCTV) | C (Poor): Asset is operational but major repair or replacement will be needed. | Category 2 (Necessary): Essential work required to prevent the deterioration of an asset. | 15 | 2019-09-14 | 4.6133 | 49.849 | x | 2 | 5. Severe | 10087 | Reactive Maintenance | 1
1013020 | Closed-Circuit Television (CCTV) | C (Poor): Asset is operational but major repair or replacement will be needed. | Category 2 (Necessary): Essential work required to prevent the deterioration of an asset. | 15 | 2022-02-21 | 2.1739 | 53.1015 | x | 2 | 5. Severe | 10087 | Reactive Maintenance | 1
1013021 | Closed-Circuit Television (CCTV) | C (Poor): Asset is operational but major repair or replacement will be needed. | Category 2 (Necessary): Essential work required to prevent the deterioration of an asset. | 15 | 2021-11-15 | 2.4422 | 52.7438 | x | 2 | 5. Severe | 10087 | Reactive Maintenance | 1
1013022 | Closed-Circuit Television (CCTV) | C (Poor): Asset is operational but major repair or replacement will be needed. | Category 2 (Necessary): Essential work required to prevent the deterioration of an asset. | 15 | 2012-02-07 | 12.2136 | 39.7153 | x | 2 | 5. Severe | 10087 | Reactive Maintenance | 1
1013023 | Closed-Circuit Television (CCTV) | C (Poor): Asset is operational but major repair or replacement will be needed. | Category 2 (Necessary): Essential work required to prevent the deterioration of an asset. | 15 | 2012-02-13 | 12.1971 | 39.7372 | x | 2 | 5. Severe | 10087 | Reactive Maintenance | 1
1013024 | Closed-Circuit Television (CCTV) | C (Poor): Asset is operational but major repair or replacement will be needed. | Category 2 (Necessary): Essential work required to prevent the deterioration of an asset. | 15 | 2023-09-28 | 0.57495 | 55.2334 | x | 2 | 5. Severe | 10087 | Reactive Maintenance | 1
1013028 | HV Packaged Substations | D (Very Poor): Asset runs a serious risk of imminent breakdown or poses a health and safety risk. | Category 1 (Urgent): Critical work required to address serious health and safety issues and correct any breach of legislation. | 30 | 2001-05-30 | 22.9049 | 26.7301 | x | 2 | 5. Severe | 10087 | Reactive Maintenance | 1
1013037 | Outstations | C (Poor): Asset is operational but major repair or replacement will be needed. | Category 2 (Necessary): Essential work required to prevent the deterioration of an asset. | 10 | 2016-07-18 | 7.77 | 42.46 | x | 1 | 4. Significant | 10127 | Reactive Maintenance | 3
1013040 | Catering Equipment | C (Poor): Asset is operational but major repair or replacement will be needed. | Category 2 (Necessary): Essential work required to prevent the deterioration of an asset. | 15 | 2014-04-07 | 10.0507 | 44.5991 | x | 1 | 2. Minor | 10127 | Reactive Maintenance | 14
1013041 | Closed-Circuit Television (CCTV) | C (Poor): Asset is operational but major repair or replacement will be needed. | Category 2 (Necessary): Essential work required to prevent the deterioration of an asset. | 15 | 2015-05-22 | 8.9281 | 46.0958 | x | 1 | 5. Severe | 10127 | Reactive Maintenance | 1
1013042 | Emergency Lighting - Self Contained | C (Poor): Asset is operational but major repair or replacement will be needed. | Category 2 (Necessary): Essential work required to prevent the deterioration of an asset. | 25 | 1999-12-22 | 24.3422 | 38.5262 | x | 1 | 4. Significant | 10127 | Reactive Maintenance | 3
1013046 | Fire Doors | C (Poor): Asset is operational but major repair or replacement will be needed. | Category 2 (Necessary): Essential work required to prevent the deterioration of an asset. | 20 | 2023-02-22 | 1.1718 | 56.8282 | x | 1 | 3. Moderate | 10127 | Reactive Maintenance | 7
1013047 | Fire Doors | C (Poor): Asset is operational but major repair or replacement will be needed. | Category 2 (Necessary): Essential work required to prevent the deterioration of an asset. | 20 | 2012-05-19 | 11.9343 | 46.0657 | x | 1 | 3. Moderate | 10127 | Reactive Maintenance | 7
1013050 | Pipework for Low Pressure Natural Gas, Liquefied Petroleum Gas (LPG) or Oil | C (Poor): Asset is operational but major repair or replacement will be needed. | Category 2 (Necessary): Essential work required to prevent the deterioration of an asset. | 50 | 2005-03-18 | 19.1047 | 50.3581 | x | 1 | 5. Severe | 10127 | Reactive Maintenance | 1
1013052 | Hand Dryer | C (Poor): Asset is operational but major repair or replacement will be needed. | Category 2 (Necessary): Essential work required to prevent the deterioration of an asset. | 5 | 2020-02-07 | 4.2136 | 41.1458 | x | 1 | 2. Minor | 10127 | Reactive Maintenance | 14
1013053 | Pipework Systems - General | C (Poor): Asset is operational but major repair or replacement will be needed. | Category 2 (Necessary): Essential work required to prevent the deterioration of an asset. | 45 | 2022-08-22 | 1.6756 | 57.2553 | x | 1 | 4. Significant | 10127 | Reactive Maintenance | 3
1013054 | Pipework Systems - General | C (Poor): Asset is operational but major repair or replacement will be needed. | Category 2 (Necessary): Essential work required to prevent the deterioration of an asset. | 20 | 2014-09-22 | 9.5907 | 48.4093 | x | 1 | 4. Significant | 10127 | Reactive Maintenance | 3
1013056 | Intruder Alarms | C (Poor): Asset is operational but major repair or replacement will be needed. | Category 2 (Necessary): Essential work required to prevent the deterioration of an asset. | 15 | 2017-07-30 | 6.7379 | 49.0162 | x | 1 | 5. Severe | 10127 | Reactive Maintenance | 1
1013057 | Electrical Installation - Generally | C (Poor): Asset is operational but major repair or replacement will be needed. | Category 2 (Necessary): Essential work required to prevent the deterioration of an asset. | 35 | 2013-12-04 | 10.3901 | 52.0628 | x | 1 | 4. Significant | 10127 | Reactive Maintenance | 3
1013059 | Fire Extinguishers - Foam (Stored Pressure) | C (Poor): Asset is operational but major repair or replacement will be needed. | Category 2 (Necessary): Essential work required to prevent the deterioration of an asset. | 15 | 2012-11-06 | 11.4661 | 42.7118 | x | 1 | 5. Severe | 10127 | Reactive Maintenance | 1
1013061 | Roof Coverings and Flashings | C (Poor): Asset is operational but major repair or replacement will be needed. | Category 2 (Necessary): Essential work required to prevent the deterioration of an asset. | 40 | 2017-08-27 | 6.6612 | 54.6694 | x | 1 | 4. Significant | 10127 | Reactive Maintenance | 3
1013063 | Showers | C (Poor): Asset is operational but major repair or replacement will be needed. | Category 2 (Necessary): Essential work required to prevent the deterioration of an asset. | 5 | 2020-10-13 | 3.5318 | 43.8727 | x | 1 | 3. Moderate | 10127 | Reactive Maintenance | 7
1013064 | Fans - Window or Wall Mounted | C (Poor): Asset is operational but major repair or replacement will be needed. | Category 2 (Necessary): Essential work required to prevent the deterioration of an asset. | 15 | 2013-12-04 | 10.3901 | 44.1465 | x | 1 | 2. Minor | 10127 | Reactive Maintenance | 14
1013067 | Toilet and Shower Areas | C (Poor): Asset is operational but major repair or replacement will be needed. | Category 2 (Necessary): Essential work required to prevent the deterioration of an asset. | 25 | 2013-05-19 | 10.935 | 49.252 | x | 1 | 3. Moderate | 10127 | Reactive Maintenance | 7
1013074 | Roof Coverings and Flashings | C (Poor): Asset is operational but major repair or replacement will be needed. | Category 2 (Necessary): Essential work required to prevent the deterioration of an asset. | 40 | 1994-12-30 | 29.3196 | 43.3402 | x | 1 | 4. Significant | 12343 | Reactive Maintenance | 3
1013077 | Refrigerant Distribution System | C (Poor): Asset is operational but major repair or replacement will be needed. | Category 2 (Necessary): Essential work required to prevent the deterioration of an asset. | 30 | 2010-12-23 | 13.3388 | 43.1075 | x | 4 | 4. Significant | 10126 | Reactive Maintenance | 3
1013080 | Access Control | C (Poor): Asset is operational but major repair or replacement will be needed. | Category 2 (Necessary): Essential work required to prevent the deterioration of an asset. | 15 | 2010-05-27 | 13.9138 | 33.4483 | x | 4 | 4. Significant | 10126 | Reactive Maintenance | 3
1013082 | Outstations | C (Poor): Asset is operational but major repair or replacement will be needed. | Category 2 (Necessary): Essential work required to prevent the deterioration of an asset. | 10 | 2016-02-08 | 8.2108 | 35.5784 | x | 4 | 4. Significant | 10126 | Reactive Maintenance | 3
1013086 | Closed-Circuit Television (CCTV) | C (Poor): Asset is operational but major repair or replacement will be needed. | Category 2 (Necessary): Essential work required to prevent the deterioration of an asset. | 15 | 2017-09-01 | 6.6475 | 43.1367 | x | 4 | 5. Severe | 10126 | Reactive Maintenance | 1
1013087 | Emergency Lighting - Self Contained | C (Poor): Asset is operational but major repair or replacement will be needed. | Category 2 (Necessary): Essential work required to prevent the deterioration of an asset. | 25 | 2022-01-20 | 2.2615 | 50.1908 | x | 4 | 4. Significant | 10126 | Reactive Maintenance | 3
1013088 | Emergency Lighting - Self Contained | C (Poor): Asset is operational but major repair or replacement will be needed. | Category 2 (Necessary): Essential work required to prevent the deterioration of an asset. | 25 | 1999-03-18 | 25.1061 | 31.9151 | x | 4 | 4. Significant | 10126 | Reactive Maintenance | 3
1013089 | Emergency Lighting - Self Contained | C (Poor): Asset is operational but major repair or replacement will be needed. | Category 2 (Necessary): Essential work required to prevent the deterioration of an asset. | 25 | 2022-04-27 | 1.9959 | 50.4033 | x | 4 | 4. Significant | 10126 | Reactive Maintenance | 3
1013090 | Emergency Lighting - Self Contained | C (Poor): Asset is operational but major repair or replacement will be needed. | Category 2 (Necessary): Essential work required to prevent the deterioration of an asset. | 25 | 2019-09-18 | 4.6023 | 48.3181 | x | 4 | 4. Significant | 10126 | Reactive Maintenance | 3
1013093 | Fire Doors | C (Poor): Asset is operational but major repair or replacement will be needed. | Category 2 (Necessary): Essential work required to prevent the deterioration of an asset. | 20 | 2018-09-11 | 5.6208 | 46.3792 | x | 4 | 3. Moderate | 10126 | Reactive Maintenance | 7
1013094 | Fire Doors | C (Poor): Asset is operational but major repair or replacement will be needed. | Category 2 (Necessary): Essential work required to prevent the deterioration of an asset. | 20 | 2006-06-22 | 17.8426 | 34.1574 | x | 4 | 3. Moderate | 10126 | Reactive Maintenance | 7
1013097 | Pipework for Low Pressure Natural Gas, Liquefied Petroleum Gas (LPG) or Oil | C (Poor): Asset is operational but major repair or replacement will be needed. | Category 2 (Necessary): Essential work required to prevent the deterioration of an asset. | 50 | 1994-09-05 | 29.6372 | 40.1451 | x | 4 | 5. Severe | 10126 | Reactive Maintenance | 1
1013100 | Hand Dryer | C (Poor): Asset is operational but major repair or replacement will be needed. | Category 2 (Necessary): Essential work required to prevent the deterioration of an asset. | 5 | 2020-12-28 | 3.3238 | 38.705 | x | 4 | 2. Minor | 10126 | Reactive Maintenance | 14
1013101 | Pipework Systems - General | C (Poor): Asset is operational but major repair or replacement will be needed. | Category 2 (Necessary): Essential work required to prevent the deterioration of an asset. | 20 | 2016-03-23 | 8.0903 | 43.9097 | x | 4 | 4. Significant | 10126 | Reactive Maintenance | 3
1013102 | Pipework Systems - General | C (Poor): Asset is operational but major repair or replacement will be needed. | Category 2 (Necessary): Essential work required to prevent the deterioration of an asset. | 20 | 2007-01-27 | 17.243 | 34.757 | x | 4 | 4. Significant | 10126 | Reactive Maintenance | 3
1013103 | Pipework Systems - General | C (Poor): Asset is operational but major repair or replacement will be needed. | Category 2 (Necessary): Essential work required to prevent the deterioration of an asset. | 20 | 2008-08-02 | 15.729 | 36.271 | x | 4 | 4. Significant | 10126 | Reactive Maintenance | 3
1013104 | Pipework Systems - General | C (Poor): Asset is operational but major repair or replacement will be needed. | Category 2 (Necessary): Essential work required to prevent the deterioration of an asset. | 35 | 2012-05-24 | 11.9206 | 45.1882 | x | 4 | 4. Significant | 10126 | Reactive Maintenance | 3
1013105 | Pipework Systems - General | C (Poor): Asset is operational but major repair or replacement will be needed. | Category 2 (Necessary): Essential work required to prevent the deterioration of an asset. | 35 | 2018-08-23 | 5.6728 | 48.7584 | x | 4 | 4. Significant | 10126 | Reactive Maintenance | 3
1013106 | Pipework Systems - General | C (Poor): Asset is operational but major repair or replacement will be needed. | Category 2 (Necessary): Essential work required to prevent the deterioration of an asset. | 45 | 2004-11-13 | 19.447 | 43.3569 | x | 4 | 4. Significant | 10126 | Reactive Maintenance | 3
1013107 | Pipework Systems - General | C (Poor): Asset is operational but major repair or replacement will be needed. | Category 2 (Necessary): Essential work required to prevent the deterioration of an asset. | 45 | 2000-01-06 | 24.3012 | 41.1995 | x | 4 | 4. Significant | 10126 | Reactive Maintenance | 3
1013108 | Pipework Systems - General | C (Poor): Asset is operational but major repair or replacement will be needed. | Category 2 (Necessary): Essential work required to prevent the deterioration of an asset. | 45 | 2000-09-03 | 23.6413 | 41.4927 | x | 4 | 4. Significant | 10126 | Reactive Maintenance | 3
1013109 | Pipework Systems - General | C (Poor): Asset is operational but major repair or replacement will be needed. | Category 2 (Necessary): Essential work required to prevent the deterioration of an asset. | 45 | 2022-11-13 | 1.4483 | 51.3563 | x | 4 | 4. Significant | 10126 | Reactive Maintenance | 3
1013110 | Pipework Systems - General | C (Poor): Asset is operational but major repair or replacement will be needed. | Category 2 (Necessary): Essential work required to prevent the deterioration of an asset. | 45 | 2008-03-21 | 16.0958 | 44.8463 | x | 4 | 4. Significant | 10126 | Reactive Maintenance | 3
1013112 | Intruder Alarms | C (Poor): Asset is operational but major repair or replacement will be needed. | Category 2 (Necessary): Essential work required to prevent the deterioration of an asset. | 15 | 2012-08-25 | 11.666 | 36.4454 | x | 4 | 5. Severe | 10126 | Reactive Maintenance | 1
1013113 | Kitchen Extract/Ventilation System | C (Poor): Asset is operational but major repair or replacement will be needed. | Category 2 (Necessary): Essential work required to prevent the deterioration of an asset. | 35 | 2022-07-10 | 1.7933 | 50.9753 | x | 4 | 4. Significant | 10126 | Reactive Maintenance | 3
1013114 | Kitchen Extract/Ventilation System | C (Poor): Asset is operational but major repair or replacement will be needed. | Category 2 (Necessary): Essential work required to prevent the deterioration of an asset. | 35 | 2006-07-24 | 17.755 | 41.8543 | x | 4 | 4. Significant | 10126 | Reactive Maintenance | 3
1013121 | Fire Extinguishers - Foam (Stored Pressure) | C (Poor): Asset is operational but major repair or replacement will be needed. | Category 2 (Necessary): Essential work required to prevent the deterioration of an asset. | 15 | 2018-01-07 | 6.2971 | 43.6039 | x | 4 | 5. Severe | 10126 | Reactive Maintenance | 1
1013123 | Roof Coverings and Flashings | C (Poor): Asset is operational but major repair or replacement will be needed. | Category 2 (Necessary): Essential work required to prevent the deterioration of an asset. | 40 | 2018-09-22 | 5.5907 | 49.2047 | x | 4 | 4. Significant | 10126 | Reactive Maintenance | 3
1013125 | Showers | C (Poor): Asset is operational but major repair or replacement will be needed. | Category 2 (Necessary): Essential work required to prevent the deterioration of an asset. | 5 | 2023-09-02 | 0.64613 | 49.4155 | x | 4 | 3. Moderate | 10126 | Reactive Maintenance | 7
1013126 | Fans - Window or Wall Mounted | C (Poor): Asset is operational but major repair or replacement will be needed. | Category 2 (Necessary): Essential work required to prevent the deterioration of an asset. | 15 | 2019-10-01 | 4.5667 | 45.911 | x | 4 | 2. Minor | 10126 | Reactive Maintenance | 14
1013129 | Toilet and Shower Areas | C (Poor): Asset is operational but major repair or replacement will be needed. | Category 2 (Necessary): Essential work required to prevent the deterioration of an asset. | 25 | 2014-04-03 | 10.0616 | 43.9507 | x | 4 | 3. Moderate | 10126 | Reactive Maintenance | 7
1013130 | Toilet and Shower Areas | C (Poor): Asset is operational but major repair or replacement will be needed. | Category 2 (Necessary): Essential work required to prevent the deterioration of an asset. | 25 | 2016-01-04 | 8.3066 | 45.3547 | x | 4 | 3. Moderate | 10126 | Reactive Maintenance | 7
1013131 | Toilet and Shower Areas | C (Poor): Asset is operational but major repair or replacement will be needed. | Category 2 (Necessary): Essential work required to prevent the deterioration of an asset. | 25 | 2018-12-22 | 5.3415 | 47.7268 | x | 4 | 3. Moderate | 10126 | Reactive Maintenance | 7
1013132 | Toilet and Shower Areas | C (Poor): Asset is operational but major repair or replacement will be needed. | Category 2 (Necessary): Essential work required to prevent the deterioration of an asset. | 25 | 2008-04-06 | 16.052 | 39.1584 | x | 4 | 3. Moderate | 10126 | Reactive Maintenance | 7
1013133 | Toilet and Shower Areas | C (Poor): Asset is operational but major repair or replacement will be needed. | Category 2 (Necessary): Essential work required to prevent the deterioration of an asset. | 25 | 2014-01-28 | 10.2396 | 43.8084 | x | 4 | 3. Moderate | 10126 | Reactive Maintenance | 7
1013134 | Toilet and Shower Areas | C (Poor): Asset is operational but major repair or replacement will be needed. | Category 2 (Necessary): Essential work required to prevent the deterioration of an asset. | 25 | 2000-06-10 | 23.8741 | 32.9008 | x | 4 | 3. Moderate | 10126 | Reactive Maintenance | 7
1013135 | Toilet and Shower Areas | C (Poor): Asset is operational but major repair or replacement will be needed. | Category 2 (Necessary): Essential work required to prevent the deterioration of an asset. | 25 | 2009-03-16 | 15.1102 | 39.9118 | x | 4 | 3. Moderate | 10126 | Reactive Maintenance | 7
1013136 | Toilet and Shower Areas | C (Poor): Asset is operational but major repair or replacement will be needed. | Category 2 (Necessary): Essential work required to prevent the deterioration of an asset. | 25 | 2017-02-13 | 7.1951 | 46.2439 | x | 4 | 3. Moderate | 10126 | Reactive Maintenance | 7
1013137 | Toilet and Shower Areas | C (Poor): Asset is operational but major repair or replacement will be needed. | Category 2 (Necessary): Essential work required to prevent the deterioration of an asset. | 25 | 2008-02-03 | 16.2245 | 39.0204 | x | 4 | 3. Moderate | 10126 | Reactive Maintenance | 7
1013138 | Toilet and Shower Areas | C (Poor): Asset is operational but major repair or replacement will be needed. | Category 2 (Necessary): Essential work required to prevent the deterioration of an asset. | 25 | 2016-11-16 | 7.4387 | 46.049 | x | 4 | 3. Moderate | 10126 | Reactive Maintenance | 7
1013145 | Fire Doors | C (Poor): Asset is operational but major repair or replacement will be needed. | Category 2 (Necessary): Essential work required to prevent the deterioration of an asset. | 20 | 2014-08-06 | 9.7194 | 44.2806 | x | 3 | 3. Moderate | 12344 | Reactive Maintenance | 7
1013146 | Roof Coverings and Flashings | C (Poor): Asset is operational but major repair or replacement will be needed. | Category 2 (Necessary): Essential work required to prevent the deterioration of an asset. | 40 | 1998-10-15 | 25.5277 | 41.2361 | x | 3 | 4. Significant | 12344 | Reactive Maintenance | 3
1013155 | Catering Equipment | A (Good): Asset is as new and can be expected to perform adequately to its full normal life if maintained appropriately. | Category 2 (Necessary): Essential work required to prevent the deterioration of an asset. | 15 | 2010-11-13 | 13.4483 | 59.0689 | x | 2 | 2. Minor | 12345 | Reactive Maintenance | 14
1013156 | Closed-Circuit Television (CCTV) | C (Poor): Asset is operational but major repair or replacement will be needed. | Category 2 (Necessary): Essential work required to prevent the deterioration of an asset. | 15 | 2018-08-26 | 5.6646 | 48.4472 | x | 2 | 5. Severe | 12345 | Reactive Maintenance | 1
1013157 | Emergency Lighting - Self Contained | C (Poor): Asset is operational but major repair or replacement will be needed. | Category 2 (Necessary): Essential work required to prevent the deterioration of an asset. | 25 | 2008-09-25 | 15.5811 | 43.5351 | x | 2 | 4. Significant | 12345 | Reactive Maintenance | 3
1013158 | Emergency Lighting - Self Contained | C (Poor): Asset is operational but major repair or replacement will be needed. | Category 2 (Necessary): Essential work required to prevent the deterioration of an asset. | 25 | 2007-12-06 | 16.386 | 42.8912 | x | 2 | 4. Significant | 12345 | Reactive Maintenance | 3
1013159 | Emergency Lighting - Self Contained | C (Poor): Asset is operational but major repair or replacement will be needed. | Category 2 (Necessary): Essential work required to prevent the deterioration of an asset. | 25 | 2015-11-07 | 8.4654 | 49.2277 | x | 2 | 4. Significant | 12345 | Reactive Maintenance | 3
1013160 | Emergency Lighting - Self Contained | C (Poor): Asset is operational but major repair or replacement will be needed. | Category 2 (Necessary): Essential work required to prevent the deterioration of an asset. | 25 | 2023-02-19 | 1.18 | 55.056 | x | 2 | 4. Significant | 12345 | Reactive Maintenance | 3
1013161 | Emergency Lighting - Self Contained | C (Poor): Asset is operational but major repair or replacement will be needed. | Category 2 (Necessary): Essential work required to prevent the deterioration of an asset. | 25 | 2001-03-23 | 23.091 | 37.5272 | x | 2 | 4. Significant | 12345 | Reactive Maintenance | 3
1013162 | Emergency Lighting - Self Contained | C (Poor): Asset is operational but major repair or replacement will be needed. | Category 2 (Necessary): Essential work required to prevent the deterioration of an asset. | 25 | 2017-03-15 | 7.1129 | 50.3097 | x | 2 | 4. Significant | 12345 | Reactive Maintenance | 3
1013163 | Emergency Lighting - Self Contained | C (Poor): Asset is operational but major repair or replacement will be needed. | Category 2 (Necessary): Essential work required to prevent the deterioration of an asset. | 25 | 2002-03-30 | 22.0726 | 38.342 | x | 2 | 4. Significant | 12345 | Reactive Maintenance | 3
1013164 | Emergency Lighting - Self Contained | C (Poor): Asset is operational but major repair or replacement will be needed. | Category 2 (Necessary): Essential work required to prevent the deterioration of an asset. | 25 | 2010-12-28 | 13.3251 | 45.3399 | x | 2 | 4. Significant | 12345 | Reactive Maintenance | 3
1013165 | Emergency Lighting - Self Contained | C (Poor): Asset is operational but major repair or replacement will be needed. | Category 2 (Necessary): Essential work required to prevent the deterioration of an asset. | 25 | 2023-03-24 | 1.0897 | 55.1283 | x | 2 | 4. Significant | 12345 | Reactive Maintenance | 3
1013166 | Emergency Lighting - Self Contained | C (Poor): Asset is operational but major repair or replacement will be needed. | Category 2 (Necessary): Essential work required to prevent the deterioration of an asset. | 25 | 2022-08-06 | 1.7194 | 54.6245 | x | 2 | 4. Significant | 12345 | Reactive Maintenance | 3
1013167 | Emergency Lighting - Self Contained | C (Poor): Asset is operational but major repair or replacement will be needed. | Category 2 (Necessary): Essential work required to prevent the deterioration of an asset. | 25 | 1999-09-03 | 24.6434 | 36.2853 | x | 2 | 4. Significant | 12345 | Reactive Maintenance | 3
1013168 | Emergency Lighting - Self Contained | C (Poor): Asset is operational but major repair or replacement will be needed. | Category 2 (Necessary): Essential work required to prevent the deterioration of an asset. | 25 | 2011-08-28 | 12.6598 | 45.8721 | x | 2 | 4. Significant | 12345 | Reactive Maintenance | 3
1013169 | Emergency Lighting - Self Contained | C (Poor): Asset is operational but major repair or replacement will be needed. | Category 2 (Necessary): Essential work required to prevent the deterioration of an asset. | 25 | 2011-12-23 | 12.3395 | 46.1284 | x | 2 | 4. Significant | 12345 | Reactive Maintenance | 3
1013172 | Fire Doors | C (Poor): Asset is operational but major repair or replacement will be needed. | Category 2 (Necessary): Essential work required to prevent the deterioration of an asset. | 20 | 2005-11-07 | 18.4641 | 37.5359 | x | 2 | 3. Moderate | 12345 | Reactive Maintenance | 7
1013173 | Fire Doors | C (Poor): Asset is operational but major repair or replacement will be needed. | Category 2 (Necessary): Essential work required to prevent the deterioration of an asset. | 20 | 2015-10-05 | 8.5558 | 47.4442 | x | 2 | 3. Moderate | 12345 | Reactive Maintenance | 7
1013176 | Pipework for Low Pressure Natural Gas, Liquefied Petroleum Gas (LPG) or Oil | C (Poor): Asset is operational but major repair or replacement will be needed. | Category 2 (Necessary): Essential work required to prevent the deterioration of an asset. | 50 | 1994-09-19 | 29.5989 | 44.1604 | x | 2 | 5. Severe | 12345 | Reactive Maintenance | 1
1013178 | Hand Dryer | C (Poor): Asset is operational but major repair or replacement will be needed. | Category 2 (Necessary): Essential work required to prevent the deterioration of an asset. | 5 | 2020-02-02 | 4.2272 | 39.091 | x | 2 | 2. Minor | 12345 | Reactive Maintenance | 14
1013179 | Pipework Systems - General | C (Poor): Asset is operational but major repair or replacement will be needed. | Category 2 (Necessary): Essential work required to prevent the deterioration of an asset. | 20 | 2014-04-15 | 10.0287 | 45.9713 | x | 2 | 4. Significant | 12345 | Reactive Maintenance | 3
1013180 | Pipework Systems - General | C (Poor): Asset is operational but major repair or replacement will be needed. | Category 2 (Necessary): Essential work required to prevent the deterioration of an asset. | 20 | 2021-11-14 | 2.4449 | 53.5551 | x | 2 | 4. Significant | 12345 | Reactive Maintenance | 3
1013181 | Pipework Systems - General | C (Poor): Asset is operational but major repair or replacement will be needed. | Category 2 (Necessary): Essential work required to prevent the deterioration of an asset. | 35 | 2001-07-04 | 22.809 | 42.9663 | x | 2 | 4. Significant | 12345 | Reactive Maintenance | 3
1013182 | Pipework Systems - General | C (Poor): Asset is operational but major repair or replacement will be needed. | Category 2 (Necessary): Essential work required to prevent the deterioration of an asset. | 35 | 2015-09-01 | 8.6489 | 51.0578 | x | 2 | 4. Significant | 12345 | Reactive Maintenance | 3
1013183 | Pipework Systems - General | C (Poor): Asset is operational but major repair or replacement will be needed. | Category 2 (Necessary): Essential work required to prevent the deterioration of an asset. | 35 | 2008-05-15 | 15.9452 | 46.8884 | x | 2 | 4. Significant | 12345 | Reactive Maintenance | 3
1013184 | Pipework Systems - General | C (Poor): Asset is operational but major repair or replacement will be needed. | Category 2 (Necessary): Essential work required to prevent the deterioration of an asset. | 45 | 2008-02-28 | 16.1561 | 48.8195 | x | 2 | 4. Significant | 12345 | Reactive Maintenance | 3
1013185 | Pipework Systems - General | C (Poor): Asset is operational but major repair or replacement will be needed. | Category 2 (Necessary): Essential work required to prevent the deterioration of an asset. | 45 | 2020-01-17 | 4.271 | 54.1018 | x | 2 | 4. Significant | 12345 | Reactive Maintenance | 3
1013186 | Pipework Systems - General | C (Poor): Asset is operational but major repair or replacement will be needed. | Category 2 (Necessary): Essential work required to prevent the deterioration of an asset. | 45 | 2011-06-18 | 12.8542 | 50.287 | x | 2 | 4. Significant | 12345 | Reactive Maintenance | 3
1013187 | Pipework Systems - General | C (Poor): Asset is operational but major repair or replacement will be needed. | Category 2 (Necessary): Essential work required to prevent the deterioration of an asset. | 20 | 2023-12-05 | 0.38877 | 55.6112 | x | 2 | 4. Significant | 12345 | Reactive Maintenance | 3
1013188 | Pipework Systems - General | C (Poor): Asset is operational but major repair or replacement will be needed. | Category 2 (Necessary): Essential work required to prevent the deterioration of an asset. | 35 | 1999-01-28 | 25.2402 | 41.577 | x | 2 | 4. Significant | 12345 | Reactive Maintenance | 3
1013189 | Pipework Systems - General | C (Poor): Asset is operational but major repair or replacement will be needed. | Category 2 (Necessary): Essential work required to prevent the deterioration of an asset. | 35 | 2013-08-08 | 10.7132 | 49.8782 | x | 2 | 4. Significant | 12345 | Reactive Maintenance | 3
1013190 | Pipework Systems - General | C (Poor): Asset is operational but major repair or replacement will be needed. | Category 2 (Necessary): Essential work required to prevent the deterioration of an asset. | 45 | 1996-05-07 | 27.9671 | 43.5702 | x | 2 | 4. Significant | 12345 | Reactive Maintenance | 3
1013192 | Electrical Installation - Generally | C (Poor): Asset is operational but major repair or replacement will be needed. | Category 2 (Necessary): Essential work required to prevent the deterioration of an asset. | 35 | 2019-03-22 | 5.0951 | 53.0885 | x | 2 | 4. Significant | 12345 | Reactive Maintenance | 3
1013194 | Fire Extinguishers - Foam (Stored Pressure) | C (Poor): Asset is operational but major repair or replacement will be needed. | Category 2 (Necessary): Essential work required to prevent the deterioration of an asset. | 15 | 2010-11-13 | 13.4483 | 38.0689 | x | 2 | 5. Severe | 12345 | Reactive Maintenance | 1
1013196 | Roof Coverings and Flashings | C (Poor): Asset is operational but major repair or replacement will be needed. | Category 2 (Necessary): Essential work required to prevent the deterioration of an asset. | 40 | 2003-02-14 | 21.1937 | 45.4031 | x | 2 | 4. Significant | 12345 | Reactive Maintenance | 3
1013199 | Showers | C (Poor): Asset is operational but major repair or replacement will be needed. | Category 2 (Necessary): Essential work required to prevent the deterioration of an asset. | 5 | 2024-01-10 | 0.29021 | 54.8392 | x | 2 | 3. Moderate | 12345 | Reactive Maintenance | 7
1013200 | Fans - Window or Wall Mounted | C (Poor): Asset is operational but major repair or replacement will be needed. | Category 2 (Necessary): Essential work required to prevent the deterioration of an asset. | 15 | 2017-11-17 | 6.4367 | 47.4178 | x | 2 | 2. Minor | 12345 | Reactive Maintenance | 14
1013203 | Toilet and Shower Areas | C (Poor): Asset is operational but major repair or replacement will be needed. | Category 2 (Necessary): Essential work required to prevent the deterioration of an asset. | 25 | 2022-09-04 | 1.64 | 54.688 | x | 2 | 3. Moderate | 12345 | Reactive Maintenance | 7
1013204 | Toilet and Shower Areas | C (Poor): Asset is operational but major repair or replacement will be needed. | Category 2 (Necessary): Essential work required to prevent the deterioration of an asset. | 25 | 2022-03-27 | 2.0808 | 54.3354 | x | 2 | 3. Moderate | 12345 | Reactive Maintenance | 7
1013205 | Toilet and Shower Areas | C (Poor): Asset is operational but major repair or replacement will be needed. | Category 2 (Necessary): Essential work required to prevent the deterioration of an asset. | 25 | 2012-06-15 | 11.8604 | 46.5117 | x | 2 | 3. Moderate | 12345 | Reactive Maintenance | 7
1013209 | Closed-Circuit Television (CCTV) | C (Poor): Asset is operational but major repair or replacement will be needed. | Category 2 (Necessary): Essential work required to prevent the deterioration of an asset. | 15 | 2021-08-08 | 2.7132 | 52.3824 | x | 2 | 5. Severe | 12345 | Reactive Maintenance | 1
1013216 | Refrigerant Distribution System | C (Poor): Asset is operational but major repair or replacement will be needed. | Category 2 (Necessary): Essential work required to prevent the deterioration of an asset. | 30 | 2007-01-11 | 17.2868 | 40.4755 | x | 4 | 4. Significant | 10316 | Reactive Maintenance | 3
1013220 | Access Control | C (Poor): Asset is operational but major repair or replacement will be needed. | Category 2 (Necessary): Essential work required to prevent the deterioration of an asset. | 15 | 2012-12-19 | 11.3484 | 36.8688 | x | 4 | 4. Significant | 10316 | Reactive Maintenance | 3
1013221 | Access Control | C (Poor): Asset is operational but major repair or replacement will be needed. | Category 2 (Necessary): Essential work required to prevent the deterioration of an asset. | 15 | 2013-07-04 | 10.809 | 37.588 | x | 4 | 4. Significant | 10316 | Reactive Maintenance | 3
1013222 | Access Control | C (Poor): Asset is operational but major repair or replacement will be needed. | Category 2 (Necessary): Essential work required to prevent the deterioration of an asset. | 15 | 2020-04-09 | 4.0438 | 46.6083 | x | 4 | 4. Significant | 10316 | Reactive Maintenance | 3
1013226 | Outstations | C (Poor): Asset is operational but major repair or replacement will be needed. | Category 2 (Necessary): Essential work required to prevent the deterioration of an asset. | 10 | 2019-05-25 | 4.9199 | 42.1602 | x | 4 | 4. Significant | 10316 | Reactive Maintenance | 3
1013230 | Closed-Circuit Television (CCTV) | C (Poor): Asset is operational but major repair or replacement will be needed. | Category 2 (Necessary): Essential work required to prevent the deterioration of an asset. | 15 | 2014-12-21 | 9.3443 | 39.541 | x | 4 | 5. Severe | 10316 | Reactive Maintenance | 1
1013231 | Pneumatic Tube Systems | C (Poor): Asset is operational but major repair or replacement will be needed. | Category 2 (Necessary): Essential work required to prevent the deterioration of an asset. | 20 | 2010-08-30 | 13.6537 | 38.3463 | x | 4 | 4. Significant | 10316 | Reactive Maintenance | 3
1013232 | Emergency Lighting - Self Contained | C (Poor): Asset is operational but major repair or replacement will be needed. | Category 2 (Necessary): Essential work required to prevent the deterioration of an asset. | 25 | 1999-01-19 | 25.2649 | 31.7881 | x | 4 | 4. Significant | 10316 | Reactive Maintenance | 3
1013233 | Emergency Lighting - Self Contained | C (Poor): Asset is operational but major repair or replacement will be needed. | Category 2 (Necessary): Essential work required to prevent the deterioration of an asset. | 25 | 2017-09-27 | 6.5763 | 46.7389 | x | 4 | 4. Significant | 10316 | Reactive Maintenance | 3
1013234 | Emergency Lighting - Self Contained | C (Poor): Asset is operational but major repair or replacement will be needed. | Category 2 (Necessary): Essential work required to prevent the deterioration of an asset. | 25 | 2001-07-03 | 22.8118 | 33.7506 | x | 4 | 4. Significant | 10316 | Reactive Maintenance | 3
1013235 | Emergency Lighting - Self Contained | C (Poor): Asset is operational but major repair or replacement will be needed. | Category 2 (Necessary): Essential work required to prevent the deterioration of an asset. | 25 | 2013-11-19 | 10.4312 | 43.655 | x | 4 | 4. Significant | 10316 | Reactive Maintenance | 3
1013236 | Emergency Lighting - Self Contained | C (Poor): Asset is operational but major repair or replacement will be needed. | Category 2 (Necessary): Essential work required to prevent the deterioration of an asset. | 25 | 2002-08-16 | 21.692 | 34.6464 | x | 4 | 4. Significant | 10316 | Reactive Maintenance | 3
1013237 | Emergency Lighting - Self Contained | C (Poor): Asset is operational but major repair or replacement will be needed. | Category 2 (Necessary): Essential work required to prevent the deterioration of an asset. | 25 | 2019-08-23 | 4.6735 | 48.2612 | x | 4 | 4. Significant | 10316 | Reactive Maintenance | 3
1013240 | Fire Doors | C (Poor): Asset is operational but major repair or replacement will be needed. | Category 2 (Necessary): Essential work required to prevent the deterioration of an asset. | 20 | 2017-04-01 | 7.0664 | 44.9336 | x | 4 | 3. Moderate | 10316 | Reactive Maintenance | 7
1013241 | Fire Doors | C (Poor): Asset is operational but major repair or replacement will be needed. | Category 2 (Necessary): Essential work required to prevent the deterioration of an asset. | 20 | 2012-03-15 | 12.1123 | 39.8877 | x | 4 | 3. Moderate | 10316 | Reactive Maintenance | 7
1013242 | Fire Doors | C (Poor): Asset is operational but major repair or replacement will be needed. | Category 2 (Necessary): Essential work required to prevent the deterioration of an asset. | 20 | 2021-07-12 | 2.7871 | 49.2129 | x | 4 | 3. Moderate | 10316 | Reactive Maintenance | 7
1013243 | Fire Doors | C (Poor): Asset is operational but major repair or replacement will be needed. | Category 2 (Necessary): Essential work required to prevent the deterioration of an asset. | 20 | 2010-12-29 | 13.3224 | 38.6776 | x | 4 | 3. Moderate | 10316 | Reactive Maintenance | 7
1013255 | Pipework for Low Pressure Natural Gas, Liquefied Petroleum Gas (LPG) or Oil | C (Poor): Asset is operational but major repair or replacement will be needed. | Category 2 (Necessary): Essential work required to prevent the deterioration of an asset. | 50 | 2014-05-25 | 9.9192 | 48.0323 | x | 4 | 5. Severe | 10316 | Reactive Maintenance | 1
1013301 | Hand Dryer | C (Poor): Asset is operational but major repair or replacement will be needed. | Category 2 (Necessary): Essential work required to prevent the deterioration of an asset. | 5 | 2024-01-19 | 0.26557 | 50.9377 | x | 4 | 2. Minor | 10316 | Reactive Maintenance | 14
1013302 | Pipework Systems - General | C (Poor): Asset is operational but major repair or replacement will be needed. | Category 2 (Necessary): Essential work required to prevent the deterioration of an asset. | 20 | 2020-10-31 | 3.4825 | 48.5175 | x | 4 | 4. Significant | 10316 | Reactive Maintenance | 3
1013303 | Pipework Systems - General | C (Poor): Asset is operational but major repair or replacement will be needed. | Category 2 (Necessary): Essential work required to prevent the deterioration of an asset. | 20 | 2005-05-14 | 18.9487 | 33.0513 | x | 4 | 4. Significant | 10316 | Reactive Maintenance | 3
1013304 | Pipework Systems - General | C (Poor): Asset is operational but major repair or replacement will be needed. | Category 2 (Necessary): Essential work required to prevent the deterioration of an asset. | 20 | 2017-04-15 | 7.0281 | 44.9719 | x | 4 | 4. Significant | 10316 | Reactive Maintenance | 3
1013305 | Pipework Systems - General | C (Poor): Asset is operational but major repair or replacement will be needed. | Category 2 (Necessary): Essential work required to prevent the deterioration of an asset. | 20 | 2024-01-25 | 0.24914 | 51.7509 | x | 4 | 4. Significant | 10316 | Reactive Maintenance | 3
1013306 | Pipework Systems - General | C (Poor): Asset is operational but major repair or replacement will be needed. | Category 2 (Necessary): Essential work required to prevent the deterioration of an asset. | 20 | 2004-02-01 | 20.23 | 31.77 | x | 4 | 4. Significant | 10316 | Reactive Maintenance | 3
1013307 | Pipework Systems - General | C (Poor): Asset is operational but major repair or replacement will be needed. | Category 2 (Necessary): Essential work required to prevent the deterioration of an asset. | 20 | 2008-11-16 | 15.4387 | 36.5613 | x | 4 | 4. Significant | 10316 | Reactive Maintenance | 3
1013308 | Pipework Systems - General | C (Poor): Asset is operational but major repair or replacement will be needed. | Category 2 (Necessary): Essential work required to prevent the deterioration of an asset. | 20 | 2008-08-16 | 15.6906 | 36.3094 | x | 4 | 4. Significant | 10316 | Reactive Maintenance | 3
1013309 | Pipework Systems - General | C (Poor): Asset is operational but major repair or replacement will be needed. | Category 2 (Necessary): Essential work required to prevent the deterioration of an asset. | 20 | 2012-02-05 | 12.219 | 39.781 | x | 4 | 4. Significant | 10316 | Reactive Maintenance | 3
1013310 | Pipework Systems - General | C (Poor): Asset is operational but major repair or replacement will be needed. | Category 2 (Necessary): Essential work required to prevent the deterioration of an asset. | 35 | 2014-05-13 | 9.9521 | 46.3131 | x | 4 | 4. Significant | 10316 | Reactive Maintenance | 3
1013311 | Pipework Systems - General | C (Poor): Asset is operational but major repair or replacement will be needed. | Category 2 (Necessary): Essential work required to prevent the deterioration of an asset. | 35 | 2006-04-17 | 18.0233 | 41.701 | x | 4 | 4. Significant | 10316 | Reactive Maintenance | 3
1013312 | Pipework Systems - General | C (Poor): Asset is operational but major repair or replacement will be needed. | Category 2 (Necessary): Essential work required to prevent the deterioration of an asset. | 35 | 2016-01-16 | 8.2738 | 47.2721 | x | 4 | 4. Significant | 10316 | Reactive Maintenance | 3
1013313 | Pipework Systems - General | C (Poor): Asset is operational but major repair or replacement will be needed. | Category 2 (Necessary): Essential work required to prevent the deterioration of an asset. | 35 | 2020-01-29 | 4.2382 | 49.5782 | x | 4 | 4. Significant | 10316 | Reactive Maintenance | 3
1013314 | Pipework Systems - General | C (Poor): Asset is operational but major repair or replacement will be needed. | Category 2 (Necessary): Essential work required to prevent the deterioration of an asset. | 35 | 2002-03-06 | 22.1383 | 39.3496 | x | 4 | 4. Significant | 10316 | Reactive Maintenance | 3
1013315 | Pipework Systems - General | C (Poor): Asset is operational but major repair or replacement will be needed. | Category 2 (Necessary): Essential work required to prevent the deterioration of an asset. | 45 | 2009-03-23 | 15.091 | 45.2929 | x | 4 | 4. Significant | 10316 | Reactive Maintenance | 3
1013316 | Pipework Systems - General | C (Poor): Asset is operational but major repair or replacement will be needed. | Category 2 (Necessary): Essential work required to prevent the deterioration of an asset. | 45 | 2001-08-03 | 22.7269 | 41.8992 | x | 4 | 4. Significant | 10316 | Reactive Maintenance | 3
1013317 | Pipework Systems - General | C (Poor): Asset is operational but major repair or replacement will be needed. | Category 2 (Necessary): Essential work required to prevent the deterioration of an asset. | 45 | 2003-03-14 | 21.117 | 42.6146 | x | 4 | 4. Significant | 10316 | Reactive Maintenance | 3
1013318 | Pipework Systems - General | C (Poor): Asset is operational but major repair or replacement will be needed. | Category 2 (Necessary): Essential work required to prevent the deterioration of an asset. | 45 | 2022-03-05 | 2.141 | 51.0484 | x | 4 | 4. Significant | 10316 | Reactive Maintenance | 3
1013319 | Pipework Systems - General | C (Poor): Asset is operational but major repair or replacement will be needed. | Category 2 (Necessary): Essential work required to prevent the deterioration of an asset. | 45 | 2020-02-18 | 4.1834 | 50.1407 | x | 4 | 4. Significant | 10316 | Reactive Maintenance | 3
1013320 | Pipework Systems - General | C (Poor): Asset is operational but major repair or replacement will be needed. | Category 2 (Necessary): Essential work required to prevent the deterioration of an asset. | 20 | 2008-03-07 | 16.1342 | 35.8658 | x | 4 | 4. Significant | 10316 | Reactive Maintenance | 3
1013321 | Pipework Systems - General | C (Poor): Asset is operational but major repair or replacement will be needed. | Category 2 (Necessary): Essential work required to prevent the deterioration of an asset. | 20 | 2004-05-16 | 19.9425 | 32.0575 | x | 4 | 4. Significant | 10316 | Reactive Maintenance | 3
1013322 | Pipework Systems - General | C (Poor): Asset is operational but major repair or replacement will be needed. | Category 2 (Necessary): Essential work required to prevent the deterioration of an asset. | 20 | 2020-02-05 | 4.219 | 47.781 | x | 4 | 4. Significant | 10316 | Reactive Maintenance | 3
1013323 | Pipework Systems - General | C (Poor): Asset is operational but major repair or replacement will be needed. | Category 2 (Necessary): Essential work required to prevent the deterioration of an asset. | 20 | 2017-02-12 | 7.1978 | 44.8022 | x | 4 | 4. Significant | 10316 | Reactive Maintenance | 3
1013324 | Pipework Systems - General | C (Poor): Asset is operational but major repair or replacement will be needed. | Category 2 (Necessary): Essential work required to prevent the deterioration of an asset. | 20 | 2018-02-01 | 6.2286 | 45.7714 | x | 4 | 4. Significant | 10316 | Reactive Maintenance | 3
1013325 | Pipework Systems - General | C (Poor): Asset is operational but major repair or replacement will be needed. | Category 2 (Necessary): Essential work required to prevent the deterioration of an asset. | 35 | 2009-03-24 | 15.0883 | 43.3781 | x | 4 | 4. Significant | 10316 | Reactive Maintenance | 3
1013326 | Pipework Systems - General | C (Poor): Asset is operational but major repair or replacement will be needed. | Category 2 (Necessary): Essential work required to prevent the deterioration of an asset. | 35 | 2012-07-22 | 11.7591 | 45.2805 | x | 4 | 4. Significant | 10316 | Reactive Maintenance | 3
1013327 | Pipework Systems - General | C (Poor): Asset is operational but major repair or replacement will be needed. | Category 2 (Necessary): Essential work required to prevent the deterioration of an asset. | 35 | 2005-07-02 | 18.8145 | 41.2489 | x | 4 | 4. Significant | 10316 | Reactive Maintenance | 3
1013328 | Pipework Systems - General | C (Poor): Asset is operational but major repair or replacement will be needed. | Category 2 (Necessary): Essential work required to prevent the deterioration of an asset. | 35 | 1998-07-29 | 25.7413 | 37.2907 | x | 4 | 4. Significant | 10316 | Reactive Maintenance | 3
1013329 | Pipework Systems - General | C (Poor): Asset is operational but major repair or replacement will be needed. | Category 2 (Necessary): Essential work required to prevent the deterioration of an asset. | 35 | 2019-01-04 | 5.306 | 48.968 | x | 4 | 4. Significant | 10316 | Reactive Maintenance | 3
1013330 | Pipework Systems - General | C (Poor): Asset is operational but major repair or replacement will be needed. | Category 2 (Necessary): Essential work required to prevent the deterioration of an asset. | 45 | 2010-12-07 | 13.3826 | 46.0522 | x | 4 | 4. Significant | 10316 | Reactive Maintenance | 3
1013331 | Pipework Systems - General | C (Poor): Asset is operational but major repair or replacement will be needed. | Category 2 (Necessary): Essential work required to prevent the deterioration of an asset. | 45 | 2009-11-12 | 14.4504 | 45.5776 | x | 4 | 4. Significant | 10316 | Reactive Maintenance | 3
1013332 | Pipework Systems - General | C (Poor): Asset is operational but major repair or replacement will be needed. | Category 2 (Necessary): Essential work required to prevent the deterioration of an asset. | 45 | 1996-07-05 | 27.8056 | 39.6419 | x | 4 | 4. Significant | 10316 | Reactive Maintenance | 3
1013333 | Pipework Systems - General | C (Poor): Asset is operational but major repair or replacement will be needed. | Category 2 (Necessary): Essential work required to prevent the deterioration of an asset. | 45 | 2017-08-26 | 6.6639 | 49.0383 | x | 4 | 4. Significant | 10316 | Reactive Maintenance | 3
1013334 | Intercom System | C (Poor): Asset is operational but major repair or replacement will be needed. | Category 2 (Necessary): Essential work required to prevent the deterioration of an asset. | 15 | 2017-10-26 | 6.4969 | 43.3374 | x | 4 | 3. Moderate | 10316 | Reactive Maintenance | 7
1013342 | Intruder Alarms | C (Poor): Asset is operational but major repair or replacement will be needed. | Category 2 (Necessary): Essential work required to prevent the deterioration of an asset. | 15 | 2014-12-25 | 9.3333 | 39.5556 | x | 4 | 5. Severe | 10316 | Reactive Maintenance | 1
1013343 | Kitchen Extract/Ventilation System | C (Poor): Asset is operational but major repair or replacement will be needed. | Category 2 (Necessary): Essential work required to prevent the deterioration of an asset. | 35 | 2018-01-15 | 6.2752 | 48.4142 | x | 4 | 4. Significant | 10316 | Reactive Maintenance | 3
1013344 | Electrical Installation - Generally | C (Poor): Asset is operational but major repair or replacement will be needed. | Category 2 (Necessary): Essential work required to prevent the deterioration of an asset. | 35 | 2021-12-15 | 2.36 | 50.6514 | x | 4 | 4. Significant | 10316 | Reactive Maintenance | 3
1013345 | Electrical Installation - Generally | C (Poor): Asset is operational but major repair or replacement will be needed. | Category 2 (Necessary): Essential work required to prevent the deterioration of an asset. | 35 | 2016-09-03 | 7.6413 | 47.6335 | x | 4 | 4. Significant | 10316 | Reactive Maintenance | 3
1013346 | Electrical Installation - Generally | C (Poor): Asset is operational but major repair or replacement will be needed. | Category 2 (Necessary): Essential work required to prevent the deterioration of an asset. | 35 | 2007-01-15 | 17.2758 | 42.1281 | x | 4 | 4. Significant | 10316 | Reactive Maintenance | 3
1013347 | Electrical Installation - Generally | C (Poor): Asset is operational but major repair or replacement will be needed. | Category 2 (Necessary): Essential work required to prevent the deterioration of an asset. | 35 | 2014-12-04 | 9.3908 | 46.6338 | x | 4 | 4. Significant | 10316 | Reactive Maintenance | 3
1013348 | Electrical Installation - Generally | C (Poor): Asset is operational but major repair or replacement will be needed. | Category 2 (Necessary): Essential work required to prevent the deterioration of an asset. | 35 | 2010-05-21 | 13.9302 | 44.0399 | x | 4 | 4. Significant | 10316 | Reactive Maintenance | 3
1013349 | Electrical Installation - Generally | C (Poor): Asset is operational but major repair or replacement will be needed. | Category 2 (Necessary): Essential work required to prevent the deterioration of an asset. | 35 | 2014-09-10 | 9.6235 | 46.5008 | x | 4 | 4. Significant | 10316 | Reactive Maintenance | 3
1013350 | Medical gas pipework, manifolds, outlets & accessories | D (Very Poor): Asset runs a serious risk of imminent breakdown or poses a health and safety risk. | Category 1 (Urgent): Critical work required to address serious health and safety issues and correct any breach of legislation. | 20 | 2012-02-01 | 12.23 | 25.77 | x | 4 | 4. Significant | 10316 | Reactive Maintenance | 3
1013352 | Fire Extinguishers - Foam (Stored Pressure) | C (Poor): Asset is operational but major repair or replacement will be needed. | Category 2 (Necessary): Essential work required to prevent the deterioration of an asset. | 15 | 2023-05-18 | 0.93908 | 50.7479 | x | 4 | 5. Severe | 10316 | Reactive Maintenance | 1
1013354 | Roof Coverings and Flashings | C (Poor): Asset is operational but major repair or replacement will be needed. | Category 2 (Necessary): Essential work required to prevent the deterioration of an asset. | 40 | 2017-05-18 | 6.9377 | 48.5311 | x | 4 | 4. Significant | 10316 | Reactive Maintenance | 3
1013355 | Roof Coverings and Flashings | C (Poor): Asset is operational but major repair or replacement will be needed. | Category 2 (Necessary): Essential work required to prevent the deterioration of an asset. | 40 | 1994-07-21 | 29.7632 | 37.1184 | x | 4 | 4. Significant | 10316 | Reactive Maintenance | 3
1013356 | Roof Coverings and Flashings | C (Poor): Asset is operational but major repair or replacement will be needed. | Category 2 (Necessary): Essential work required to prevent the deterioration of an asset. | 40 | 2005-01-30 | 19.2334 | 42.3833 | x | 4 | 4. Significant | 10316 | Reactive Maintenance | 3
1013357 | Roof Coverings and Flashings | C (Poor): Asset is operational but major repair or replacement will be needed. | Category 2 (Necessary): Essential work required to prevent the deterioration of an asset. | 40 | 2007-04-20 | 17.0157 | 43.4921 | x | 4 | 4. Significant | 10316 | Reactive Maintenance | 3
1013358 | Roof Coverings and Flashings | C (Poor): Asset is operational but major repair or replacement will be needed. | Category 2 (Necessary): Essential work required to prevent the deterioration of an asset. | 40 | 2005-03-04 | 19.1431 | 42.4285 | x | 4 | 4. Significant | 10316 | Reactive Maintenance | 3
1013371 | Showers | C (Poor): Asset is operational but major repair or replacement will be needed. | Category 2 (Necessary): Essential work required to prevent the deterioration of an asset. | 5 | 2022-04-15 | 2.0287 | 43.885 | x | 4 | 3. Moderate | 10316 | Reactive Maintenance | 7
1013372 | Fans - Window or Wall Mounted | C (Poor): Asset is operational but major repair or replacement will be needed. | Category 2 (Necessary): Essential work required to prevent the deterioration of an asset. | 15 | 2020-05-26 | 3.9151 | 46.7798 | x | 4 | 2. Minor | 10316 | Reactive Maintenance | 14
1013376 | Toilet and Shower Areas | C (Poor): Asset is operational but major repair or replacement will be needed. | Category 2 (Necessary): Essential work required to prevent the deterioration of an asset. | 25 | 2003-04-22 | 21.0103 | 35.1918 | x | 4 | 3. Moderate | 10316 | Reactive Maintenance | 7
1013377 | Toilet and Shower Areas | C (Poor): Asset is operational but major repair or replacement will be needed. | Category 2 (Necessary): Essential work required to prevent the deterioration of an asset. | 25 | 2015-04-12 | 9.0376 | 44.7699 | x | 4 | 3. Moderate | 10316 | Reactive Maintenance | 7
1013378 | Toilet and Shower Areas | C (Poor): Asset is operational but major repair or replacement will be needed. | Category 2 (Necessary): Essential work required to prevent the deterioration of an asset. | 25 | 2023-03-14 | 1.117 | 51.1064 | x | 4 | 3. Moderate | 10316 | Reactive Maintenance | 7
1013379 | Toilet and Shower Areas | C (Poor): Asset is operational but major repair or replacement will be needed. | Category 2 (Necessary): Essential work required to prevent the deterioration of an asset. | 25 | 2006-12-17 | 17.3552 | 38.1158 | x | 4 | 3. Moderate | 10316 | Reactive Maintenance | 7
1013380 | Toilet and Shower Areas | C (Poor): Asset is operational but major repair or replacement will be needed. | Category 2 (Necessary): Essential work required to prevent the deterioration of an asset. | 25 | 2005-11-20 | 18.4285 | 37.2572 | x | 4 | 3. Moderate | 10316 | Reactive Maintenance | 7
1013381 | Toilet and Shower Areas | C (Poor): Asset is operational but major repair or replacement will be needed. | Category 2 (Necessary): Essential work required to prevent the deterioration of an asset. | 25 | 2017-01-06 | 7.2991 | 46.1607 | x | 4 | 3. Moderate | 10316 | Reactive Maintenance | 7
1013382 | Toilet and Shower Areas | C (Poor): Asset is operational but major repair or replacement will be needed. | Category 2 (Necessary): Essential work required to prevent the deterioration of an asset. | 25 | 2000-05-29 | 23.9069 | 32.8745 | x | 4 | 3. Moderate | 10316 | Reactive Maintenance | 7
1013383 | Toilet and Shower Areas | C (Poor): Asset is operational but major repair or replacement will be needed. | Category 2 (Necessary): Essential work required to prevent the deterioration of an asset. | 25 | 2004-11-07 | 19.4634 | 36.4293 | x | 4 | 3. Moderate | 10316 | Reactive Maintenance | 7
1013384 | Toilet and Shower Areas | C (Poor): Asset is operational but major repair or replacement will be needed. | Category 2 (Necessary): Essential work required to prevent the deterioration of an asset. | 25 | 2018-05-17 | 5.9411 | 47.2471 | x | 4 | 3. Moderate | 10316 | Reactive Maintenance | 7
1013385 | Toilet and Shower Areas | C (Poor): Asset is operational but major repair or replacement will be needed. | Category 2 (Necessary): Essential work required to prevent the deterioration of an asset. | 25 | 2014-12-28 | 9.3251 | 44.5399 | x | 4 | 3. Moderate | 10316 | Reactive Maintenance | 7
1013386 | Toilet and Shower Areas | C (Poor): Asset is operational but major repair or replacement will be needed. | Category 2 (Necessary): Essential work required to prevent the deterioration of an asset. | 25 | 2008-11-06 | 15.4661 | 39.6271 | x | 4 | 3. Moderate | 10316 | Reactive Maintenance | 7
1013392 | Refrigerant Distribution System | C (Poor): Asset is operational but major repair or replacement will be needed. | Category 2 (Necessary): Essential work required to prevent the deterioration of an asset. | 30 | 2012-10-05 | 11.5537 | 46.2975 | x | 3 | 4. Significant | 11970 | Reactive Maintenance | 3
1013399 | Outstations | C (Poor): Asset is operational but major repair or replacement will be needed. | Category 2 (Necessary): Essential work required to prevent the deterioration of an asset. | 10 | 2022-04-30 | 1.9877 | 50.0246 | x | 3 | 4. Significant | 11970 | Reactive Maintenance | 3
1013403 | Closed-Circuit Television (CCTV) | C (Poor): Asset is operational but major repair or replacement will be needed. | Category 2 (Necessary): Essential work required to prevent the deterioration of an asset. | 15 | 2010-04-25 | 14.0014 | 35.3315 | x | 3 | 5. Severe | 11970 | Reactive Maintenance | 1
1013404 | Emergency Lighting - Self Contained | C (Poor): Asset is operational but major repair or replacement will be needed. | Category 2 (Necessary): Essential work required to prevent the deterioration of an asset. | 25 | 2013-01-28 | 11.2389 | 45.0089 | x | 3 | 4. Significant | 11970 | Reactive Maintenance | 3
1013406 | Fire Doors | C (Poor): Asset is operational but major repair or replacement will be needed. | Category 2 (Necessary): Essential work required to prevent the deterioration of an asset. | 20 | 2013-05-16 | 10.9432 | 43.0568 | x | 3 | 3. Moderate | 11970 | Reactive Maintenance | 7
1013407 | Fire Doors | C (Poor): Asset is operational but major repair or replacement will be needed. | Category 2 (Necessary): Essential work required to prevent the deterioration of an asset. | 20 | 2010-07-14 | 13.7823 | 40.2177 | x | 3 | 3. Moderate | 11970 | Reactive Maintenance | 7
1013410 | Pipework for Low Pressure Natural Gas, Liquefied Petroleum Gas (LPG) or Oil | C (Poor): Asset is operational but major repair or replacement will be needed. | Category 2 (Necessary): Essential work required to prevent the deterioration of an asset. | 50 | 1996-01-08 | 28.2957 | 42.6817 | x | 3 | 5. Severe | 11970 | Reactive Maintenance | 1
1013415 | Hand Dryer | C (Poor): Asset is operational but major repair or replacement will be needed. | Category 2 (Necessary): Essential work required to prevent the deterioration of an asset. | 5 | 2023-04-30 | 0.98836 | 50.0465 | x | 3 | 2. Minor | 11970 | Reactive Maintenance | 14
1013416 | Pipework Systems - General | C (Poor): Asset is operational but major repair or replacement will be needed. | Category 2 (Necessary): Essential work required to prevent the deterioration of an asset. | 20 | 2020-01-18 | 4.2683 | 49.7317 | x | 3 | 4. Significant | 11970 | Reactive Maintenance | 3
1013417 | Pipework Systems - General | C (Poor): Asset is operational but major repair or replacement will be needed. | Category 2 (Necessary): Essential work required to prevent the deterioration of an asset. | 20 | 2012-11-24 | 11.4168 | 42.5832 | x | 3 | 4. Significant | 11970 | Reactive Maintenance | 3
1013418 | Pipework Systems - General | C (Poor): Asset is operational but major repair or replacement will be needed. | Category 2 (Necessary): Essential work required to prevent the deterioration of an asset. | 35 | 2005-10-13 | 18.5325 | 43.41 | x | 3 | 4. Significant | 11970 | Reactive Maintenance | 3
1013419 | Pipework Systems - General | C (Poor): Asset is operational but major repair or replacement will be needed. | Category 2 (Necessary): Essential work required to prevent the deterioration of an asset. | 45 | 2014-03-12 | 10.1218 | 49.5014 | x | 3 | 4. Significant | 11970 | Reactive Maintenance | 3
1013420 | Pipework Systems - General | C (Poor): Asset is operational but major repair or replacement will be needed. | Category 2 (Necessary): Essential work required to prevent the deterioration of an asset. | 45 | 2017-02-22 | 7.1704 | 50.8131 | x | 3 | 4. Significant | 11970 | Reactive Maintenance | 3
1013421 | Pipework Systems - General | C (Poor): Asset is operational but major repair or replacement will be needed. | Category 2 (Necessary): Essential work required to prevent the deterioration of an asset. | 45 | 1996-09-27 | 27.5756 | 41.7442 | x | 3 | 4. Significant | 11970 | Reactive Maintenance | 3
1013422 | Pipework Systems - General | C (Poor): Asset is operational but major repair or replacement will be needed. | Category 2 (Necessary): Essential work required to prevent the deterioration of an asset. | 35 | 2000-05-18 | 23.937 | 40.3217 | x | 3 | 4. Significant | 11970 | Reactive Maintenance | 3
1013424 | Electrical Installation - Generally | C (Poor): Asset is operational but major repair or replacement will be needed. | Category 2 (Necessary): Essential work required to prevent the deterioration of an asset. | 35 | 2002-04-30 | 21.9877 | 41.4356 | x | 3 | 4. Significant | 11970 | Reactive Maintenance | 3
1013426 | Fire Extinguishers - Foam (Stored Pressure) | C (Poor): Asset is operational but major repair or replacement will be needed. | Category 2 (Necessary): Essential work required to prevent the deterioration of an asset. | 15 | 2012-12-05 | 11.3867 | 38.8177 | x | 3 | 5. Severe | 11970 | Reactive Maintenance | 1
1013428 | Roof Coverings and Flashings | C (Poor): Asset is operational but major repair or replacement will be needed. | Category 2 (Necessary): Essential work required to prevent the deterioration of an asset. | 40 | 2023-02-22 | 1.1718 | 53.4141 | x | 3 | 4. Significant | 11970 | Reactive Maintenance | 3
1013432 | Showers | C (Poor): Asset is operational but major repair or replacement will be needed. | Category 2 (Necessary): Essential work required to prevent the deterioration of an asset. | 5 | 2023-07-28 | 0.7447 | 51.0212 | x | 3 | 3. Moderate | 11970 | Reactive Maintenance | 7
1013433 | Fans - Window or Wall Mounted | C (Poor): Asset is operational but major repair or replacement will be needed. | Category 2 (Necessary): Essential work required to prevent the deterioration of an asset. | 15 | 2018-08-26 | 5.6646 | 46.4472 | x | 3 | 2. Minor | 11970 | Reactive Maintenance | 14
1013436 | Toilet and Shower Areas | C (Poor): Asset is operational but major repair or replacement will be needed. | Category 2 (Necessary): Essential work required to prevent the deterioration of an asset. | 25 | 2013-04-22 | 11.0089 | 45.1929 | x | 3 | 3. Moderate | 11970 | Reactive Maintenance | 7
1013437 | Toilet and Shower Areas | C (Poor): Asset is operational but major repair or replacement will be needed. | Category 2 (Necessary): Essential work required to prevent the deterioration of an asset. | 25 | 2012-05-01 | 11.9836 | 44.4131 | x | 3 | 3. Moderate | 11970 | Reactive Maintenance | 7
1013438 | Toilet and Shower Areas | C (Poor): Asset is operational but major repair or replacement will be needed. | Category 2 (Necessary): Essential work required to prevent the deterioration of an asset. | 25 | 2009-01-05 | 15.3018 | 41.7585 | x | 3 | 3. Moderate | 11970 | Reactive Maintenance | 7
1013439 | Toilet and Shower Areas | C (Poor): Asset is operational but major repair or replacement will be needed. | Category 2 (Necessary): Essential work required to prevent the deterioration of an asset. | 25 | 2004-11-04 | 19.4716 | 38.4227 | x | 3 | 3. Moderate | 11970 | Reactive Maintenance | 7
1013440 | Toilet and Shower Areas | C (Poor): Asset is operational but major repair or replacement will be needed. | Category 2 (Necessary): Essential work required to prevent the deterioration of an asset. | 25 | 2016-06-07 | 7.8823 | 47.6942 | x | 3 | 3. Moderate | 11970 | Reactive Maintenance | 7
1013446 | Access Control | C (Poor): Asset is operational but major repair or replacement will be needed. | Category 2 (Necessary): Essential work required to prevent the deterioration of an asset. | 15 | 2023-01-05 | 1.3032 | 50.2624 | x | 4 | 4. Significant | 10177 | Reactive Maintenance | 3
1013447 | Access Control | C (Poor): Asset is operational but major repair or replacement will be needed. | Category 2 (Necessary): Essential work required to prevent the deterioration of an asset. | 15 | 2015-09-10 | 8.6242 | 40.501 | x | 4 | 4. Significant | 10177 | Reactive Maintenance | 3
1013449 | Outstations | C (Poor): Asset is operational but major repair or replacement will be needed. | Category 2 (Necessary): Essential work required to prevent the deterioration of an asset. | 10 | 2018-05-05 | 5.974 | 40.052 | x | 4 | 4. Significant | 10177 | Reactive Maintenance | 3
1013453 | Closed-Circuit Television (CCTV) | C (Poor): Asset is operational but major repair or replacement will be needed. | Category 2 (Necessary): Essential work required to prevent the deterioration of an asset. | 15 | 2011-12-05 | 12.3888 | 35.4816 | x | 4 | 5. Severe | 10177 | Reactive Maintenance | 1
1013454 | Emergency Lighting - Self Contained | C (Poor): Asset is operational but major repair or replacement will be needed. | Category 2 (Necessary): Essential work required to prevent the deterioration of an asset. | 25 | 2018-10-05 | 5.5551 | 47.5559 | x | 4 | 4. Significant | 10177 | Reactive Maintenance | 3
1013457 | Fire Doors | C (Poor): Asset is operational but major repair or replacement will be needed. | Category 2 (Necessary): Essential work required to prevent the deterioration of an asset. | 20 | 2007-07-09 | 16.7967 | 35.2033 | x | 4 | 3. Moderate | 10177 | Reactive Maintenance | 7
1013458 | Fire Doors | C (Poor): Asset is operational but major repair or replacement will be needed. | Category 2 (Necessary): Essential work required to prevent the deterioration of an asset. | 20 | 2005-06-08 | 18.8802 | 33.1198 | x | 4 | 3. Moderate | 10177 | Reactive Maintenance | 7
1013462 | Pipework for Low Pressure Natural Gas, Liquefied Petroleum Gas (LPG) or Oil | C (Poor): Asset is operational but major repair or replacement will be needed. | Category 2 (Necessary): Essential work required to prevent the deterioration of an asset. | 50 | 2022-08-07 | 1.7166 | 51.3133 | x | 4 | 5. Severe | 10177 | Reactive Maintenance | 1
1013469 | Hand Dryer | C (Poor): Asset is operational but major repair or replacement will be needed. | Category 2 (Necessary): Essential work required to prevent the deterioration of an asset. | 5 | 2020-04-19 | 4.0164 | 35.9343 | x | 4 | 2. Minor | 10177 | Reactive Maintenance | 14
1013470 | Pipework Systems - General | C (Poor): Asset is operational but major repair or replacement will be needed. | Category 2 (Necessary): Essential work required to prevent the deterioration of an asset. | 20 | 2004-02-07 | 20.2136 | 31.7864 | x | 4 | 4. Significant | 10177 | Reactive Maintenance | 3
1013471 | Pipework Systems - General | C (Poor): Asset is operational but major repair or replacement will be needed. | Category 2 (Necessary): Essential work required to prevent the deterioration of an asset. | 20 | 2007-04-21 | 17.013 | 34.987 | x | 4 | 4. Significant | 10177 | Reactive Maintenance | 3
1013472 | Pipework Systems - General | C (Poor): Asset is operational but major repair or replacement will be needed. | Category 2 (Necessary): Essential work required to prevent the deterioration of an asset. | 20 | 2011-07-18 | 12.7721 | 39.2279 | x | 4 | 4. Significant | 10177 | Reactive Maintenance | 3
1013473 | Pipework Systems - General | C (Poor): Asset is operational but major repair or replacement will be needed. | Category 2 (Necessary): Essential work required to prevent the deterioration of an asset. | 20 | 2010-07-06 | 13.8042 | 38.1958 | x | 4 | 4. Significant | 10177 | Reactive Maintenance | 3
1013474 | Pipework Systems - General | C (Poor): Asset is operational but major repair or replacement will be needed. | Category 2 (Necessary): Essential work required to prevent the deterioration of an asset. | 20 | 2008-03-13 | 16.1177 | 35.8823 | x | 4 | 4. Significant | 10177 | Reactive Maintenance | 3
1013475 | Pipework Systems - General | C (Poor): Asset is operational but major repair or replacement will be needed. | Category 2 (Necessary): Essential work required to prevent the deterioration of an asset. | 35 | 2000-10-28 | 23.4908 | 38.5767 | x | 4 | 4. Significant | 10177 | Reactive Maintenance | 3
1013476 | Pipework Systems - General | C (Poor): Asset is operational but major repair or replacement will be needed. | Category 2 (Necessary): Essential work required to prevent the deterioration of an asset. | 35 | 2004-07-04 | 19.8084 | 40.6809 | x | 4 | 4. Significant | 10177 | Reactive Maintenance | 3
1013477 | Pipework Systems - General | C (Poor): Asset is operational but major repair or replacement will be needed. | Category 2 (Necessary): Essential work required to prevent the deterioration of an asset. | 35 | 1995-05-31 | 28.9035 | 35.4837 | x | 4 | 4. Significant | 10177 | Reactive Maintenance | 3
1013478 | Pipework Systems - General | C (Poor): Asset is operational but major repair or replacement will be needed. | Category 2 (Necessary): Essential work required to prevent the deterioration of an asset. | 35 | 2006-06-22 | 17.8426 | 41.8042 | x | 4 | 4. Significant | 10177 | Reactive Maintenance | 3
1013479 | Pipework Systems - General | C (Poor): Asset is operational but major repair or replacement will be needed. | Category 2 (Necessary): Essential work required to prevent the deterioration of an asset. | 35 | 2000-10-13 | 23.5318 | 38.5532 | x | 4 | 4. Significant | 10177 | Reactive Maintenance | 3
1013480 | Pipework Systems - General | C (Poor): Asset is operational but major repair or replacement will be needed. | Category 2 (Necessary): Essential work required to prevent the deterioration of an asset. | 45 | 2007-09-11 | 16.6215 | 44.6127 | x | 4 | 4. Significant | 10177 | Reactive Maintenance | 3
1013481 | Pipework Systems - General | C (Poor): Asset is operational but major repair or replacement will be needed. | Category 2 (Necessary): Essential work required to prevent the deterioration of an asset. | 45 | 1994-08-16 | 29.692 | 38.8036 | x | 4 | 4. Significant | 10177 | Reactive Maintenance | 3
1013482 | Pipework Systems - General | C (Poor): Asset is operational but major repair or replacement will be needed. | Category 2 (Necessary): Essential work required to prevent the deterioration of an asset. | 45 | 2016-05-19 | 7.9343 | 48.4736 | x | 4 | 4. Significant | 10177 | Reactive Maintenance | 3
1013483 | Pipework Systems - General | C (Poor): Asset is operational but major repair or replacement will be needed. | Category 2 (Necessary): Essential work required to prevent the deterioration of an asset. | 45 | 2006-09-15 | 17.6099 | 44.1734 | x | 4 | 4. Significant | 10177 | Reactive Maintenance | 3
1013484 | Pipework Systems - General | C (Poor): Asset is operational but major repair or replacement will be needed. | Category 2 (Necessary): Essential work required to prevent the deterioration of an asset. | 20 | 2010-12-05 | 13.3881 | 38.6119 | x | 4 | 4. Significant | 10177 | Reactive Maintenance | 3
1013485 | Pipework Systems - General | C (Poor): Asset is operational but major repair or replacement will be needed. | Category 2 (Necessary): Essential work required to prevent the deterioration of an asset. | 20 | 2019-10-07 | 4.5503 | 47.4497 | x | 4 | 4. Significant | 10177 | Reactive Maintenance | 3
1013486 | Pipework Systems - General | C (Poor): Asset is operational but major repair or replacement will be needed. | Category 2 (Necessary): Essential work required to prevent the deterioration of an asset. | 20 | 2005-12-06 | 18.3847 | 33.6153 | x | 4 | 4. Significant | 10177 | Reactive Maintenance | 3
1013487 | Pipework Systems - General | C (Poor): Asset is operational but major repair or replacement will be needed. | Category 2 (Necessary): Essential work required to prevent the deterioration of an asset. | 20 | 2019-12-23 | 4.3395 | 47.6605 | x | 4 | 4. Significant | 10177 | Reactive Maintenance | 3
1013488 | Pipework Systems - General | C (Poor): Asset is operational but major repair or replacement will be needed. | Category 2 (Necessary): Essential work required to prevent the deterioration of an asset. | 20 | 2023-09-11 | 0.62149 | 51.3785 | x | 4 | 4. Significant | 10177 | Reactive Maintenance | 3
1013489 | Pipework Systems - General | C (Poor): Asset is operational but major repair or replacement will be needed. | Category 2 (Necessary): Essential work required to prevent the deterioration of an asset. | 35 | 2019-12-19 | 4.3504 | 49.514 | x | 4 | 4. Significant | 10177 | Reactive Maintenance | 3
1013490 | Pipework Systems - General | C (Poor): Asset is operational but major repair or replacement will be needed. | Category 2 (Necessary): Essential work required to prevent the deterioration of an asset. | 35 | 1996-12-21 | 27.3429 | 36.3755 | x | 4 | 4. Significant | 10177 | Reactive Maintenance | 3
1013491 | Pipework Systems - General | C (Poor): Asset is operational but major repair or replacement will be needed. | Category 2 (Necessary): Essential work required to prevent the deterioration of an asset. | 35 | 2007-07-09 | 16.7967 | 42.4019 | x | 4 | 4. Significant | 10177 | Reactive Maintenance | 3
1013492 | Pipework Systems - General | C (Poor): Asset is operational but major repair or replacement will be needed. | Category 2 (Necessary): Essential work required to prevent the deterioration of an asset. | 35 | 2019-03-27 | 5.0815 | 49.0963 | x | 4 | 4. Significant | 10177 | Reactive Maintenance | 3
1013493 | Pipework Systems - General | C (Poor): Asset is operational but major repair or replacement will be needed. | Category 2 (Necessary): Essential work required to prevent the deterioration of an asset. | 45 | 1999-02-27 | 25.1581 | 40.8186 | x | 4 | 4. Significant | 10177 | Reactive Maintenance | 3
1013494 | Pipework Systems - General | C (Poor): Asset is operational but major repair or replacement will be needed. | Category 2 (Necessary): Essential work required to prevent the deterioration of an asset. | 45 | 2009-10-25 | 14.4997 | 45.5557 | x | 4 | 4. Significant | 10177 | Reactive Maintenance | 3
1013495 | Pipework Systems - General | C (Poor): Asset is operational but major repair or replacement will be needed. | Category 2 (Necessary): Essential work required to prevent the deterioration of an asset. | 45 | 2002-04-03 | 22.0616 | 42.1948 | x | 4 | 4. Significant | 10177 | Reactive Maintenance | 3
1013496 | Pipework Systems - General | C (Poor): Asset is operational but major repair or replacement will be needed. | Category 2 (Necessary): Essential work required to prevent the deterioration of an asset. | 45 | 2023-01-30 | 1.2348 | 51.4512 | x | 4 | 4. Significant | 10177 | Reactive Maintenance | 3
1013497 | Pipework Systems - General | C (Poor): Asset is operational but major repair or replacement will be needed. | Category 2 (Necessary): Essential work required to prevent the deterioration of an asset. | 45 | 2007-11-12 | 16.4517 | 44.6881 | x | 4 | 4. Significant | 10177 | Reactive Maintenance | 3
1013504 | Intruder Alarms | C (Poor): Asset is operational but major repair or replacement will be needed. | Category 2 (Necessary): Essential work required to prevent the deterioration of an asset. | 15 | 2019-02-09 | 5.2074 | 45.0568 | x | 4 | 5. Severe | 10177 | Reactive Maintenance | 1
1013505 | Intruder Alarms | C (Poor): Asset is operational but major repair or replacement will be needed. | Category 2 (Necessary): Essential work required to prevent the deterioration of an asset. | 15 | 2018-08-08 | 5.7139 | 44.3815 | x | 4 | 5. Severe | 10177 | Reactive Maintenance | 1
1013506 | Lightning Conductor and Earth | D (Very Poor): Asset runs a serious risk of imminent breakdown or poses a health and safety risk. | Category 1 (Urgent): Critical work required to address serious health and safety issues and correct any breach of legislation. | 30 | 2002-02-01 | 22.2286 | 23.1809 | x | 4 | 4. Significant | 10177 | Reactive Maintenance | 3
1013507 | Electrical Installation - Generally | C (Poor): Asset is operational but major repair or replacement will be needed. | Category 2 (Necessary): Essential work required to prevent the deterioration of an asset. | 35 | 2006-01-18 | 18.2669 | 41.5617 | x | 4 | 4. Significant | 10177 | Reactive Maintenance | 3
1013508 | Electrical Installation - Generally | C (Poor): Asset is operational but major repair or replacement will be needed. | Category 2 (Necessary): Essential work required to prevent the deterioration of an asset. | 35 | 2014-12-31 | 9.3169 | 46.6761 | x | 4 | 4. Significant | 10177 | Reactive Maintenance | 3
1013509 | Electrical Installation - Generally | C (Poor): Asset is operational but major repair or replacement will be needed. | Category 2 (Necessary): Essential work required to prevent the deterioration of an asset. | 35 | 2004-10-08 | 19.5455 | 40.8311 | x | 4 | 4. Significant | 10177 | Reactive Maintenance | 3
1013511 | Fire Extinguishers - Foam (Stored Pressure) | C (Poor): Asset is operational but major repair or replacement will be needed. | Category 2 (Necessary): Essential work required to prevent the deterioration of an asset. | 15 | 2020-11-23 | 3.4196 | 47.4406 | x | 4 | 5. Severe | 10177 | Reactive Maintenance | 1
1013513 | Roof Coverings and Flashings | C (Poor): Asset is operational but major repair or replacement will be needed. | Category 2 (Necessary): Essential work required to prevent the deterioration of an asset. | 40 | 2006-08-22 | 17.6756 | 43.1622 | x | 4 | 4. Significant | 10177 | Reactive Maintenance | 3
1013514 | Roof Coverings and Flashings | C (Poor): Asset is operational but major repair or replacement will be needed. | Category 2 (Necessary): Essential work required to prevent the deterioration of an asset. | 40 | 2012-11-18 | 11.4333 | 46.2834 | x | 4 | 4. Significant | 10177 | Reactive Maintenance | 3
1013515 | Roof Coverings and Flashings | C (Poor): Asset is operational but major repair or replacement will be needed. | Category 2 (Necessary): Essential work required to prevent the deterioration of an asset. | 40 | 2009-04-26 | 14.9979 | 44.501 | x | 4 | 4. Significant | 10177 | Reactive Maintenance | 3
1013521 | Showers | C (Poor): Asset is operational but major repair or replacement will be needed. | Category 2 (Necessary): Essential work required to prevent the deterioration of an asset. | 5 | 2020-06-25 | 3.833 | 36.668 | x | 4 | 3. Moderate | 10177 | Reactive Maintenance | 7
1013522 | Fans - Window or Wall Mounted | B (Average): Asset is sound, operationally safe and exhibits only minor deterioration. | Category 2 (Necessary): Essential work required to prevent the deterioration of an asset. | 15 | 2018-10-24 | 5.5031 | 58.6626 | x | 4 | 2. Minor | 10177 | Reactive Maintenance | 14
1013523 | Fans - Window or Wall Mounted | B (Average): Asset is sound, operationally safe and exhibits only minor deterioration. | Category 2 (Necessary): Essential work required to prevent the deterioration of an asset. | 15 | 2021-01-24 | 3.2498 | 61.6669 | x | 4 | 2. Minor | 10177 | Reactive Maintenance | 14
1013526 | Toilet and Shower Areas | C (Poor): Asset is operational but major repair or replacement will be needed. | Category 2 (Necessary): Essential work required to prevent the deterioration of an asset. | 25 | 2006-10-02 | 17.5633 | 37.9493 | x | 4 | 3. Moderate | 10177 | Reactive Maintenance | 7
1013527 | Toilet and Shower Areas | C (Poor): Asset is operational but major repair or replacement will be needed. | Category 2 (Necessary): Essential work required to prevent the deterioration of an asset. | 25 | 2014-01-17 | 10.2697 | 43.7843 | x | 4 | 3. Moderate | 10177 | Reactive Maintenance | 7
1013528 | Toilet and Shower Areas | C (Poor): Asset is operational but major repair or replacement will be needed. | Category 2 (Necessary): Essential work required to prevent the deterioration of an asset. | 25 | 2000-10-04 | 23.5565 | 33.1548 | x | 4 | 3. Moderate | 10177 | Reactive Maintenance | 7
1013529 | Toilet and Shower Areas | C (Poor): Asset is operational but major repair or replacement will be needed. | Category 2 (Necessary): Essential work required to prevent the deterioration of an asset. | 25 | 2021-12-05 | 2.3874 | 50.0901 | x | 4 | 3. Moderate | 10177 | Reactive Maintenance | 7
1013530 | Toilet and Shower Areas | C (Poor): Asset is operational but major repair or replacement will be needed. | Category 2 (Necessary): Essential work required to prevent the deterioration of an asset. | 25 | 2008-04-30 | 15.9863 | 39.211 | x | 4 | 3. Moderate | 10177 | Reactive Maintenance | 7
1013531 | Toilet and Shower Areas | C (Poor): Asset is operational but major repair or replacement will be needed. | Category 2 (Necessary): Essential work required to prevent the deterioration of an asset. | 25 | 2007-11-10 | 16.4572 | 38.8342 | x | 4 | 3. Moderate | 10177 | Reactive Maintenance | 7
1013532 | Toilet and Shower Areas | C (Poor): Asset is operational but major repair or replacement will be needed. | Category 2 (Necessary): Essential work required to prevent the deterioration of an asset. | 25 | 2000-10-21 | 23.5099 | 33.1921 | x | 4 | 3. Moderate | 10177 | Reactive Maintenance | 7
1013533 | Toilet and Shower Areas | C (Poor): Asset is operational but major repair or replacement will be needed. | Category 2 (Necessary): Essential work required to prevent the deterioration of an asset. | 25 | 2006-12-08 | 17.3799 | 38.0961 | x | 4 | 3. Moderate | 10177 | Reactive Maintenance | 7
1013534 | Toilet and Shower Areas | C (Poor): Asset is operational but major repair or replacement will be needed. | Category 2 (Necessary): Essential work required to prevent the deterioration of an asset. | 25 | 1999-09-01 | 24.6489 | 32.2809 | x | 4 | 3. Moderate | 10177 | Reactive Maintenance | 7
1013535 | Toilet and Shower Areas | C (Poor): Asset is operational but major repair or replacement will be needed. | Category 2 (Necessary): Essential work required to prevent the deterioration of an asset. | 25 | 2017-01-12 | 7.2827 | 46.1739 | x | 4 | 3. Moderate | 10177 | Reactive Maintenance | 7
1013543 | Outstations | C (Poor): Asset is operational but major repair or replacement will be needed. | Category 2 (Necessary): Essential work required to prevent the deterioration of an asset. | 10 | 2016-06-17 | 7.8549 | 42.2902 | x | 1 | 4. Significant | 11964 | Reactive Maintenance | 3
1013546 | Catering Equipment | C (Poor): Asset is operational but major repair or replacement will be needed. | Category 2 (Necessary): Essential work required to prevent the deterioration of an asset. | 15 | 2016-01-30 | 8.2355 | 47.0194 | x | 1 | 2. Minor | 11964 | Reactive Maintenance | 14
1013547 | Closed-Circuit Television (CCTV) | C (Poor): Asset is operational but major repair or replacement will be needed. | Category 2 (Necessary): Essential work required to prevent the deterioration of an asset. | 15 | 2016-12-06 | 7.384 | 48.1547 | x | 1 | 5. Severe | 11964 | Reactive Maintenance | 1
1013548 | Emergency Lighting - Self Contained | C (Poor): Asset is operational but major repair or replacement will be needed. | Category 2 (Necessary): Essential work required to prevent the deterioration of an asset. | 25 | 2018-06-10 | 5.8754 | 53.2997 | x | 1 | 4. Significant | 11964 | Reactive Maintenance | 3
1013549 | Emergency Lighting - Self Contained | C (Poor): Asset is operational but major repair or replacement will be needed. | Category 2 (Necessary): Essential work required to prevent the deterioration of an asset. | 25 | 2003-08-03 | 20.7283 | 41.4174 | x | 1 | 4. Significant | 11964 | Reactive Maintenance | 3
1013550 | Emergency Lighting - Self Contained | C (Poor): Asset is operational but major repair or replacement will be needed. | Category 2 (Necessary): Essential work required to prevent the deterioration of an asset. | 25 | 2006-09-20 | 17.5962 | 43.9231 | x | 1 | 4. Significant | 11964 | Reactive Maintenance | 3
1013551 | Emergency Lighting - Self Contained | C (Poor): Asset is operational but major repair or replacement will be needed. | Category 2 (Necessary): Essential work required to prevent the deterioration of an asset. | 25 | 2010-09-15 | 13.6099 | 47.1121 | x | 1 | 4. Significant | 11964 | Reactive Maintenance | 3
1013552 | Emergency Lighting - Self Contained | C (Poor): Asset is operational but major repair or replacement will be needed. | Category 2 (Necessary): Essential work required to prevent the deterioration of an asset. | 25 | 2009-10-21 | 14.5106 | 46.3915 | x | 1 | 4. Significant | 11964 | Reactive Maintenance | 3
1013553 | Emergency Lighting - Self Contained | C (Poor): Asset is operational but major repair or replacement will be needed. | Category 2 (Necessary): Essential work required to prevent the deterioration of an asset. | 25 | 1999-08-24 | 24.6708 | 38.2634 | x | 1 | 4. Significant | 11964 | Reactive Maintenance | 3
1013554 | Emergency Lighting - Self Contained | C (Poor): Asset is operational but major repair or replacement will be needed. | Category 2 (Necessary): Essential work required to prevent the deterioration of an asset. | 25 | 2018-08-27 | 5.6619 | 53.4705 | x | 1 | 4. Significant | 11964 | Reactive Maintenance | 3
1013555 | Emergency Lighting - Self Contained | C (Poor): Asset is operational but major repair or replacement will be needed. | Category 2 (Necessary): Essential work required to prevent the deterioration of an asset. | 25 | 2020-09-17 | 3.603 | 55.1176 | x | 1 | 4. Significant | 11964 | Reactive Maintenance | 3
1013556 | Emergency Lighting - Self Contained | C (Poor): Asset is operational but major repair or replacement will be needed. | Category 2 (Necessary): Essential work required to prevent the deterioration of an asset. | 25 | 2009-12-16 | 14.3573 | 46.5142 | x | 1 | 4. Significant | 11964 | Reactive Maintenance | 3
1013557 | Emergency Lighting - Self Contained | C (Poor): Asset is operational but major repair or replacement will be needed. | Category 2 (Necessary): Essential work required to prevent the deterioration of an asset. | 25 | 2003-01-24 | 21.2512 | 40.999 | x | 1 | 4. Significant | 11964 | Reactive Maintenance | 3
1013558 | Emergency Lighting - Self Contained | C (Poor): Asset is operational but major repair or replacement will be needed. | Category 2 (Necessary): Essential work required to prevent the deterioration of an asset. | 25 | 2005-04-23 | 19.0062 | 42.7951 | x | 1 | 4. Significant | 11964 | Reactive Maintenance | 3
1013559 | Emergency Lighting - Self Contained | C (Poor): Asset is operational but major repair or replacement will be needed. | Category 2 (Necessary): Essential work required to prevent the deterioration of an asset. | 25 | 2008-04-11 | 16.0383 | 45.1693 | x | 1 | 4. Significant | 11964 | Reactive Maintenance | 3
1013560 | Emergency Lighting - Self Contained | C (Poor): Asset is operational but major repair or replacement will be needed. | Category 2 (Necessary): Essential work required to prevent the deterioration of an asset. | 25 | 2014-09-15 | 9.6099 | 50.3121 | x | 1 | 4. Significant | 11964 | Reactive Maintenance | 3
1013561 | Emergency Lighting - Self Contained | C (Poor): Asset is operational but major repair or replacement will be needed. | Category 2 (Necessary): Essential work required to prevent the deterioration of an asset. | 25 | 2006-02-19 | 18.1793 | 43.4565 | x | 1 | 4. Significant | 11964 | Reactive Maintenance | 3
1013562 | Emergency Lighting - Self Contained | C (Poor): Asset is operational but major repair or replacement will be needed. | Category 2 (Necessary): Essential work required to prevent the deterioration of an asset. | 25 | 2002-03-25 | 22.0862 | 40.331 | x | 1 | 4. Significant | 11964 | Reactive Maintenance | 3
1013563 | Emergency Lighting - Self Contained | C (Poor): Asset is operational but major repair or replacement will be needed. | Category 2 (Necessary): Essential work required to prevent the deterioration of an asset. | 25 | 2012-05-28 | 11.9097 | 48.4723 | x | 1 | 4. Significant | 11964 | Reactive Maintenance | 3
1013564 | Emergency Lighting - Self Contained | C (Poor): Asset is operational but major repair or replacement will be needed. | Category 2 (Necessary): Essential work required to prevent the deterioration of an asset. | 25 | 2001-03-15 | 23.1129 | 39.5097 | x | 1 | 4. Significant | 11964 | Reactive Maintenance | 3
1013565 | Emergency Lighting - Self Contained | C (Poor): Asset is operational but major repair or replacement will be needed. | Category 2 (Necessary): Essential work required to prevent the deterioration of an asset. | 25 | 2008-03-09 | 16.1287 | 45.0971 | x | 1 | 4. Significant | 11964 | Reactive Maintenance | 3
1013566 | Emergency Lighting - Self Contained | C (Poor): Asset is operational but major repair or replacement will be needed. | Category 2 (Necessary): Essential work required to prevent the deterioration of an asset. | 25 | 2006-06-02 | 17.8973 | 43.6821 | x | 1 | 4. Significant | 11964 | Reactive Maintenance | 3
1013567 | Emergency Lighting - Self Contained | C (Poor): Asset is operational but major repair or replacement will be needed. | Category 2 (Necessary): Essential work required to prevent the deterioration of an asset. | 25 | 2013-06-21 | 10.8446 | 49.3243 | x | 1 | 4. Significant | 11964 | Reactive Maintenance | 3
1013568 | Emergency Lighting - Self Contained | C (Poor): Asset is operational but major repair or replacement will be needed. | Category 2 (Necessary): Essential work required to prevent the deterioration of an asset. | 25 | 2000-08-04 | 23.7235 | 39.0212 | x | 1 | 4. Significant | 11964 | Reactive Maintenance | 3
1013570 | Fire Doors | C (Poor): Asset is operational but major repair or replacement will be needed. | Category 2 (Necessary): Essential work required to prevent the deterioration of an asset. | 20 | 2017-03-17 | 7.1075 | 50.8925 | x | 1 | 3. Moderate | 11964 | Reactive Maintenance | 7
1013571 | Fire Doors | C (Poor): Asset is operational but major repair or replacement will be needed. | Category 2 (Necessary): Essential work required to prevent the deterioration of an asset. | 20 | 2008-04-18 | 16.0192 | 41.9808 | x | 1 | 3. Moderate | 11964 | Reactive Maintenance | 7
1013575 | Pipework for Low Pressure Natural Gas, Liquefied Petroleum Gas (LPG) or Oil | C (Poor): Asset is operational but major repair or replacement will be needed. | Category 2 (Necessary): Essential work required to prevent the deterioration of an asset. | 50 | 1999-11-22 | 24.4244 | 48.2303 | x | 1 | 5. Severe | 11964 | Reactive Maintenance | 1
1013581 | Hand Dryer | C (Poor): Asset is operational but major repair or replacement will be needed. | Category 2 (Necessary): Essential work required to prevent the deterioration of an asset. | 5 | 2021-07-28 | 2.7433 | 47.0267 | x | 1 | 2. Minor | 11964 | Reactive Maintenance | 14
1013582 | Pipework Systems - General | C (Poor): Asset is operational but major repair or replacement will be needed. | Category 2 (Necessary): Essential work required to prevent the deterioration of an asset. | 20 | 2012-08-13 | 11.6988 | 46.3012 | x | 1 | 4. Significant | 11964 | Reactive Maintenance | 3
1013583 | Pipework Systems - General | C (Poor): Asset is operational but major repair or replacement will be needed. | Category 2 (Necessary): Essential work required to prevent the deterioration of an asset. | 20 | 2012-05-30 | 11.9042 | 46.0958 | x | 1 | 4. Significant | 11964 | Reactive Maintenance | 3
1013584 | Pipework Systems - General | C (Poor): Asset is operational but major repair or replacement will be needed. | Category 2 (Necessary): Essential work required to prevent the deterioration of an asset. | 20 | 2020-08-03 | 3.7262 | 54.2738 | x | 1 | 4. Significant | 11964 | Reactive Maintenance | 3
1013585 | Pipework Systems - General | C (Poor): Asset is operational but major repair or replacement will be needed. | Category 2 (Necessary): Essential work required to prevent the deterioration of an asset. | 20 | 2005-01-05 | 19.3018 | 38.6982 | x | 1 | 4. Significant | 11964 | Reactive Maintenance | 3
1013586 | Pipework Systems - General | C (Poor): Asset is operational but major repair or replacement will be needed. | Category 2 (Necessary): Essential work required to prevent the deterioration of an asset. | 20 | 2004-09-21 | 19.5921 | 38.4079 | x | 1 | 4. Significant | 11964 | Reactive Maintenance | 3
1013587 | Pipework Systems - General | C (Poor): Asset is operational but major repair or replacement will be needed. | Category 2 (Necessary): Essential work required to prevent the deterioration of an asset. | 35 | 2012-01-13 | 12.282 | 50.9817 | x | 1 | 4. Significant | 11964 | Reactive Maintenance | 3
1013588 | Pipework Systems - General | C (Poor): Asset is operational but major repair or replacement will be needed. | Category 2 (Necessary): Essential work required to prevent the deterioration of an asset. | 45 | 2004-03-07 | 20.1342 | 49.0515 | x | 1 | 4. Significant | 11964 | Reactive Maintenance | 3
1013589 | Pipework Systems - General | C (Poor): Asset is operational but major repair or replacement will be needed. | Category 2 (Necessary): Essential work required to prevent the deterioration of an asset. | 45 | 2021-02-05 | 3.217 | 56.5702 | x | 1 | 4. Significant | 11964 | Reactive Maintenance | 3
1013590 | Pipework Systems - General | C (Poor): Asset is operational but major repair or replacement will be needed. | Category 2 (Necessary): Essential work required to prevent the deterioration of an asset. | 45 | 2008-06-24 | 15.8357 | 50.9619 | x | 1 | 4. Significant | 11964 | Reactive Maintenance | 3
1013591 | Pipework Systems - General | C (Poor): Asset is operational but major repair or replacement will be needed. | Category 2 (Necessary): Essential work required to prevent the deterioration of an asset. | 45 | 2010-09-20 | 13.5962 | 51.9573 | x | 1 | 4. Significant | 11964 | Reactive Maintenance | 3
1013592 | Pipework Systems - General | C (Poor): Asset is operational but major repair or replacement will be needed. | Category 2 (Necessary): Essential work required to prevent the deterioration of an asset. | 20 | 2011-12-14 | 12.3641 | 45.6359 | x | 1 | 4. Significant | 11964 | Reactive Maintenance | 3
1013593 | Pipework Systems - General | C (Poor): Asset is operational but major repair or replacement will be needed. | Category 2 (Necessary): Essential work required to prevent the deterioration of an asset. | 20 | 2022-06-08 | 1.8809 | 56.1191 | x | 1 | 4. Significant | 11964 | Reactive Maintenance | 3
1013594 | Pipework Systems - General | C (Poor): Asset is operational but major repair or replacement will be needed. | Category 2 (Necessary): Essential work required to prevent the deterioration of an asset. | 35 | 2014-09-06 | 9.6345 | 52.4946 | x | 1 | 4. Significant | 11964 | Reactive Maintenance | 3
1013595 | Pipework Systems - General | C (Poor): Asset is operational but major repair or replacement will be needed. | Category 2 (Necessary): Essential work required to prevent the deterioration of an asset. | 35 | 1998-03-05 | 26.141 | 43.0623 | x | 1 | 4. Significant | 11964 | Reactive Maintenance | 3
1013596 | Pipework Systems - General | C (Poor): Asset is operational but major repair or replacement will be needed. | Category 2 (Necessary): Essential work required to prevent the deterioration of an asset. | 45 | 2001-06-03 | 22.8939 | 47.8249 | x | 1 | 4. Significant | 11964 | Reactive Maintenance | 3
1013597 | Intercom System | C (Poor): Asset is operational but major repair or replacement will be needed. | Category 2 (Necessary): Essential work required to prevent the deterioration of an asset. | 15 | 2021-03-08 | 3.1321 | 53.8239 | x | 1 | 3. Moderate | 11964 | Reactive Maintenance | 7
1013600 | Electrical Installation - Generally | C (Poor): Asset is operational but major repair or replacement will be needed. | Category 2 (Necessary): Essential work required to prevent the deterioration of an asset. | 35 | 2016-01-09 | 8.293 | 53.2612 | x | 1 | 4. Significant | 11964 | Reactive Maintenance | 3
1013601 | Electrical Installation - Generally | C (Poor): Asset is operational but major repair or replacement will be needed. | Category 2 (Necessary): Essential work required to prevent the deterioration of an asset. | 35 | 2012-10-09 | 11.5428 | 51.4041 | x | 1 | 4. Significant | 11964 | Reactive Maintenance | 3
1013602 | Electrical Installation - Generally | C (Poor): Asset is operational but major repair or replacement will be needed. | Category 2 (Necessary): Essential work required to prevent the deterioration of an asset. | 35 | 2015-07-25 | 8.7529 | 52.9983 | x | 1 | 4. Significant | 11964 | Reactive Maintenance | 3
1013604 | Fire Extinguishers - Foam (Stored Pressure) | C (Poor): Asset is operational but major repair or replacement will be needed. | Category 2 (Necessary): Essential work required to prevent the deterioration of an asset. | 15 | 2017-11-27 | 6.4093 | 49.4543 | x | 1 | 5. Severe | 11964 | Reactive Maintenance | 1
1013606 | Roof Coverings and Flashings | C (Poor): Asset is operational but major repair or replacement will be needed. | Category 2 (Necessary): Essential work required to prevent the deterioration of an asset. | 40 | 2019-10-19 | 4.5175 | 55.7413 | x | 1 | 4. Significant | 11964 | Reactive Maintenance | 3
1013610 | Showers | C (Poor): Asset is operational but major repair or replacement will be needed. | Category 2 (Necessary): Essential work required to prevent the deterioration of an asset. | 5 | 2020-12-22 | 3.3402 | 44.6393 | x | 1 | 3. Moderate | 11964 | Reactive Maintenance | 7
1013611 | Fans - Window or Wall Mounted | C (Poor): Asset is operational but major repair or replacement will be needed. | Category 2 (Necessary): Essential work required to prevent the deterioration of an asset. | 15 | 2010-09-02 | 13.6454 | 39.8061 | x | 1 | 2. Minor | 11964 | Reactive Maintenance | 14
1013612 | Fans - Window or Wall Mounted | C (Poor): Asset is operational but major repair or replacement will be needed. | Category 2 (Necessary): Essential work required to prevent the deterioration of an asset. | 15 | 2010-02-24 | 14.1656 | 39.1125 | x | 1 | 2. Minor | 11964 | Reactive Maintenance | 14
1013615 | Toilet and Shower Areas | C (Poor): Asset is operational but major repair or replacement will be needed. | Category 2 (Necessary): Essential work required to prevent the deterioration of an asset. | 25 | 2014-12-16 | 9.358 | 50.5136 | x | 1 | 3. Moderate | 11964 | Reactive Maintenance | 7
1013619 | Refrigerant Distribution System | C (Poor): Asset is operational but major repair or replacement will be needed. | Category 2 (Necessary): Essential work required to prevent the deterioration of an asset. | 30 | 2021-02-28 | 3.154 | 51.8973 | x | 3 | 4. Significant | 10495 | Reactive Maintenance | 3
1013620 | Refrigerant Distribution System | C (Poor): Asset is operational but major repair or replacement will be needed. | Category 2 (Necessary): Essential work required to prevent the deterioration of an asset. | 30 | 2018-02-23 | 6.1684 | 49.8877 | x | 3 | 4. Significant | 10495 | Reactive Maintenance | 3
1013621 | Refrigerant Distribution System | C (Poor): Asset is operational but major repair or replacement will be needed. | Category 2 (Necessary): Essential work required to prevent the deterioration of an asset. | 30 | 2006-04-13 | 18.0342 | 41.9772 | x | 3 | 4. Significant | 10495 | Reactive Maintenance | 3
1013622 | Refrigerant Distribution System | C (Poor): Asset is operational but major repair or replacement will be needed. | Category 2 (Necessary): Essential work required to prevent the deterioration of an asset. | 30 | 2021-03-06 | 3.1376 | 51.9083 | x | 3 | 4. Significant | 10495 | Reactive Maintenance | 3
1013623 | Refrigerant Distribution System | C (Poor): Asset is operational but major repair or replacement will be needed. | Category 2 (Necessary): Essential work required to prevent the deterioration of an asset. | 30 | 2014-11-12 | 9.4511 | 47.6993 | x | 3 | 4. Significant | 10495 | Reactive Maintenance | 3
1013624 | Refrigerant Distribution System | C (Poor): Asset is operational but major repair or replacement will be needed. | Category 2 (Necessary): Essential work required to prevent the deterioration of an asset. | 30 | 2012-07-28 | 11.7426 | 46.1716 | x | 3 | 4. Significant | 10495 | Reactive Maintenance | 3
1013632 | Access Control | C (Poor): Asset is operational but major repair or replacement will be needed. | Category 2 (Necessary): Essential work required to prevent the deterioration of an asset. | 15 | 2023-11-10 | 0.45722 | 53.3904 | x | 3 | 4. Significant | 10495 | Reactive Maintenance | 3
1013633 | Access Control | C (Poor): Asset is operational but major repair or replacement will be needed. | Category 2 (Necessary): Essential work required to prevent the deterioration of an asset. | 15 | 2014-03-13 | 10.1191 | 40.5079 | x | 3 | 4. Significant | 10495 | Reactive Maintenance | 3
1013634 | Access Control | C (Poor): Asset is operational but major repair or replacement will be needed. | Category 2 (Necessary): Essential work required to prevent the deterioration of an asset. | 15 | 2010-09-23 | 13.588 | 35.8827 | x | 3 | 4. Significant | 10495 | Reactive Maintenance | 3
1013636 | Outstations | C (Poor): Asset is operational but major repair or replacement will be needed. | Category 2 (Necessary): Essential work required to prevent the deterioration of an asset. | 10 | 2019-11-11 | 4.4545 | 45.091 | x | 3 | 4. Significant | 10495 | Reactive Maintenance | 3
1013637 | Outstations | C (Poor): Asset is operational but major repair or replacement will be needed. | Category 2 (Necessary): Essential work required to prevent the deterioration of an asset. | 10 | 2020-10-21 | 3.5099 | 46.9802 | x | 3 | 4. Significant | 10495 | Reactive Maintenance | 3
1013644 | Closed-Circuit Television (CCTV) | C (Poor): Asset is operational but major repair or replacement will be needed. | Category 2 (Necessary): Essential work required to prevent the deterioration of an asset. | 15 | 2016-04-25 | 8 | 43.3333 | x | 3 | 5. Severe | 10495 | Reactive Maintenance | 1
1013645 | Emergency Lighting - Self Contained | C (Poor): Asset is operational but major repair or replacement will be needed. | Category 2 (Necessary): Essential work required to prevent the deterioration of an asset. | 25 | 2021-10-18 | 2.5188 | 51.9849 | x | 3 | 4. Significant | 10495 | Reactive Maintenance | 3
1013646 | Emergency Lighting - Self Contained | C (Poor): Asset is operational but major repair or replacement will be needed. | Category 2 (Necessary): Essential work required to prevent the deterioration of an asset. | 25 | 2006-04-02 | 18.0643 | 39.5485 | x | 3 | 4. Significant | 10495 | Reactive Maintenance | 3
1013647 | Emergency Lighting - Self Contained | C (Poor): Asset is operational but major repair or replacement will be needed. | Category 2 (Necessary): Essential work required to prevent the deterioration of an asset. | 25 | 2014-10-02 | 9.5633 | 46.3493 | x | 3 | 4. Significant | 10495 | Reactive Maintenance | 3
1013650 | Fire Doors | C (Poor): Asset is operational but major repair or replacement will be needed. | Category 2 (Necessary): Essential work required to prevent the deterioration of an asset. | 20 | 2004-03-14 | 20.115 | 33.885 | x | 3 | 3. Moderate | 10495 | Reactive Maintenance | 7
1013651 | Fire Doors | C (Poor): Asset is operational but major repair or replacement will be needed. | Category 2 (Necessary): Essential work required to prevent the deterioration of an asset. | 20 | 2010-11-08 | 13.462 | 40.538 | x | 3 | 3. Moderate | 10495 | Reactive Maintenance | 7
1013652 | Fire Doors | C (Poor): Asset is operational but major repair or replacement will be needed. | Category 2 (Necessary): Essential work required to prevent the deterioration of an asset. | 20 | 2020-02-07 | 4.2136 | 49.7864 | x | 3 | 3. Moderate | 10495 | Reactive Maintenance | 7
1013653 | Fire Doors | C (Poor): Asset is operational but major repair or replacement will be needed. | Category 2 (Necessary): Essential work required to prevent the deterioration of an asset. | 20 | 2017-11-01 | 6.4805 | 47.5195 | x | 3 | 3. Moderate | 10495 | Reactive Maintenance | 7
1013654 | Fire Doors | C (Poor): Asset is operational but major repair or replacement will be needed. | Category 2 (Necessary): Essential work required to prevent the deterioration of an asset. | 20 | 2023-08-31 | 0.65161 | 53.3484 | x | 3 | 3. Moderate | 10495 | Reactive Maintenance | 7
1013655 | Fire Doors | C (Poor): Asset is operational but major repair or replacement will be needed. | Category 2 (Necessary): Essential work required to prevent the deterioration of an asset. | 20 | 2022-04-17 | 2.0233 | 51.9767 | x | 3 | 3. Moderate | 10495 | Reactive Maintenance | 7
1013656 | Fire Doors | C (Poor): Asset is operational but major repair or replacement will be needed. | Category 2 (Necessary): Essential work required to prevent the deterioration of an asset. | 20 | 2022-09-04 | 1.64 | 52.36 | x | 3 | 3. Moderate | 10495 | Reactive Maintenance | 7
1013657 | Fire Doors | C (Poor): Asset is operational but major repair or replacement will be needed. | Category 2 (Necessary): Essential work required to prevent the deterioration of an asset. | 20 | 2021-09-15 | 2.6092 | 51.3908 | x | 3 | 3. Moderate | 10495 | Reactive Maintenance | 7
1013679 | Pipework for Low Pressure Natural Gas, Liquefied Petroleum Gas (LPG) or Oil | C (Poor): Asset is operational but major repair or replacement will be needed. | Category 2 (Necessary): Essential work required to prevent the deterioration of an asset. | 50 | 2012-06-15 | 11.8604 | 49.2559 | x | 3 | 5. Severe | 10495 | Reactive Maintenance | 1
1013737 | Hand Dryer | C (Poor): Asset is operational but major repair or replacement will be needed. | Category 2 (Necessary): Essential work required to prevent the deterioration of an asset. | 5 | 2021-02-16 | 3.1869 | 41.2526 | x | 3 | 2. Minor | 10495 | Reactive Maintenance | 14
1013738 | Hand Dryer | C (Poor): Asset is operational but major repair or replacement will be needed. | Category 2 (Necessary): Essential work required to prevent the deterioration of an asset. | 5 | 2022-08-25 | 1.6674 | 47.3306 | x | 3 | 2. Minor | 10495 | Reactive Maintenance | 14
1013739 | Hand Dryer | C (Poor): Asset is operational but major repair or replacement will be needed. | Category 2 (Necessary): Essential work required to prevent the deterioration of an asset. | 5 | 2022-04-22 | 2.0096 | 45.9617 | x | 3 | 2. Minor | 10495 | Reactive Maintenance | 14
1013740 | Hand Dryer | C (Poor): Asset is operational but major repair or replacement will be needed. | Category 2 (Necessary): Essential work required to prevent the deterioration of an asset. | 5 | 2021-12-08 | 2.3792 | 44.4832 | x | 3 | 2. Minor | 10495 | Reactive Maintenance | 14
1013741 | Pipework Systems - General | C (Poor): Asset is operational but major repair or replacement will be needed. | Category 2 (Necessary): Essential work required to prevent the deterioration of an asset. | 20 | 2022-07-27 | 1.7467 | 52.2533 | x | 3 | 4. Significant | 10495 | Reactive Maintenance | 3
1013742 | Pipework Systems - General | C (Poor): Asset is operational but major repair or replacement will be needed. | Category 2 (Necessary): Essential work required to prevent the deterioration of an asset. | 20 | 2021-03-16 | 3.1102 | 50.8898 | x | 3 | 4. Significant | 10495 | Reactive Maintenance | 3
1013743 | Pipework Systems - General | C (Poor): Asset is operational but major repair or replacement will be needed. | Category 2 (Necessary): Essential work required to prevent the deterioration of an asset. | 20 | 2018-11-10 | 5.4565 | 48.5435 | x | 3 | 4. Significant | 10495 | Reactive Maintenance | 3
1013744 | Pipework Systems - General | C (Poor): Asset is operational but major repair or replacement will be needed. | Category 2 (Necessary): Essential work required to prevent the deterioration of an asset. | 20 | 2004-08-27 | 19.6605 | 34.3395 | x | 3 | 4. Significant | 10495 | Reactive Maintenance | 3
1013745 | Pipework Systems - General | C (Poor): Asset is operational but major repair or replacement will be needed. | Category 2 (Necessary): Essential work required to prevent the deterioration of an asset. | 20 | 2005-10-02 | 18.5626 | 35.4374 | x | 3 | 4. Significant | 10495 | Reactive Maintenance | 3
1013746 | Pipework Systems - General | C (Poor): Asset is operational but major repair or replacement will be needed. | Category 2 (Necessary): Essential work required to prevent the deterioration of an asset. | 20 | 2009-04-09 | 15.0445 | 38.9555 | x | 3 | 4. Significant | 10495 | Reactive Maintenance | 3
1013747 | Pipework Systems - General | C (Poor): Asset is operational but major repair or replacement will be needed. | Category 2 (Necessary): Essential work required to prevent the deterioration of an asset. | 20 | 2007-03-13 | 17.1198 | 36.8802 | x | 3 | 4. Significant | 10495 | Reactive Maintenance | 3
1013748 | Pipework Systems - General | C (Poor): Asset is operational but major repair or replacement will be needed. | Category 2 (Necessary): Essential work required to prevent the deterioration of an asset. | 35 | 1997-12-17 | 26.3546 | 38.9403 | x | 3 | 4. Significant | 10495 | Reactive Maintenance | 3
1013749 | Pipework Systems - General | C (Poor): Asset is operational but major repair or replacement will be needed. | Category 2 (Necessary): Essential work required to prevent the deterioration of an asset. | 35 | 2018-10-17 | 5.5222 | 50.8444 | x | 3 | 4. Significant | 10495 | Reactive Maintenance | 3
1013750 | Pipework Systems - General | C (Poor): Asset is operational but major repair or replacement will be needed. | Category 2 (Necessary): Essential work required to prevent the deterioration of an asset. | 35 | 2005-01-17 | 19.269 | 42.9891 | x | 3 | 4. Significant | 10495 | Reactive Maintenance | 3
1013751 | Pipework Systems - General | C (Poor): Asset is operational but major repair or replacement will be needed. | Category 2 (Necessary): Essential work required to prevent the deterioration of an asset. | 35 | 2019-05-27 | 4.9144 | 51.1917 | x | 3 | 4. Significant | 10495 | Reactive Maintenance | 3
1013752 | Pipework Systems - General | C (Poor): Asset is operational but major repair or replacement will be needed. | Category 2 (Necessary): Essential work required to prevent the deterioration of an asset. | 35 | 2009-07-05 | 14.8063 | 45.5393 | x | 3 | 4. Significant | 10495 | Reactive Maintenance | 3
1013753 | Pipework Systems - General | C (Poor): Asset is operational but major repair or replacement will be needed. | Category 2 (Necessary): Essential work required to prevent the deterioration of an asset. | 35 | 2015-06-02 | 8.898 | 48.9154 | x | 3 | 4. Significant | 10495 | Reactive Maintenance | 3
1013754 | Pipework Systems - General | C (Poor): Asset is operational but major repair or replacement will be needed. | Category 2 (Necessary): Essential work required to prevent the deterioration of an asset. | 45 | 2007-02-06 | 17.2156 | 46.3486 | x | 3 | 4. Significant | 10495 | Reactive Maintenance | 3
1013755 | Pipework Systems - General | C (Poor): Asset is operational but major repair or replacement will be needed. | Category 2 (Necessary): Essential work required to prevent the deterioration of an asset. | 45 | 1995-02-14 | 29.1937 | 41.025 | x | 3 | 4. Significant | 10495 | Reactive Maintenance | 3
1013756 | Pipework Systems - General | C (Poor): Asset is operational but major repair or replacement will be needed. | Category 2 (Necessary): Essential work required to prevent the deterioration of an asset. | 45 | 2009-02-21 | 15.1732 | 47.2564 | x | 3 | 4. Significant | 10495 | Reactive Maintenance | 3
1013757 | Pipework Systems - General | C (Poor): Asset is operational but major repair or replacement will be needed. | Category 2 (Necessary): Essential work required to prevent the deterioration of an asset. | 45 | 2004-05-26 | 19.9151 | 45.1488 | x | 3 | 4. Significant | 10495 | Reactive Maintenance | 3
1013758 | Pipework Systems - General | C (Poor): Asset is operational but major repair or replacement will be needed. | Category 2 (Necessary): Essential work required to prevent the deterioration of an asset. | 45 | 2011-07-14 | 12.783 | 48.3187 | x | 3 | 4. Significant | 10495 | Reactive Maintenance | 3
1013759 | Pipework Systems - General | C (Poor): Asset is operational but major repair or replacement will be needed. | Category 2 (Necessary): Essential work required to prevent the deterioration of an asset. | 45 | 2010-12-11 | 13.3717 | 48.057 | x | 3 | 4. Significant | 10495 | Reactive Maintenance | 3
1013760 | Pipework Systems - General | C (Poor): Asset is operational but major repair or replacement will be needed. | Category 2 (Necessary): Essential work required to prevent the deterioration of an asset. | 45 | 1995-05-14 | 28.95 | 41.1333 | x | 3 | 4. Significant | 10495 | Reactive Maintenance | 3
1013761 | Pipework Systems - General | C (Poor): Asset is operational but major repair or replacement will be needed. | Category 2 (Necessary): Essential work required to prevent the deterioration of an asset. | 35 | 1994-06-16 | 29.859 | 36.9377 | x | 3 | 4. Significant | 10495 | Reactive Maintenance | 3
1013762 | Pipework Systems - General | C (Poor): Asset is operational but major repair or replacement will be needed. | Category 2 (Necessary): Essential work required to prevent the deterioration of an asset. | 35 | 2005-01-17 | 19.269 | 42.9891 | x | 3 | 4. Significant | 10495 | Reactive Maintenance | 3
1013763 | Pipework Systems - General | C (Poor): Asset is operational but major repair or replacement will be needed. | Category 2 (Necessary): Essential work required to prevent the deterioration of an asset. | 35 | 2003-06-13 | 20.8679 | 42.0755 | x | 3 | 4. Significant | 10495 | Reactive Maintenance | 3
1013764 | Pipework Systems - General | C (Poor): Asset is operational but major repair or replacement will be needed. | Category 2 (Necessary): Essential work required to prevent the deterioration of an asset. | 35 | 2004-11-07 | 19.4634 | 42.8781 | x | 3 | 4. Significant | 10495 | Reactive Maintenance | 3
1013765 | Pipework Systems - General | C (Poor): Asset is operational but major repair or replacement will be needed. | Category 2 (Necessary): Essential work required to prevent the deterioration of an asset. | 35 | 2015-03-05 | 9.1417 | 48.7762 | x | 3 | 4. Significant | 10495 | Reactive Maintenance | 3
1013766 | Pipework Systems - General | C (Poor): Asset is operational but major repair or replacement will be needed. | Category 2 (Necessary): Essential work required to prevent the deterioration of an asset. | 35 | 2006-04-22 | 18.0096 | 43.7088 | x | 3 | 4. Significant | 10495 | Reactive Maintenance | 3
1013767 | Pipework Systems - General | C (Poor): Asset is operational but major repair or replacement will be needed. | Category 2 (Necessary): Essential work required to prevent the deterioration of an asset. | 45 | 2015-10-28 | 8.4928 | 50.2254 | x | 3 | 4. Significant | 10495 | Reactive Maintenance | 3
1013768 | Pipework Systems - General | C (Poor): Asset is operational but major repair or replacement will be needed. | Category 2 (Necessary): Essential work required to prevent the deterioration of an asset. | 45 | 2000-06-11 | 23.8713 | 43.3905 | x | 3 | 4. Significant | 10495 | Reactive Maintenance | 3
1013790 | Intruder Alarms | D (Very Poor): Asset runs a serious risk of imminent breakdown or poses a health and safety risk. | Category 1 (Urgent): Critical work required to address serious health and safety issues and correct any breach of legislation. | 15 | 2017-07-01 | 6.8172 | 30.9103 | x | 3 | 5. Severe | 10495 | Reactive Maintenance | 1
1013791 | Kitchen Extract/Ventilation System | C (Poor): Asset is operational but major repair or replacement will be needed. | Category 2 (Necessary): Essential work required to prevent the deterioration of an asset. | 35 | 2012-07-18 | 11.77 | 47.2743 | x | 3 | 4. Significant | 10495 | Reactive Maintenance | 3
1013792 | Lightning Conductor and Earth | C (Poor): Asset is operational but major repair or replacement will be needed. | Category 2 (Necessary): Essential work required to prevent the deterioration of an asset. | 30 | 1998-06-24 | 25.8371 | 36.7753 | x | 3 | 4. Significant | 10495 | Reactive Maintenance | 3
1013793 | Electrical Installation - Generally | C (Poor): Asset is operational but major repair or replacement will be needed. | Category 2 (Necessary): Essential work required to prevent the deterioration of an asset. | 35 | 2005-10-07 | 18.5489 | 43.4006 | x | 3 | 4. Significant | 10495 | Reactive Maintenance | 3
1013794 | Electrical Installation - Generally | C (Poor): Asset is operational but major repair or replacement will be needed. | Category 2 (Necessary): Essential work required to prevent the deterioration of an asset. | 35 | 2005-04-29 | 18.9897 | 43.1487 | x | 3 | 4. Significant | 10495 | Reactive Maintenance | 3
1013795 | Electrical Installation - Generally | C (Poor): Asset is operational but major repair or replacement will be needed. | Category 2 (Necessary): Essential work required to prevent the deterioration of an asset. | 35 | 1994-04-21 | 30.0123 | 36.8501 | x | 3 | 4. Significant | 10495 | Reactive Maintenance | 3
1013796 | Electrical Installation - Generally | C (Poor): Asset is operational but major repair or replacement will be needed. | Category 2 (Necessary): Essential work required to prevent the deterioration of an asset. | 35 | 1998-05-06 | 25.9713 | 39.1593 | x | 3 | 4. Significant | 10495 | Reactive Maintenance | 3
1013798 | Fire Extinguishers - Foam (Stored Pressure) | C (Poor): Asset is operational but major repair or replacement will be needed. | Category 2 (Necessary): Essential work required to prevent the deterioration of an asset. | 15 | 2020-10-23 | 3.5044 | 49.3274 | x | 3 | 5. Severe | 10495 | Reactive Maintenance | 1
1013802 | Roof Coverings and Flashings | C (Poor): Asset is operational but major repair or replacement will be needed. | Category 2 (Necessary): Essential work required to prevent the deterioration of an asset. | 40 | 1997-09-17 | 26.6037 | 40.6982 | x | 3 | 4. Significant | 10495 | Reactive Maintenance | 3
1013803 | Roof Coverings and Flashings | C (Poor): Asset is operational but major repair or replacement will be needed. | Category 2 (Necessary): Essential work required to prevent the deterioration of an asset. | 40 | 2007-04-13 | 17.0349 | 45.4825 | x | 3 | 4. Significant | 10495 | Reactive Maintenance | 3
1013804 | Roof Coverings and Flashings | C (Poor): Asset is operational but major repair or replacement will be needed. | Category 2 (Necessary): Essential work required to prevent the deterioration of an asset. | 40 | 2021-02-08 | 3.2088 | 52.3956 | x | 3 | 4. Significant | 10495 | Reactive Maintenance | 3
1013805 | Roof Coverings and Flashings | C (Poor): Asset is operational but major repair or replacement will be needed. | Category 2 (Necessary): Essential work required to prevent the deterioration of an asset. | 40 | 2016-07-03 | 7.8111 | 50.0945 | x | 3 | 4. Significant | 10495 | Reactive Maintenance | 3
1013834 | Showers | C (Poor): Asset is operational but major repair or replacement will be needed. | Category 2 (Necessary): Essential work required to prevent the deterioration of an asset. | 5 | 2021-10-24 | 2.5024 | 43.9904 | x | 3 | 3. Moderate | 10495 | Reactive Maintenance | 7
1013835 | Fans - Window or Wall Mounted | C (Poor): Asset is operational but major repair or replacement will be needed. | Category 2 (Necessary): Essential work required to prevent the deterioration of an asset. | 15 | 2016-08-04 | 7.7235 | 43.702 | x | 3 | 2. Minor | 10495 | Reactive Maintenance | 14
1013838 | Toilet and Shower Areas | C (Poor): Asset is operational but major repair or replacement will be needed. | Category 2 (Necessary): Essential work required to prevent the deterioration of an asset. | 25 | 2008-10-28 | 15.4908 | 41.6074 | x | 3 | 3. Moderate | 10495 | Reactive Maintenance | 7
1013839 | Toilet and Shower Areas | C (Poor): Asset is operational but major repair or replacement will be needed. | Category 2 (Necessary): Essential work required to prevent the deterioration of an asset. | 25 | 2006-03-25 | 18.0862 | 39.531 | x | 3 | 3. Moderate | 10495 | Reactive Maintenance | 7
1013840 | Toilet and Shower Areas | C (Poor): Asset is operational but major repair or replacement will be needed. | Category 2 (Necessary): Essential work required to prevent the deterioration of an asset. | 25 | 2011-11-17 | 12.4381 | 44.0496 | x | 3 | 3. Moderate | 10495 | Reactive Maintenance | 7
1013841 | Toilet and Shower Areas | C (Poor): Asset is operational but major repair or replacement will be needed. | Category 2 (Necessary): Essential work required to prevent the deterioration of an asset. | 25 | 2002-05-27 | 21.9138 | 36.469 | x | 3 | 3. Moderate | 10495 | Reactive Maintenance | 7
1013842 | Toilet and Shower Areas | C (Poor): Asset is operational but major repair or replacement will be needed. | Category 2 (Necessary): Essential work required to prevent the deterioration of an asset. | 25 | 2016-05-15 | 7.9452 | 47.6438 | x | 3 | 3. Moderate | 10495 | Reactive Maintenance | 7
1013843 | Toilet and Shower Areas | C (Poor): Asset is operational but major repair or replacement will be needed. | Category 2 (Necessary): Essential work required to prevent the deterioration of an asset. | 25 | 2021-07-04 | 2.809 | 51.7528 | x | 3 | 3. Moderate | 10495 | Reactive Maintenance | 7
1013844 | Toilet and Shower Areas | C (Poor): Asset is operational but major repair or replacement will be needed. | Category 2 (Necessary): Essential work required to prevent the deterioration of an asset. | 25 | 2022-03-30 | 2.0726 | 52.342 | x | 3 | 3. Moderate | 10495 | Reactive Maintenance | 7
1013845 | Toilet and Shower Areas | C (Poor): Asset is operational but major repair or replacement will be needed. | Category 2 (Necessary): Essential work required to prevent the deterioration of an asset. | 25 | 2007-11-30 | 16.4025 | 40.878 | x | 3 | 3. Moderate | 10495 | Reactive Maintenance | 7
1013846 | Toilet and Shower Areas | C (Poor): Asset is operational but major repair or replacement will be needed. | Category 2 (Necessary): Essential work required to prevent the deterioration of an asset. | 25 | 2011-11-04 | 12.4736 | 44.0211 | x | 3 | 3. Moderate | 10495 | Reactive Maintenance | 7
1013847 | Toilet and Shower Areas | C (Poor): Asset is operational but major repair or replacement will be needed. | Category 2 (Necessary): Essential work required to prevent the deterioration of an asset. | 25 | 2018-11-03 | 5.4757 | 49.6194 | x | 3 | 3. Moderate | 10495 | Reactive Maintenance | 7
1013848 | Toilet and Shower Areas | C (Poor): Asset is operational but major repair or replacement will be needed. | Category 2 (Necessary): Essential work required to prevent the deterioration of an asset. | 25 | 2002-08-07 | 21.7166 | 36.6267 | x | 3 | 3. Moderate | 10495 | Reactive Maintenance | 7
1013849 | Toilet and Shower Areas | C (Poor): Asset is operational but major repair or replacement will be needed. | Category 2 (Necessary): Essential work required to prevent the deterioration of an asset. | 25 | 2015-10-10 | 8.5421 | 47.1663 | x | 3 | 3. Moderate | 10495 | Reactive Maintenance | 7
1013850 | Toilet and Shower Areas | C (Poor): Asset is operational but major repair or replacement will be needed. | Category 2 (Necessary): Essential work required to prevent the deterioration of an asset. | 25 | 2004-04-27 | 19.9945 | 38.0044 | x | 3 | 3. Moderate | 10495 | Reactive Maintenance | 7
1013851 | Toilet and Shower Areas | C (Poor): Asset is operational but major repair or replacement will be needed. | Category 2 (Necessary): Essential work required to prevent the deterioration of an asset. | 25 | 2008-03-06 | 16.1369 | 41.0905 | x | 3 | 3. Moderate | 10495 | Reactive Maintenance | 7
1013852 | Toilet and Shower Areas | C (Poor): Asset is operational but major repair or replacement will be needed. | Category 2 (Necessary): Essential work required to prevent the deterioration of an asset. | 25 | 2015-03-19 | 9.1034 | 46.7173 | x | 3 | 3. Moderate | 10495 | Reactive Maintenance | 7
1013853 | Toilet and Shower Areas | C (Poor): Asset is operational but major repair or replacement will be needed. | Category 2 (Necessary): Essential work required to prevent the deterioration of an asset. | 25 | 2006-08-15 | 17.6947 | 39.8442 | x | 3 | 3. Moderate | 10495 | Reactive Maintenance | 7
1013854 | Toilet and Shower Areas | C (Poor): Asset is operational but major repair or replacement will be needed. | Category 2 (Necessary): Essential work required to prevent the deterioration of an asset. | 25 | 2019-10-25 | 4.501 | 50.3992 | x | 3 | 3. Moderate | 10495 | Reactive Maintenance | 7
1013855 | Toilet and Shower Areas | C (Poor): Asset is operational but major repair or replacement will be needed. | Category 2 (Necessary): Essential work required to prevent the deterioration of an asset. | 25 | 2018-06-27 | 5.8289 | 49.3369 | x | 3 | 3. Moderate | 10495 | Reactive Maintenance | 7
1013856 | Toilet and Shower Areas | C (Poor): Asset is operational but major repair or replacement will be needed. | Category 2 (Necessary): Essential work required to prevent the deterioration of an asset. | 25 | 2009-11-21 | 14.4257 | 42.4594 | x | 3 | 3. Moderate | 10495 | Reactive Maintenance | 7
1013857 | Toilet and Shower Areas | C (Poor): Asset is operational but major repair or replacement will be needed. | Category 2 (Necessary): Essential work required to prevent the deterioration of an asset. | 25 | 2009-05-25 | 14.9185 | 42.0652 | x | 3 | 3. Moderate | 10495 | Reactive Maintenance | 7
1013858 | Toilet and Shower Areas | C (Poor): Asset is operational but major repair or replacement will be needed. | Category 2 (Necessary): Essential work required to prevent the deterioration of an asset. | 25 | 2020-01-12 | 4.2847 | 50.5722 | x | 3 | 3. Moderate | 10495 | Reactive Maintenance | 7
1013859 | Toilet and Shower Areas | C (Poor): Asset is operational but major repair or replacement will be needed. | Category 2 (Necessary): Essential work required to prevent the deterioration of an asset. | 25 | 2014-11-16 | 9.4401 | 46.4479 | x | 3 | 3. Moderate | 10495 | Reactive Maintenance | 7
1013860 | Toilet and Shower Areas | C (Poor): Asset is operational but major repair or replacement will be needed. | Category 2 (Necessary): Essential work required to prevent the deterioration of an asset. | 25 | 2009-10-28 | 14.4914 | 42.4068 | x | 3 | 3. Moderate | 10495 | Reactive Maintenance | 7
1013861 | Toilet and Shower Areas | C (Poor): Asset is operational but major repair or replacement will be needed. | Category 2 (Necessary): Essential work required to prevent the deterioration of an asset. | 25 | 2004-09-02 | 19.6441 | 38.2847 | x | 3 | 3. Moderate | 10495 | Reactive Maintenance | 7
1013862 | Toilet and Shower Areas | C (Poor): Asset is operational but major repair or replacement will be needed. | Category 2 (Necessary): Essential work required to prevent the deterioration of an asset. | 25 | 2004-11-25 | 19.4141 | 38.4687 | x | 3 | 3. Moderate | 10495 | Reactive Maintenance | 7
1013863 | Toilet and Shower Areas | C (Poor): Asset is operational but major repair or replacement will be needed. | Category 2 (Necessary): Essential work required to prevent the deterioration of an asset. | 25 | 2015-02-11 | 9.2019 | 46.6385 | x | 3 | 3. Moderate | 10495 | Reactive Maintenance | 7
1013864 | Toilet and Shower Areas | C (Poor): Asset is operational but major repair or replacement will be needed. | Category 2 (Necessary): Essential work required to prevent the deterioration of an asset. | 25 | 2004-02-07 | 20.2136 | 37.8292 | x | 3 | 3. Moderate | 10495 | Reactive Maintenance | 7
1013865 | Toilet and Shower Areas | C (Poor): Asset is operational but major repair or replacement will be needed. | Category 2 (Necessary): Essential work required to prevent the deterioration of an asset. | 25 | 2004-10-31 | 19.4825 | 38.414 | x | 3 | 3. Moderate | 10495 | Reactive Maintenance | 7
1013866 | Toilet and Shower Areas | C (Poor): Asset is operational but major repair or replacement will be needed. | Category 2 (Necessary): Essential work required to prevent the deterioration of an asset. | 25 | 1999-02-03 | 25.2238 | 33.8209 | x | 3 | 3. Moderate | 10495 | Reactive Maintenance | 7
1013867 | Toilet and Shower Areas | C (Poor): Asset is operational but major repair or replacement will be needed. | Category 2 (Necessary): Essential work required to prevent the deterioration of an asset. | 25 | 1999-01-11 | 25.2868 | 33.7706 | x | 3 | 3. Moderate | 10495 | Reactive Maintenance | 7
1013868 | Toilet and Shower Areas | C (Poor): Asset is operational but major repair or replacement will be needed. | Category 2 (Necessary): Essential work required to prevent the deterioration of an asset. | 25 | 2013-04-01 | 11.0664 | 45.1469 | x | 3 | 3. Moderate | 10495 | Reactive Maintenance | 7
1013869 | Toilet and Shower Areas | C (Poor): Asset is operational but major repair or replacement will be needed. | Category 2 (Necessary): Essential work required to prevent the deterioration of an asset. | 25 | 2002-12-17 | 21.3552 | 36.9158 | x | 3 | 3. Moderate | 10495 | Reactive Maintenance | 7
1013870 | Toilet and Shower Areas | C (Poor): Asset is operational but major repair or replacement will be needed. | Category 2 (Necessary): Essential work required to prevent the deterioration of an asset. | 25 | 2017-12-14 | 6.3628 | 48.9098 | x | 3 | 3. Moderate | 10495 | Reactive Maintenance | 7
1013871 | Toilet and Shower Areas | C (Poor): Asset is operational but major repair or replacement will be needed. | Category 2 (Necessary): Essential work required to prevent the deterioration of an asset. | 25 | 2001-12-13 | 22.3655 | 36.1076 | x | 3 | 3. Moderate | 10495 | Reactive Maintenance | 7
1013872 | Toilet and Shower Areas | C (Poor): Asset is operational but major repair or replacement will be needed. | Category 2 (Necessary): Essential work required to prevent the deterioration of an asset. | 25 | 2021-05-07 | 2.9678 | 51.6257 | x | 3 | 3. Moderate | 10495 | Reactive Maintenance | 7
1013873 | Toilet and Shower Areas | C (Poor): Asset is operational but major repair or replacement will be needed. | Category 2 (Necessary): Essential work required to prevent the deterioration of an asset. | 25 | 2001-01-03 | 23.3073 | 35.3541 | x | 3 | 3. Moderate | 10495 | Reactive Maintenance | 7
1013874 | Toilet and Shower Areas | C (Poor): Asset is operational but major repair or replacement will be needed. | Category 2 (Necessary): Essential work required to prevent the deterioration of an asset. | 25 | 2007-04-19 | 17.0185 | 40.3852 | x | 3 | 3. Moderate | 10495 | Reactive Maintenance | 7
1013875 | Toilet and Shower Areas | C (Poor): Asset is operational but major repair or replacement will be needed. | Category 2 (Necessary): Essential work required to prevent the deterioration of an asset. | 25 | 1999-05-19 | 24.9363 | 34.0509 | x | 3 | 3. Moderate | 10495 | Reactive Maintenance | 7
1013876 | Toilet and Shower Areas | C (Poor): Asset is operational but major repair or replacement will be needed. | Category 2 (Necessary): Essential work required to prevent the deterioration of an asset. | 25 | 2016-12-20 | 7.3457 | 48.1235 | x | 3 | 3. Moderate | 10495 | Reactive Maintenance | 7
1013877 | Toilet and Shower Areas | C (Poor): Asset is operational but major repair or replacement will be needed. | Category 2 (Necessary): Essential work required to prevent the deterioration of an asset. | 25 | 2001-10-09 | 22.5435 | 35.9652 | x | 3 | 3. Moderate | 10495 | Reactive Maintenance | 7
1013878 | Toilet and Shower Areas | C (Poor): Asset is operational but major repair or replacement will be needed. | Category 2 (Necessary): Essential work required to prevent the deterioration of an asset. | 25 | 2005-09-05 | 18.6366 | 39.0908 | x | 3 | 3. Moderate | 10495 | Reactive Maintenance | 7
1013890 | Access Control | C (Poor): Asset is operational but major repair or replacement will be needed. | Category 2 (Necessary): Essential work required to prevent the deterioration of an asset. | 15 | 2012-11-05 | 11.4689 | 42.7082 | x | 1 | 4. Significant | 11952 | Reactive Maintenance | 3
1013891 | Access Control | C (Poor): Asset is operational but major repair or replacement will be needed. | Category 2 (Necessary): Essential work required to prevent the deterioration of an asset. | 15 | 2014-05-04 | 9.9767 | 44.6977 | x | 1 | 4. Significant | 11952 | Reactive Maintenance | 3
1013892 | Access Control | C (Poor): Asset is operational but major repair or replacement will be needed. | Category 2 (Necessary): Essential work required to prevent the deterioration of an asset. | 15 | 2015-06-05 | 8.8898 | 46.1469 | x | 1 | 4. Significant | 11952 | Reactive Maintenance | 3
1013893 | Access Control | C (Poor): Asset is operational but major repair or replacement will be needed. | Category 2 (Necessary): Essential work required to prevent the deterioration of an asset. | 15 | 2016-02-11 | 8.2026 | 47.0632 | x | 1 | 4. Significant | 11952 | Reactive Maintenance | 3
1013896 | Outstations | C (Poor): Asset is operational but major repair or replacement will be needed. | Category 2 (Necessary): Essential work required to prevent the deterioration of an asset. | 10 | 2023-07-19 | 0.76934 | 56.4613 | x | 1 | 4. Significant | 11952 | Reactive Maintenance | 3
1013904 | Catering Equipment | A (Good): Asset is as new and can be expected to perform adequately to its full normal life if maintained appropriately. | Category 2 (Necessary): Essential work required to prevent the deterioration of an asset. | 15 | 2023-01-18 | 1.2676 | 77.3098 | x | 1 | 2. Minor | 11952 | Reactive Maintenance | 14
1013905 | Closed-Circuit Television (CCTV) | C (Poor): Asset is operational but major repair or replacement will be needed. | Category 2 (Necessary): Essential work required to prevent the deterioration of an asset. | 15 | 2017-03-04 | 7.1431 | 48.4759 | x | 1 | 5. Severe | 11952 | Reactive Maintenance | 1
1013906 | Pneumatic Tube Systems | C (Poor): Asset is operational but major repair or replacement will be needed. | Category 2 (Necessary): Essential work required to prevent the deterioration of an asset. | 20 | 2023-05-09 | 0.96372 | 57.0363 | x | 1 | 4. Significant | 11952 | Reactive Maintenance | 3
1013907 | Emergency Lighting - Self Contained | C (Poor): Asset is operational but major repair or replacement will be needed. | Category 2 (Necessary): Essential work required to prevent the deterioration of an asset. | 25 | 2007-10-20 | 16.5147 | 44.7882 | x | 1 | 4. Significant | 11952 | Reactive Maintenance | 3
1013908 | Emergency Lighting - Self Contained | C (Poor): Asset is operational but major repair or replacement will be needed. | Category 2 (Necessary): Essential work required to prevent the deterioration of an asset. | 25 | 2009-06-16 | 14.8583 | 46.1133 | x | 1 | 4. Significant | 11952 | Reactive Maintenance | 3
1013909 | Emergency Lighting - Self Contained | C (Poor): Asset is operational but major repair or replacement will be needed. | Category 2 (Necessary): Essential work required to prevent the deterioration of an asset. | 25 | 2021-12-16 | 2.3573 | 56.1142 | x | 1 | 4. Significant | 11952 | Reactive Maintenance | 3
1013910 | Emergency Lighting - Self Contained | C (Poor): Asset is operational but major repair or replacement will be needed. | Category 2 (Necessary): Essential work required to prevent the deterioration of an asset. | 25 | 2003-12-29 | 20.3231 | 41.7415 | x | 1 | 4. Significant | 11952 | Reactive Maintenance | 3
1013911 | Emergency Lighting - Self Contained | C (Poor): Asset is operational but major repair or replacement will be needed. | Category 2 (Necessary): Essential work required to prevent the deterioration of an asset. | 25 | 2002-02-11 | 22.2012 | 40.239 | x | 1 | 4. Significant | 11952 | Reactive Maintenance | 3
1013914 | Fire Doors | C (Poor): Asset is operational but major repair or replacement will be needed. | Category 2 (Necessary): Essential work required to prevent the deterioration of an asset. | 20 | 2004-01-16 | 20.2738 | 37.7262 | x | 1 | 3. Moderate | 11952 | Reactive Maintenance | 7
1013918 | Pipework for Low Pressure Natural Gas, Liquefied Petroleum Gas (LPG) or Oil | C (Poor): Asset is operational but major repair or replacement will be needed. | Category 2 (Necessary): Essential work required to prevent the deterioration of an asset. | 50 | 2022-09-24 | 1.5852 | 57.3659 | x | 1 | 5. Severe | 11952 | Reactive Maintenance | 1
1013975 | Hand Dryer | C (Poor): Asset is operational but major repair or replacement will be needed. | Category 2 (Necessary): Essential work required to prevent the deterioration of an asset. | 5 | 2022-08-10 | 1.7084 | 51.1663 | x | 1 | 2. Minor | 11952 | Reactive Maintenance | 14
1013976 | Hand Dryer | C (Poor): Asset is operational but major repair or replacement will be needed. | Category 2 (Necessary): Essential work required to prevent the deterioration of an asset. | 5 | 2023-03-13 | 1.1198 | 53.5209 | x | 1 | 2. Minor | 11952 | Reactive Maintenance | 14
1013977 | Pipework Systems - General | C (Poor): Asset is operational but major repair or replacement will be needed. | Category 2 (Necessary): Essential work required to prevent the deterioration of an asset. | 20 | 2021-03-02 | 3.1485 | 54.8515 | x | 1 | 4. Significant | 11952 | Reactive Maintenance | 3
1013978 | Pipework Systems - General | C (Poor): Asset is operational but major repair or replacement will be needed. | Category 2 (Necessary): Essential work required to prevent the deterioration of an asset. | 35 | 2002-08-15 | 21.6947 | 45.603 | x | 1 | 4. Significant | 11952 | Reactive Maintenance | 3
1013979 | Pipework Systems - General | C (Poor): Asset is operational but major repair or replacement will be needed. | Category 2 (Necessary): Essential work required to prevent the deterioration of an asset. | 35 | 2001-12-26 | 22.3299 | 45.2401 | x | 1 | 4. Significant | 11952 | Reactive Maintenance | 3
1013980 | Pipework Systems - General | C (Poor): Asset is operational but major repair or replacement will be needed. | Category 2 (Necessary): Essential work required to prevent the deterioration of an asset. | 45 | 1994-07-08 | 29.7988 | 44.7561 | x | 1 | 4. Significant | 11952 | Reactive Maintenance | 3
1013981 | Pipework Systems - General | C (Poor): Asset is operational but major repair or replacement will be needed. | Category 2 (Necessary): Essential work required to prevent the deterioration of an asset. | 20 | 2011-06-15 | 12.8624 | 45.1376 | x | 1 | 4. Significant | 11952 | Reactive Maintenance | 3
1013982 | Pipework Systems - General | C (Poor): Asset is operational but major repair or replacement will be needed. | Category 2 (Necessary): Essential work required to prevent the deterioration of an asset. | 35 | 1998-12-08 | 25.3799 | 43.4972 | x | 1 | 4. Significant | 11952 | Reactive Maintenance | 3
1013983 | Intercom System | C (Poor): Asset is operational but major repair or replacement will be needed. | Category 2 (Necessary): Essential work required to prevent the deterioration of an asset. | 15 | 2022-12-10 | 1.3744 | 56.1675 | x | 1 | 3. Moderate | 11952 | Reactive Maintenance | 7
1013985 | Intruder Alarms | C (Poor): Asset is operational but major repair or replacement will be needed. | Category 2 (Necessary): Essential work required to prevent the deterioration of an asset. | 15 | 2022-07-08 | 1.7988 | 55.6016 | x | 1 | 5. Severe | 11952 | Reactive Maintenance | 1
1013986 | Intruder Alarms | C (Poor): Asset is operational but major repair or replacement will be needed. | Category 2 (Necessary): Essential work required to prevent the deterioration of an asset. | 15 | 2021-11-15 | 2.4422 | 54.7438 | x | 1 | 5. Severe | 11952 | Reactive Maintenance | 1
1013987 | Intruder Alarms | C (Poor): Asset is operational but major repair or replacement will be needed. | Category 2 (Necessary): Essential work required to prevent the deterioration of an asset. | 15 | 2010-06-28 | 13.8261 | 39.5651 | x | 1 | 5. Severe | 11952 | Reactive Maintenance | 1
1013988 | Lightning Conductor and Earth | D (Very Poor): Asset runs a serious risk of imminent breakdown or poses a health and safety risk. | Category 1 (Urgent): Critical work required to address serious health and safety issues and correct any breach of legislation. | 30 | 2022-08-12 | 1.7029 | 42.8647 | x | 1 | 4. Significant | 11952 | Reactive Maintenance | 3
1013989 | Lightning Conductor and Earth | D (Very Poor): Asset runs a serious risk of imminent breakdown or poses a health and safety risk. | Category 1 (Urgent): Critical work required to address serious health and safety issues and correct any breach of legislation. | 30 | 2019-06-22 | 4.8433 | 40.7712 | x | 1 | 4. Significant | 11952 | Reactive Maintenance | 3
1013990 | Electrical Installation - Generally | C (Poor): Asset is operational but major repair or replacement will be needed. | Category 2 (Necessary): Essential work required to prevent the deterioration of an asset. | 35 | 2017-06-07 | 6.883 | 54.0669 | x | 1 | 4. Significant | 11952 | Reactive Maintenance | 3
1013991 | Electrical Installation - Generally | C (Poor): Asset is operational but major repair or replacement will be needed. | Category 2 (Necessary): Essential work required to prevent the deterioration of an asset. | 35 | 1996-07-24 | 27.7536 | 42.1408 | x | 1 | 4. Significant | 11952 | Reactive Maintenance | 3
1013992 | Electrical Installation - Generally | C (Poor): Asset is operational but major repair or replacement will be needed. | Category 2 (Necessary): Essential work required to prevent the deterioration of an asset. | 35 | 2005-09-01 | 18.6475 | 47.3443 | x | 1 | 4. Significant | 11952 | Reactive Maintenance | 3
1013993 | Electrical Installation - Generally | C (Poor): Asset is operational but major repair or replacement will be needed. | Category 2 (Necessary): Essential work required to prevent the deterioration of an asset. | 35 | 2007-10-13 | 16.5339 | 48.5521 | x | 1 | 4. Significant | 11952 | Reactive Maintenance | 3
1013994 | Electrical Installation - Generally | C (Poor): Asset is operational but major repair or replacement will be needed. | Category 2 (Necessary): Essential work required to prevent the deterioration of an asset. | 35 | 1998-11-14 | 25.4456 | 43.4597 | x | 1 | 4. Significant | 11952 | Reactive Maintenance | 3
1013995 | Electrical Installation - Generally | C (Poor): Asset is operational but major repair or replacement will be needed. | Category 2 (Necessary): Essential work required to prevent the deterioration of an asset. | 35 | 2021-02-19 | 3.1786 | 56.1836 | x | 1 | 4. Significant | 11952 | Reactive Maintenance | 3
1013996 | Electrical Installation - Generally | C (Poor): Asset is operational but major repair or replacement will be needed. | Category 2 (Necessary): Essential work required to prevent the deterioration of an asset. | 35 | 2003-12-31 | 20.3176 | 46.3899 | x | 1 | 4. Significant | 11952 | Reactive Maintenance | 3
1013997 | Electrical Installation - Generally | C (Poor): Asset is operational but major repair or replacement will be needed. | Category 2 (Necessary): Essential work required to prevent the deterioration of an asset. | 35 | 2017-07-01 | 6.8172 | 54.1044 | x | 1 | 4. Significant | 11952 | Reactive Maintenance | 3
1013998 | Electrical Installation - Generally | C (Poor): Asset is operational but major repair or replacement will be needed. | Category 2 (Necessary): Essential work required to prevent the deterioration of an asset. | 35 | 2019-09-28 | 4.5749 | 55.3857 | x | 1 | 4. Significant | 11952 | Reactive Maintenance | 3
1014000 | Fire Extinguishers - Foam (Stored Pressure) | C (Poor): Asset is operational but major repair or replacement will be needed. | Category 2 (Necessary): Essential work required to prevent the deterioration of an asset. | 15 | 2023-05-08 | 0.96646 | 56.7114 | x | 1 | 5. Severe | 11952 | Reactive Maintenance | 1
1014002 | Roof Coverings and Flashings | C (Poor): Asset is operational but major repair or replacement will be needed. | Category 2 (Necessary): Essential work required to prevent the deterioration of an asset. | 40 | 2014-03-03 | 10.1465 | 52.9268 | x | 1 | 4. Significant | 11952 | Reactive Maintenance | 3
1014003 | Roof Coverings and Flashings | C (Poor): Asset is operational but major repair or replacement will be needed. | Category 2 (Necessary): Essential work required to prevent the deterioration of an asset. | 40 | 2012-07-01 | 11.8166 | 52.0917 | x | 1 | 4. Significant | 11952 | Reactive Maintenance | 3
1014017 | Showers | C (Poor): Asset is operational but major repair or replacement will be needed. | Category 2 (Necessary): Essential work required to prevent the deterioration of an asset. | 5 | 2021-02-02 | 3.2252 | 45.0992 | x | 1 | 3. Moderate | 11952 | Reactive Maintenance | 7
1014018 | Fans - Window or Wall Mounted | C (Poor): Asset is operational but major repair or replacement will be needed. | Category 2 (Necessary): Essential work required to prevent the deterioration of an asset. | 15 | 2012-06-05 | 11.8877 | 42.1497 | x | 1 | 2. Minor | 11952 | Reactive Maintenance | 14
1014021 | Toilet and Shower Areas | C (Poor): Asset is operational but major repair or replacement will be needed. | Category 2 (Necessary): Essential work required to prevent the deterioration of an asset. | 25 | 2004-01-14 | 20.2793 | 41.7766 | x | 1 | 3. Moderate | 11952 | Reactive Maintenance | 7
1014030 | Outstations | C (Poor): Asset is operational but major repair or replacement will be needed. | Category 2 (Necessary): Essential work required to prevent the deterioration of an asset. | 10 | 2019-06-12 | 4.8706 | 48.2587 | x | 1 | 4. Significant | 10391 | Reactive Maintenance | 3
1014033 | Catering Equipment | B (Average): Asset is sound, operationally safe and exhibits only minor deterioration. | Category 2 (Necessary): Essential work required to prevent the deterioration of an asset. | 15 | 2011-02-05 | 13.2183 | 54.3755 | x | 1 | 2. Minor | 10391 | Reactive Maintenance | 14
1014034 | Closed-Circuit Television (CCTV) | C (Poor): Asset is operational but major repair or replacement will be needed. | Category 2 (Necessary): Essential work required to prevent the deterioration of an asset. | 15 | 2013-11-03 | 10.475 | 44.0333 | x | 1 | 5. Severe | 10391 | Reactive Maintenance | 1
1014035 | Emergency Lighting - Self Contained | C (Poor): Asset is operational but major repair or replacement will be needed. | Category 2 (Necessary): Essential work required to prevent the deterioration of an asset. | 25 | 2017-06-25 | 6.8337 | 52.5331 | x | 1 | 4. Significant | 10391 | Reactive Maintenance | 3
1014036 | Emergency Lighting - Self Contained | C (Poor): Asset is operational but major repair or replacement will be needed. | Category 2 (Necessary): Essential work required to prevent the deterioration of an asset. | 25 | 1999-05-27 | 24.9144 | 38.0684 | x | 1 | 4. Significant | 10391 | Reactive Maintenance | 3
1014037 | Emergency Lighting - Self Contained | C (Poor): Asset is operational but major repair or replacement will be needed. | Category 2 (Necessary): Essential work required to prevent the deterioration of an asset. | 25 | 2018-10-17 | 5.5222 | 53.5822 | x | 1 | 4. Significant | 10391 | Reactive Maintenance | 3
1014038 | Emergency Lighting - Self Contained | C (Poor): Asset is operational but major repair or replacement will be needed. | Category 2 (Necessary): Essential work required to prevent the deterioration of an asset. | 25 | 2007-05-17 | 16.9418 | 44.4465 | x | 1 | 4. Significant | 10391 | Reactive Maintenance | 3
1014039 | Emergency Lighting - Self Contained | C (Poor): Asset is operational but major repair or replacement will be needed. | Category 2 (Necessary): Essential work required to prevent the deterioration of an asset. | 25 | 2000-04-09 | 24.0438 | 38.765 | x | 1 | 4. Significant | 10391 | Reactive Maintenance | 3
1014040 | Emergency Lighting - Self Contained | C (Poor): Asset is operational but major repair or replacement will be needed. | Category 2 (Necessary): Essential work required to prevent the deterioration of an asset. | 25 | 2010-11-30 | 13.4018 | 47.2786 | x | 1 | 4. Significant | 10391 | Reactive Maintenance | 3
1014041 | Emergency Lighting - Self Contained | C (Poor): Asset is operational but major repair or replacement will be needed. | Category 2 (Necessary): Essential work required to prevent the deterioration of an asset. | 25 | 2020-09-14 | 3.6112 | 55.111 | x | 1 | 4. Significant | 10391 | Reactive Maintenance | 3
1014042 | Emergency Lighting - Self Contained | C (Poor): Asset is operational but major repair or replacement will be needed. | Category 2 (Necessary): Essential work required to prevent the deterioration of an asset. | 25 | 2009-11-20 | 14.4285 | 46.4572 | x | 1 | 4. Significant | 10391 | Reactive Maintenance | 3
1014043 | Emergency Lighting - Self Contained | C (Poor): Asset is operational but major repair or replacement will be needed. | Category 2 (Necessary): Essential work required to prevent the deterioration of an asset. | 25 | 2012-06-21 | 11.8439 | 48.5248 | x | 1 | 4. Significant | 10391 | Reactive Maintenance | 3
1014044 | Emergency Lighting - Self Contained | C (Poor): Asset is operational but major repair or replacement will be needed. | Category 2 (Necessary): Essential work required to prevent the deterioration of an asset. | 25 | 2008-07-06 | 15.8029 | 45.3577 | x | 1 | 4. Significant | 10391 | Reactive Maintenance | 3
1014045 | Emergency Lighting - Self Contained | C (Poor): Asset is operational but major repair or replacement will be needed. | Category 2 (Necessary): Essential work required to prevent the deterioration of an asset. | 25 | 2021-07-30 | 2.7379 | 55.8097 | x | 1 | 4. Significant | 10391 | Reactive Maintenance | 3
1014046 | Emergency Lighting - Self Contained | C (Poor): Asset is operational but major repair or replacement will be needed. | Category 2 (Necessary): Essential work required to prevent the deterioration of an asset. | 25 | 2009-03-20 | 15.0992 | 45.9206 | x | 1 | 4. Significant | 10391 | Reactive Maintenance | 3
1014047 | Emergency Lighting - Self Contained | C (Poor): Asset is operational but major repair or replacement will be needed. | Category 2 (Necessary): Essential work required to prevent the deterioration of an asset. | 25 | 2005-06-13 | 18.8665 | 42.9068 | x | 1 | 4. Significant | 10391 | Reactive Maintenance | 3
1014048 | Emergency Lighting - Self Contained | C (Poor): Asset is operational but major repair or replacement will be needed. | Category 2 (Necessary): Essential work required to prevent the deterioration of an asset. | 25 | 1999-09-03 | 24.6434 | 38.2853 | x | 1 | 4. Significant | 10391 | Reactive Maintenance | 3
1014049 | Emergency Lighting - Self Contained | C (Poor): Asset is operational but major repair or replacement will be needed. | Category 2 (Necessary): Essential work required to prevent the deterioration of an asset. | 25 | 2013-04-08 | 11.0472 | 49.1622 | x | 1 | 4. Significant | 10391 | Reactive Maintenance | 3
1014050 | Emergency Lighting - Self Contained | C (Poor): Asset is operational but major repair or replacement will be needed. | Category 2 (Necessary): Essential work required to prevent the deterioration of an asset. | 25 | 2016-06-20 | 7.8467 | 51.7227 | x | 1 | 4. Significant | 10391 | Reactive Maintenance | 3
1014051 | Emergency Lighting - Self Contained | C (Poor): Asset is operational but major repair or replacement will be needed. | Category 2 (Necessary): Essential work required to prevent the deterioration of an asset. | 25 | 2011-07-07 | 12.8022 | 47.7582 | x | 1 | 4. Significant | 10391 | Reactive Maintenance | 3
1014054 | Fire Doors | C (Poor): Asset is operational but major repair or replacement will be needed. | Category 2 (Necessary): Essential work required to prevent the deterioration of an asset. | 20 | 2016-08-03 | 7.7262 | 50.2738 | x | 1 | 3. Moderate | 10391 | Reactive Maintenance | 7
1014055 | Fire Doors | C (Poor): Asset is operational but major repair or replacement will be needed. | Category 2 (Necessary): Essential work required to prevent the deterioration of an asset. | 20 | 2022-09-27 | 1.577 | 56.423 | x | 1 | 3. Moderate | 10391 | Reactive Maintenance | 7
1014058 | Pipework for Low Pressure Natural Gas, Liquefied Petroleum Gas (LPG) or Oil | C (Poor): Asset is operational but major repair or replacement will be needed. | Category 2 (Necessary): Essential work required to prevent the deterioration of an asset. | 50 | 2012-01-13 | 12.282 | 53.0872 | x | 1 | 5. Severe | 10391 | Reactive Maintenance | 1
1014062 | Hand Dryer | C (Poor): Asset is operational but major repair or replacement will be needed. | Category 2 (Necessary): Essential work required to prevent the deterioration of an asset. | 5 | 2024-01-20 | 0.26283 | 56.9487 | x | 1 | 2. Minor | 10391 | Reactive Maintenance | 14
1014066 | Intercom System | C (Poor): Asset is operational but major repair or replacement will be needed. | Category 2 (Necessary): Essential work required to prevent the deterioration of an asset. | 15 | 2018-11-11 | 5.4538 | 50.7283 | x | 1 | 3. Moderate | 10391 | Reactive Maintenance | 7
1014068 | Intruder Alarms | C (Poor): Asset is operational but major repair or replacement will be needed. | Category 2 (Necessary): Essential work required to prevent the deterioration of an asset. | 15 | 2022-07-19 | 1.7687 | 55.6418 | x | 1 | 5. Severe | 10391 | Reactive Maintenance | 1
1014069 | Intruder Alarms | C (Poor): Asset is operational but major repair or replacement will be needed. | Category 2 (Necessary): Essential work required to prevent the deterioration of an asset. | 15 | 2019-04-18 | 5.0212 | 51.305 | x | 1 | 5. Severe | 10391 | Reactive Maintenance | 1
1014070 | Electrical Installation - Generally | C (Poor): Asset is operational but major repair or replacement will be needed. | Category 2 (Necessary): Essential work required to prevent the deterioration of an asset. | 35 | 2014-11-03 | 9.4757 | 52.5853 | x | 1 | 4. Significant | 10391 | Reactive Maintenance | 3
1014071 | Electrical Installation - Generally | C (Poor): Asset is operational but major repair or replacement will be needed. | Category 2 (Necessary): Essential work required to prevent the deterioration of an asset. | 35 | 1997-06-16 | 26.8583 | 42.6524 | x | 1 | 4. Significant | 10391 | Reactive Maintenance | 3
1014073 | Fire Extinguishers - Foam (Stored Pressure) | C (Poor): Asset is operational but major repair or replacement will be needed. | Category 2 (Necessary): Essential work required to prevent the deterioration of an asset. | 15 | 2015-07-04 | 8.8104 | 46.2528 | x | 1 | 5. Severe | 10391 | Reactive Maintenance | 1
1014075 | Roof Coverings and Flashings | C (Poor): Asset is operational but major repair or replacement will be needed. | Category 2 (Necessary): Essential work required to prevent the deterioration of an asset. | 40 | 2015-02-01 | 9.2293 | 53.3854 | x | 1 | 4. Significant | 10391 | Reactive Maintenance | 3
1014086 | Showers | C (Poor): Asset is operational but major repair or replacement will be needed. | Category 2 (Necessary): Essential work required to prevent the deterioration of an asset. | 5 | 2021-05-15 | 2.9459 | 46.2163 | x | 1 | 3. Moderate | 10391 | Reactive Maintenance | 7
1014087 | Fans - Window or Wall Mounted | C (Poor): Asset is operational but major repair or replacement will be needed. | Category 2 (Necessary): Essential work required to prevent the deterioration of an asset. | 15 | 2014-06-28 | 9.8261 | 44.8985 | x | 1 | 2. Minor | 10391 | Reactive Maintenance | 14
1014090 | Toilet and Shower Areas | C (Poor): Asset is operational but major repair or replacement will be needed. | Category 2 (Necessary): Essential work required to prevent the deterioration of an asset. | 25 | 2015-04-04 | 9.0595 | 50.7524 | x | 1 | 3. Moderate | 10391 | Reactive Maintenance | 7
1014091 | Toilet and Shower Areas | C (Poor): Asset is operational but major repair or replacement will be needed. | Category 2 (Necessary): Essential work required to prevent the deterioration of an asset. | 25 | 2004-11-14 | 19.4442 | 42.4446 | x | 1 | 3. Moderate | 10391 | Reactive Maintenance | 7
1014101 | Catering Equipment | C (Poor): Asset is operational but major repair or replacement will be needed. | Category 2 (Necessary): Essential work required to prevent the deterioration of an asset. | 15 | 2010-05-01 | 13.9849 | 37.3534 | x | 2 | 2. Minor | 11941 | Reactive Maintenance | 14
1014102 | Closed-Circuit Television (CCTV) | C (Poor): Asset is operational but major repair or replacement will be needed. | Category 2 (Necessary): Essential work required to prevent the deterioration of an asset. | 15 | 2021-09-16 | 2.6064 | 52.5248 | x | 2 | 5. Severe | 11941 | Reactive Maintenance | 1
1014103 | Emergency Lighting - Self Contained | C (Poor): Asset is operational but major repair or replacement will be needed. | Category 2 (Necessary): Essential work required to prevent the deterioration of an asset. | 25 | 2020-05-16 | 3.9425 | 52.846 | x | 2 | 4. Significant | 11941 | Reactive Maintenance | 3
1014105 | Fire Doors | C (Poor): Asset is operational but major repair or replacement will be needed. | Category 2 (Necessary): Essential work required to prevent the deterioration of an asset. | 20 | 2005-03-18 | 19.1047 | 36.8953 | x | 2 | 3. Moderate | 11941 | Reactive Maintenance | 7
1014106 | Fire Doors | C (Poor): Asset is operational but major repair or replacement will be needed. | Category 2 (Necessary): Essential work required to prevent the deterioration of an asset. | 20 | 2009-11-13 | 14.4476 | 41.5524 | x | 2 | 3. Moderate | 11941 | Reactive Maintenance | 7
1014110 | Pipework for Low Pressure Natural Gas, Liquefied Petroleum Gas (LPG) or Oil | C (Poor): Asset is operational but major repair or replacement will be needed. | Category 2 (Necessary): Essential work required to prevent the deterioration of an asset. | 50 | 1996-02-22 | 28.1725 | 44.731 | x | 2 | 5. Severe | 11941 | Reactive Maintenance | 1
1014112 | Hand Dryer | C (Poor): Asset is operational but major repair or replacement will be needed. | Category 2 (Necessary): Essential work required to prevent the deterioration of an asset. | 5 | 2020-04-19 | 4.0164 | 39.9343 | x | 2 | 2. Minor | 11941 | Reactive Maintenance | 14
1014113 | Pipework Systems - General | C (Poor): Asset is operational but major repair or replacement will be needed. | Category 2 (Necessary): Essential work required to prevent the deterioration of an asset. | 20 | 2022-12-05 | 1.3881 | 54.6119 | x | 2 | 4. Significant | 11941 | Reactive Maintenance | 3
1014114 | Pipework Systems - General | C (Poor): Asset is operational but major repair or replacement will be needed. | Category 2 (Necessary): Essential work required to prevent the deterioration of an asset. | 35 | 2009-02-04 | 15.2197 | 47.303 | x | 2 | 4. Significant | 11941 | Reactive Maintenance | 3
1014115 | Pipework Systems - General | C (Poor): Asset is operational but major repair or replacement will be needed. | Category 2 (Necessary): Essential work required to prevent the deterioration of an asset. | 20 | 2023-12-10 | 0.37509 | 55.6249 | x | 2 | 4. Significant | 11941 | Reactive Maintenance | 3
1014116 | Pipework Systems - General | C (Poor): Asset is operational but major repair or replacement will be needed. | Category 2 (Necessary): Essential work required to prevent the deterioration of an asset. | 45 | 2016-04-14 | 8.0301 | 52.4311 | x | 2 | 4. Significant | 11941 | Reactive Maintenance | 3
1014118 | Intruder Alarms | C (Poor): Asset is operational but major repair or replacement will be needed. | Category 2 (Necessary): Essential work required to prevent the deterioration of an asset. | 15 | 2015-02-28 | 9.1554 | 43.7928 | x | 2 | 5. Severe | 11941 | Reactive Maintenance | 1
1014119 | Electrical Installation - Generally | C (Poor): Asset is operational but major repair or replacement will be needed. | Category 2 (Necessary): Essential work required to prevent the deterioration of an asset. | 35 | 1999-11-05 | 24.4709 | 42.0166 | x | 2 | 4. Significant | 11941 | Reactive Maintenance | 3
1014121 | Fire Extinguishers - Foam (Stored Pressure) | C (Poor): Asset is operational but major repair or replacement will be needed. | Category 2 (Necessary): Essential work required to prevent the deterioration of an asset. | 15 | 2012-06-13 | 11.8658 | 40.1789 | x | 2 | 5. Severe | 11941 | Reactive Maintenance | 1
1014123 | Roof Coverings and Flashings | C (Poor): Asset is operational but major repair or replacement will be needed. | Category 2 (Necessary): Essential work required to prevent the deterioration of an asset. | 40 | 2013-03-01 | 11.1513 | 50.4244 | x | 2 | 4. Significant | 11941 | Reactive Maintenance | 3
1014125 | Showers | C (Poor): Asset is operational but major repair or replacement will be needed. | Category 2 (Necessary): Essential work required to prevent the deterioration of an asset. | 5 | 2020-06-05 | 3.8877 | 40.449 | x | 2 | 3. Moderate | 11941 | Reactive Maintenance | 7
1014126 | Fans - Window or Wall Mounted | C (Poor): Asset is operational but major repair or replacement will be needed. | Category 2 (Necessary): Essential work required to prevent the deterioration of an asset. | 15 | 2019-05-24 | 4.9227 | 49.4365 | x | 2 | 2. Minor | 11941 | Reactive Maintenance | 14
1014129 | Toilet and Shower Areas | C (Poor): Asset is operational but major repair or replacement will be needed. | Category 2 (Necessary): Essential work required to prevent the deterioration of an asset. | 25 | 2011-02-28 | 13.1554 | 45.4757 | x | 2 | 3. Moderate | 11941 | Reactive Maintenance | 7
1014135 | Closed-Circuit Television (CCTV) | C (Poor): Asset is operational but major repair or replacement will be needed. | Category 2 (Necessary): Essential work required to prevent the deterioration of an asset. | 15 | 2015-11-23 | 8.4216 | 46.7712 | x | 1 | 5. Severe | 12346 | Reactive Maintenance | 1
1014136 | Emergency Lighting - Self Contained | C (Poor): Asset is operational but major repair or replacement will be needed. | Category 2 (Necessary): Essential work required to prevent the deterioration of an asset. | 25 | 2023-10-02 | 0.564 | 57.5488 | x | 1 | 4. Significant | 12346 | Reactive Maintenance | 3
1014137 | Fire Doors | C (Poor): Asset is operational but major repair or replacement will be needed. | Category 2 (Necessary): Essential work required to prevent the deterioration of an asset. | 20 | 2007-03-29 | 17.076 | 40.924 | x | 1 | 3. Moderate | 12346 | Reactive Maintenance | 7
1014138 | Pipework for Low Pressure Natural Gas, Liquefied Petroleum Gas (LPG) or Oil | C (Poor): Asset is operational but major repair or replacement will be needed. | Category 2 (Necessary): Essential work required to prevent the deterioration of an asset. | 50 | 2019-09-26 | 4.5804 | 56.1678 | x | 1 | 5. Severe | 12346 | Reactive Maintenance | 1
1014140 | Electrical Installation - Generally | C (Poor): Asset is operational but major repair or replacement will be needed. | Category 2 (Necessary): Essential work required to prevent the deterioration of an asset. | 35 | 2020-07-28 | 3.7426 | 55.8613 | x | 1 | 4. Significant | 12346 | Reactive Maintenance | 3
1014141 | Fire Extinguishers - Foam (Stored Pressure) | C (Poor): Asset is operational but major repair or replacement will be needed. | Category 2 (Necessary): Essential work required to prevent the deterioration of an asset. | 15 | 2023-07-05 | 0.80767 | 56.9231 | x | 1 | 5. Severe | 12346 | Reactive Maintenance | 1
1014144 | Refrigerant Distribution System | C (Poor): Asset is operational but major repair or replacement will be needed. | Category 2 (Necessary): Essential work required to prevent the deterioration of an asset. | 30 | 2005-02-09 | 19.206 | 41.196 | x | 3 | 4. Significant | 11971 | Reactive Maintenance | 3
1014146 | Access Control | C (Poor): Asset is operational but major repair or replacement will be needed. | Category 2 (Necessary): Essential work required to prevent the deterioration of an asset. | 15 | 2015-09-19 | 8.5996 | 42.5339 | x | 3 | 4. Significant | 11971 | Reactive Maintenance | 3
1014148 | Outstations | C (Poor): Asset is operational but major repair or replacement will be needed. | Category 2 (Necessary): Essential work required to prevent the deterioration of an asset. | 10 | 2020-12-14 | 3.3621 | 47.2758 | x | 3 | 4. Significant | 11971 | Reactive Maintenance | 3
1014152 | Closed-Circuit Television (CCTV) | C (Poor): Asset is operational but major repair or replacement will be needed. | Category 2 (Necessary): Essential work required to prevent the deterioration of an asset. | 15 | 2010-06-21 | 13.8453 | 35.5396 | x | 3 | 5. Severe | 11971 | Reactive Maintenance | 1
1014153 | Pneumatic Tube Systems | C (Poor): Asset is operational but major repair or replacement will be needed. | Category 2 (Necessary): Essential work required to prevent the deterioration of an asset. | 20 | 2023-06-10 | 0.87611 | 53.1239 | x | 3 | 4. Significant | 11971 | Reactive Maintenance | 3
1014154 | Emergency Lighting - Self Contained | C (Poor): Asset is operational but major repair or replacement will be needed. | Category 2 (Necessary): Essential work required to prevent the deterioration of an asset. | 25 | 2000-05-22 | 23.9261 | 34.8591 | x | 3 | 4. Significant | 11971 | Reactive Maintenance | 3
1014157 | Fire Doors | C (Poor): Asset is operational but major repair or replacement will be needed. | Category 2 (Necessary): Essential work required to prevent the deterioration of an asset. | 20 | 2012-05-01 | 11.9836 | 42.0164 | x | 3 | 3. Moderate | 11971 | Reactive Maintenance | 7
1014158 | Fire Doors | C (Poor): Asset is operational but major repair or replacement will be needed. | Category 2 (Necessary): Essential work required to prevent the deterioration of an asset. | 20 | 2007-12-31 | 16.3176 | 37.6824 | x | 3 | 3. Moderate | 11971 | Reactive Maintenance | 7
1014163 | Hand Dryer | C (Poor): Asset is operational but major repair or replacement will be needed. | Category 2 (Necessary): Essential work required to prevent the deterioration of an asset. | 5 | 2020-01-31 | 4.2327 | 37.0691 | x | 3 | 2. Minor | 11971 | Reactive Maintenance | 14
1014164 | Pipework Systems - General | C (Poor): Asset is operational but major repair or replacement will be needed. | Category 2 (Necessary): Essential work required to prevent the deterioration of an asset. | 20 | 2010-09-23 | 13.588 | 40.412 | x | 3 | 4. Significant | 11971 | Reactive Maintenance | 3
1014165 | Pipework Systems - General | C (Poor): Asset is operational but major repair or replacement will be needed. | Category 2 (Necessary): Essential work required to prevent the deterioration of an asset. | 45 | 1997-12-24 | 26.3354 | 42.2954 | x | 3 | 4. Significant | 11971 | Reactive Maintenance | 3
1014167 | Intruder Alarms | C (Poor): Asset is operational but major repair or replacement will be needed. | Category 2 (Necessary): Essential work required to prevent the deterioration of an asset. | 15 | 2016-12-30 | 7.3183 | 44.2423 | x | 3 | 5. Severe | 11971 | Reactive Maintenance | 1
1014168 | Intruder Alarms | C (Poor): Asset is operational but major repair or replacement will be needed. | Category 2 (Necessary): Essential work required to prevent the deterioration of an asset. | 15 | 2023-11-28 | 0.40794 | 53.4561 | x | 3 | 5. Severe | 11971 | Reactive Maintenance | 1
1014169 | Electrical Installation - Generally | C (Poor): Asset is operational but major repair or replacement will be needed. | Category 2 (Necessary): Essential work required to prevent the deterioration of an asset. | 35 | 2006-05-19 | 17.9357 | 43.7511 | x | 3 | 4. Significant | 11971 | Reactive Maintenance | 3
1014170 | Medical gas pipework, manifolds, outlets & accessories | D (Very Poor): Asset runs a serious risk of imminent breakdown or poses a health and safety risk. | Category 1 (Urgent): Critical work required to address serious health and safety issues and correct any breach of legislation. | 20 | 2010-01-28 | 14.2396 | 25.7604 | x | 3 | 4. Significant | 11971 | Reactive Maintenance | 3
1014172 | Fire Extinguishers - Foam (Stored Pressure) | C (Poor): Asset is operational but major repair or replacement will be needed. | Category 2 (Necessary): Essential work required to prevent the deterioration of an asset. | 15 | 2012-07-29 | 11.7399 | 38.3468 | x | 3 | 5. Severe | 11971 | Reactive Maintenance | 1
1014174 | Roof Coverings and Flashings | C (Poor): Asset is operational but major repair or replacement will be needed. | Category 2 (Necessary): Essential work required to prevent the deterioration of an asset. | 40 | 2001-06-01 | 22.8994 | 42.5503 | x | 3 | 4. Significant | 11971 | Reactive Maintenance | 3
1014176 | Showers | C (Poor): Asset is operational but major repair or replacement will be needed. | Category 2 (Necessary): Essential work required to prevent the deterioration of an asset. | 5 | 2022-09-30 | 1.5688 | 47.7248 | x | 3 | 3. Moderate | 11971 | Reactive Maintenance | 7
1014177 | Fans - Window or Wall Mounted | C (Poor): Asset is operational but major repair or replacement will be needed. | Category 2 (Necessary): Essential work required to prevent the deterioration of an asset. | 15 | 2021-02-26 | 3.1595 | 49.7874 | x | 3 | 2. Minor | 11971 | Reactive Maintenance | 14
1014181 | Toilet and Shower Areas | C (Poor): Asset is operational but major repair or replacement will be needed. | Category 2 (Necessary): Essential work required to prevent the deterioration of an asset. | 25 | 2006-08-30 | 17.6537 | 39.8771 | x | 3 | 3. Moderate | 11971 | Reactive Maintenance | 7
1014185 | Refrigerant Distribution System | C (Poor): Asset is operational but major repair or replacement will be needed. | Category 2 (Necessary): Essential work required to prevent the deterioration of an asset. | 30 | 2017-06-12 | 6.8693 | 51.4205 | x | 2 | 4. Significant | 10156 | Reactive Maintenance | 3
1014186 | Refrigerant Distribution System | C (Poor): Asset is operational but major repair or replacement will be needed. | Category 2 (Necessary): Essential work required to prevent the deterioration of an asset. | 30 | 2017-10-11 | 6.538 | 51.6413 | x | 2 | 4. Significant | 10156 | Reactive Maintenance | 3
1014187 | Refrigerant Distribution System | C (Poor): Asset is operational but major repair or replacement will be needed. | Category 2 (Necessary): Essential work required to prevent the deterioration of an asset. | 30 | 2005-12-14 | 18.3628 | 43.7582 | x | 2 | 4. Significant | 10156 | Reactive Maintenance | 3
1014195 | Access Control | C (Poor): Asset is operational but major repair or replacement will be needed. | Category 2 (Necessary): Essential work required to prevent the deterioration of an asset. | 15 | 2021-06-23 | 2.8392 | 52.2145 | x | 2 | 4. Significant | 10156 | Reactive Maintenance | 3
1014196 | Access Control | C (Poor): Asset is operational but major repair or replacement will be needed. | Category 2 (Necessary): Essential work required to prevent the deterioration of an asset. | 15 | 2013-03-12 | 11.1211 | 41.1718 | x | 2 | 4. Significant | 10156 | Reactive Maintenance | 3
1014197 | Access Control | C (Poor): Asset is operational but major repair or replacement will be needed. | Category 2 (Necessary): Essential work required to prevent the deterioration of an asset. | 15 | 2014-07-01 | 9.8179 | 42.9094 | x | 2 | 4. Significant | 10156 | Reactive Maintenance | 3
1014198 | Access Control | C (Poor): Asset is operational but major repair or replacement will be needed. | Category 2 (Necessary): Essential work required to prevent the deterioration of an asset. | 15 | 2014-11-24 | 9.4182 | 43.4424 | x | 2 | 4. Significant | 10156 | Reactive Maintenance | 3
1014200 | Outstations | C (Poor): Asset is operational but major repair or replacement will be needed. | Category 2 (Necessary): Essential work required to prevent the deterioration of an asset. | 10 | 2023-12-16 | 0.35866 | 55.2827 | x | 2 | 4. Significant | 10156 | Reactive Maintenance | 3
1014211 | Closed-Circuit Television (CCTV) | C (Poor): Asset is operational but major repair or replacement will be needed. | Category 2 (Necessary): Essential work required to prevent the deterioration of an asset. | 15 | 2017-09-29 | 6.5708 | 47.2389 | x | 2 | 5. Severe | 10156 | Reactive Maintenance | 1
1014212 | Closed-Circuit Television (CCTV) | C (Poor): Asset is operational but major repair or replacement will be needed. | Category 2 (Necessary): Essential work required to prevent the deterioration of an asset. | 15 | 2016-02-15 | 8.1916 | 45.0778 | x | 2 | 5. Severe | 10156 | Reactive Maintenance | 1
1014213 | Pneumatic Tube Systems | C (Poor): Asset is operational but major repair or replacement will be needed. | Category 2 (Necessary): Essential work required to prevent the deterioration of an asset. | 20 | 2017-05-20 | 6.9322 | 49.0678 | x | 2 | 4. Significant | 10156 | Reactive Maintenance | 3
1014214 | Emergency Lighting - Self Contained | C (Poor): Asset is operational but major repair or replacement will be needed. | Category 2 (Necessary): Essential work required to prevent the deterioration of an asset. | 25 | 2003-01-19 | 21.2649 | 38.9881 | x | 2 | 4. Significant | 10156 | Reactive Maintenance | 3
1014215 | Emergency Lighting - Self Contained | C (Poor): Asset is operational but major repair or replacement will be needed. | Category 2 (Necessary): Essential work required to prevent the deterioration of an asset. | 25 | 2008-11-14 | 15.4442 | 43.6446 | x | 2 | 4. Significant | 10156 | Reactive Maintenance | 3
1014216 | Emergency Lighting - Self Contained | C (Poor): Asset is operational but major repair or replacement will be needed. | Category 2 (Necessary): Essential work required to prevent the deterioration of an asset. | 25 | 2005-07-18 | 18.7707 | 40.9834 | x | 2 | 4. Significant | 10156 | Reactive Maintenance | 3
1014217 | Emergency Lighting - Self Contained | C (Poor): Asset is operational but major repair or replacement will be needed. | Category 2 (Necessary): Essential work required to prevent the deterioration of an asset. | 25 | 2016-03-31 | 8.0684 | 49.5452 | x | 2 | 4. Significant | 10156 | Reactive Maintenance | 3
1014218 | Emergency Lighting - Self Contained | C (Poor): Asset is operational but major repair or replacement will be needed. | Category 2 (Necessary): Essential work required to prevent the deterioration of an asset. | 25 | 2014-09-16 | 9.6071 | 48.3143 | x | 2 | 4. Significant | 10156 | Reactive Maintenance | 3
1014220 | Fire Doors | C (Poor): Asset is operational but major repair or replacement will be needed. | Category 2 (Necessary): Essential work required to prevent the deterioration of an asset. | 20 | 2016-09-10 | 7.6222 | 48.3778 | x | 2 | 3. Moderate | 10156 | Reactive Maintenance | 7
1014221 | Fire Doors | C (Poor): Asset is operational but major repair or replacement will be needed. | Category 2 (Necessary): Essential work required to prevent the deterioration of an asset. | 20 | 2008-04-19 | 16.0164 | 39.9836 | x | 2 | 3. Moderate | 10156 | Reactive Maintenance | 7
1014222 | Fire Doors | C (Poor): Asset is operational but major repair or replacement will be needed. | Category 2 (Necessary): Essential work required to prevent the deterioration of an asset. | 20 | 2023-07-31 | 0.73648 | 55.2635 | x | 2 | 3. Moderate | 10156 | Reactive Maintenance | 7
1014228 | Pipework for Low Pressure Natural Gas, Liquefied Petroleum Gas (LPG) or Oil | C (Poor): Asset is operational but major repair or replacement will be needed. | Category 2 (Necessary): Essential work required to prevent the deterioration of an asset. | 50 | 2019-11-19 | 4.4326 | 54.227 | x | 2 | 5. Severe | 10156 | Reactive Maintenance | 1
1014229 | Pipework for Low Pressure Natural Gas, Liquefied Petroleum Gas (LPG) or Oil | C (Poor): Asset is operational but major repair or replacement will be needed. | Category 2 (Necessary): Essential work required to prevent the deterioration of an asset. | 50 | 2006-11-07 | 17.4648 | 49.0141 | x | 2 | 5. Severe | 10156 | Reactive Maintenance | 1
1014315 | Hand Dryer | C (Poor): Asset is operational but major repair or replacement will be needed. | Category 2 (Necessary): Essential work required to prevent the deterioration of an asset. | 5 | 2021-06-24 | 2.8364 | 44.6543 | x | 2 | 2. Minor | 10156 | Reactive Maintenance | 14
1014316 | Pipework Systems - General | C (Poor): Asset is operational but major repair or replacement will be needed. | Category 2 (Necessary): Essential work required to prevent the deterioration of an asset. | 20 | 2008-01-10 | 16.2902 | 39.7098 | x | 2 | 4. Significant | 10156 | Reactive Maintenance | 3
1014317 | Pipework Systems - General | C (Poor): Asset is operational but major repair or replacement will be needed. | Category 2 (Necessary): Essential work required to prevent the deterioration of an asset. | 20 | 2024-01-26 | 0.24641 | 55.7536 | x | 2 | 4. Significant | 10156 | Reactive Maintenance | 3
1014318 | Pipework Systems - General | C (Poor): Asset is operational but major repair or replacement will be needed. | Category 2 (Necessary): Essential work required to prevent the deterioration of an asset. | 20 | 2006-06-16 | 17.859 | 38.141 | x | 2 | 4. Significant | 10156 | Reactive Maintenance | 3
1014319 | Pipework Systems - General | C (Poor): Asset is operational but major repair or replacement will be needed. | Category 2 (Necessary): Essential work required to prevent the deterioration of an asset. | 20 | 2017-04-01 | 7.0664 | 48.9336 | x | 2 | 4. Significant | 10156 | Reactive Maintenance | 3
1014320 | Pipework Systems - General | C (Poor): Asset is operational but major repair or replacement will be needed. | Category 2 (Necessary): Essential work required to prevent the deterioration of an asset. | 20 | 2010-12-02 | 13.3963 | 42.6037 | x | 2 | 4. Significant | 10156 | Reactive Maintenance | 3
1014321 | Pipework Systems - General | C (Poor): Asset is operational but major repair or replacement will be needed. | Category 2 (Necessary): Essential work required to prevent the deterioration of an asset. | 20 | 2009-07-31 | 14.7351 | 41.2649 | x | 2 | 4. Significant | 10156 | Reactive Maintenance | 3
1014322 | Pipework Systems - General | C (Poor): Asset is operational but major repair or replacement will be needed. | Category 2 (Necessary): Essential work required to prevent the deterioration of an asset. | 20 | 2023-06-29 | 0.82409 | 55.1759 | x | 2 | 4. Significant | 10156 | Reactive Maintenance | 3
1014323 | Pipework Systems - General | C (Poor): Asset is operational but major repair or replacement will be needed. | Category 2 (Necessary): Essential work required to prevent the deterioration of an asset. | 20 | 2012-02-16 | 12.1889 | 43.8111 | x | 2 | 4. Significant | 10156 | Reactive Maintenance | 3
1014324 | Pipework Systems - General | C (Poor): Asset is operational but major repair or replacement will be needed. | Category 2 (Necessary): Essential work required to prevent the deterioration of an asset. | 20 | 2006-08-09 | 17.7112 | 38.2888 | x | 2 | 4. Significant | 10156 | Reactive Maintenance | 3
1014325 | Pipework Systems - General | C (Poor): Asset is operational but major repair or replacement will be needed. | Category 2 (Necessary): Essential work required to prevent the deterioration of an asset. | 35 | 2002-08-01 | 21.7331 | 43.5811 | x | 2 | 4. Significant | 10156 | Reactive Maintenance | 3
1014326 | Pipework Systems - General | C (Poor): Asset is operational but major repair or replacement will be needed. | Category 2 (Necessary): Essential work required to prevent the deterioration of an asset. | 35 | 1995-11-17 | 28.4381 | 39.7497 | x | 2 | 4. Significant | 10156 | Reactive Maintenance | 3
1014327 | Pipework Systems - General | C (Poor): Asset is operational but major repair or replacement will be needed. | Category 2 (Necessary): Essential work required to prevent the deterioration of an asset. | 35 | 1998-10-06 | 25.5524 | 41.3987 | x | 2 | 4. Significant | 10156 | Reactive Maintenance | 3
1014328 | Pipework Systems - General | C (Poor): Asset is operational but major repair or replacement will be needed. | Category 2 (Necessary): Essential work required to prevent the deterioration of an asset. | 35 | 2003-02-18 | 21.1828 | 43.8956 | x | 2 | 4. Significant | 10156 | Reactive Maintenance | 3
1014329 | Pipework Systems - General | C (Poor): Asset is operational but major repair or replacement will be needed. | Category 2 (Necessary): Essential work required to prevent the deterioration of an asset. | 35 | 2002-03-22 | 22.0945 | 43.3746 | x | 2 | 4. Significant | 10156 | Reactive Maintenance | 3
1014330 | Pipework Systems - General | C (Poor): Asset is operational but major repair or replacement will be needed. | Category 2 (Necessary): Essential work required to prevent the deterioration of an asset. | 35 | 2001-05-02 | 22.9815 | 42.8677 | x | 2 | 4. Significant | 10156 | Reactive Maintenance | 3
1014331 | Pipework Systems - General | C (Poor): Asset is operational but major repair or replacement will be needed. | Category 2 (Necessary): Essential work required to prevent the deterioration of an asset. | 35 | 2020-12-12 | 3.3676 | 54.0757 | x | 2 | 4. Significant | 10156 | Reactive Maintenance | 3
1014332 | Pipework Systems - General | C (Poor): Asset is operational but major repair or replacement will be needed. | Category 2 (Necessary): Essential work required to prevent the deterioration of an asset. | 35 | 2022-11-10 | 1.4565 | 55.1677 | x | 2 | 4. Significant | 10156 | Reactive Maintenance | 3
1014333 | Pipework Systems - General | C (Poor): Asset is operational but major repair or replacement will be needed. | Category 2 (Necessary): Essential work required to prevent the deterioration of an asset. | 45 | 1998-10-20 | 25.514 | 44.6604 | x | 2 | 4. Significant | 10156 | Reactive Maintenance | 3
1014334 | Pipework Systems - General | C (Poor): Asset is operational but major repair or replacement will be needed. | Category 2 (Necessary): Essential work required to prevent the deterioration of an asset. | 45 | 2014-05-13 | 9.9521 | 51.5768 | x | 2 | 4. Significant | 10156 | Reactive Maintenance | 3
1014335 | Pipework Systems - General | C (Poor): Asset is operational but major repair or replacement will be needed. | Category 2 (Necessary): Essential work required to prevent the deterioration of an asset. | 45 | 2004-09-13 | 19.614 | 47.2827 | x | 2 | 4. Significant | 10156 | Reactive Maintenance | 3
1014336 | Pipework Systems - General | C (Poor): Asset is operational but major repair or replacement will be needed. | Category 2 (Necessary): Essential work required to prevent the deterioration of an asset. | 45 | 1994-06-05 | 29.8891 | 42.7159 | x | 2 | 4. Significant | 10156 | Reactive Maintenance | 3
1014337 | Pipework Systems - General | C (Poor): Asset is operational but major repair or replacement will be needed. | Category 2 (Necessary): Essential work required to prevent the deterioration of an asset. | 45 | 2012-03-16 | 12.1095 | 50.618 | x | 2 | 4. Significant | 10156 | Reactive Maintenance | 3
1014338 | Pipework Systems - General | C (Poor): Asset is operational but major repair or replacement will be needed. | Category 2 (Necessary): Essential work required to prevent the deterioration of an asset. | 45 | 1996-09-25 | 27.5811 | 43.7417 | x | 2 | 4. Significant | 10156 | Reactive Maintenance | 3
1014339 | Pipework Systems - General | C (Poor): Asset is operational but major repair or replacement will be needed. | Category 2 (Necessary): Essential work required to prevent the deterioration of an asset. | 45 | 1996-03-25 | 28.0849 | 43.5178 | x | 2 | 4. Significant | 10156 | Reactive Maintenance | 3
1014340 | Pipework Systems - General | C (Poor): Asset is operational but major repair or replacement will be needed. | Category 2 (Necessary): Essential work required to prevent the deterioration of an asset. | 45 | 2006-12-01 | 17.399 | 48.2671 | x | 2 | 4. Significant | 10156 | Reactive Maintenance | 3
1014341 | Pipework Systems - General | C (Poor): Asset is operational but major repair or replacement will be needed. | Category 2 (Necessary): Essential work required to prevent the deterioration of an asset. | 45 | 2012-03-15 | 12.1123 | 50.6168 | x | 2 | 4. Significant | 10156 | Reactive Maintenance | 3
1014342 | Pipework Systems - General | C (Poor): Asset is operational but major repair or replacement will be needed. | Category 2 (Necessary): Essential work required to prevent the deterioration of an asset. | 20 | 2007-02-11 | 17.2019 | 38.7981 | x | 2 | 4. Significant | 10156 | Reactive Maintenance | 3
1014343 | Pipework Systems - General | C (Poor): Asset is operational but major repair or replacement will be needed. | Category 2 (Necessary): Essential work required to prevent the deterioration of an asset. | 20 | 2017-12-14 | 6.3628 | 49.6372 | x | 2 | 4. Significant | 10156 | Reactive Maintenance | 3
1014344 | Pipework Systems - General | C (Poor): Asset is operational but major repair or replacement will be needed. | Category 2 (Necessary): Essential work required to prevent the deterioration of an asset. | 20 | 2007-08-08 | 16.7146 | 39.2854 | x | 2 | 4. Significant | 10156 | Reactive Maintenance | 3
1014345 | Pipework Systems - General | C (Poor): Asset is operational but major repair or replacement will be needed. | Category 2 (Necessary): Essential work required to prevent the deterioration of an asset. | 20 | 2020-05-07 | 3.9671 | 52.0329 | x | 2 | 4. Significant | 10156 | Reactive Maintenance | 3
1014346 | Pipework Systems - General | C (Poor): Asset is operational but major repair or replacement will be needed. | Category 2 (Necessary): Essential work required to prevent the deterioration of an asset. | 20 | 2007-10-01 | 16.5667 | 39.4333 | x | 2 | 4. Significant | 10156 | Reactive Maintenance | 3
1014347 | Pipework Systems - General | C (Poor): Asset is operational but major repair or replacement will be needed. | Category 2 (Necessary): Essential work required to prevent the deterioration of an asset. | 20 | 2013-03-21 | 11.0965 | 44.9035 | x | 2 | 4. Significant | 10156 | Reactive Maintenance | 3
1014348 | Pipework Systems - General | C (Poor): Asset is operational but major repair or replacement will be needed. | Category 2 (Necessary): Essential work required to prevent the deterioration of an asset. | 20 | 2013-05-17 | 10.9405 | 45.0595 | x | 2 | 4. Significant | 10156 | Reactive Maintenance | 3
1014349 | Pipework Systems - General | C (Poor): Asset is operational but major repair or replacement will be needed. | Category 2 (Necessary): Essential work required to prevent the deterioration of an asset. | 35 | 2000-06-27 | 23.8275 | 42.3843 | x | 2 | 4. Significant | 10156 | Reactive Maintenance | 3
1014350 | Pipework Systems - General | C (Poor): Asset is operational but major repair or replacement will be needed. | Category 2 (Necessary): Essential work required to prevent the deterioration of an asset. | 35 | 1997-11-20 | 26.4285 | 40.898 | x | 2 | 4. Significant | 10156 | Reactive Maintenance | 3
1014351 | Pipework Systems - General | C (Poor): Asset is operational but major repair or replacement will be needed. | Category 2 (Necessary): Essential work required to prevent the deterioration of an asset. | 35 | 2016-01-10 | 8.2902 | 51.2627 | x | 2 | 4. Significant | 10156 | Reactive Maintenance | 3
1014352 | Pipework Systems - General | C (Poor): Asset is operational but major repair or replacement will be needed. | Category 2 (Necessary): Essential work required to prevent the deterioration of an asset. | 45 | 2014-11-14 | 9.4456 | 51.802 | x | 2 | 4. Significant | 10156 | Reactive Maintenance | 3
1014353 | Pipework Systems - General | C (Poor): Asset is operational but major repair or replacement will be needed. | Category 2 (Necessary): Essential work required to prevent the deterioration of an asset. | 45 | 2005-01-23 | 19.2526 | 47.4433 | x | 2 | 4. Significant | 10156 | Reactive Maintenance | 3
1014357 | Intruder Alarms | C (Poor): Asset is operational but major repair or replacement will be needed. | Category 2 (Necessary): Essential work required to prevent the deterioration of an asset. | 15 | 2022-07-27 | 1.7467 | 53.671 | x | 2 | 5. Severe | 10156 | Reactive Maintenance | 1
1014358 | Lightning Conductor and Earth | C (Poor): Asset is operational but major repair or replacement will be needed. | Category 2 (Necessary): Essential work required to prevent the deterioration of an asset. | 30 | 1999-11-15 | 24.4435 | 39.7043 | x | 2 | 4. Significant | 10156 | Reactive Maintenance | 3
1014359 | Lightning Conductor and Earth | C (Poor): Asset is operational but major repair or replacement will be needed. | Category 2 (Necessary): Essential work required to prevent the deterioration of an asset. | 30 | 2023-06-08 | 0.88159 | 55.4123 | x | 2 | 4. Significant | 10156 | Reactive Maintenance | 3
1014360 | Electrical Installation - Generally | C (Poor): Asset is operational but major repair or replacement will be needed. | Category 2 (Necessary): Essential work required to prevent the deterioration of an asset. | 35 | 1996-01-23 | 28.2546 | 39.8545 | x | 2 | 4. Significant | 10156 | Reactive Maintenance | 3
1014361 | Electrical Installation - Generally | C (Poor): Asset is operational but major repair or replacement will be needed. | Category 2 (Necessary): Essential work required to prevent the deterioration of an asset. | 35 | 2004-10-11 | 19.5373 | 44.8358 | x | 2 | 4. Significant | 10156 | Reactive Maintenance | 3
1014362 | Electrical Installation - Generally | C (Poor): Asset is operational but major repair or replacement will be needed. | Category 2 (Necessary): Essential work required to prevent the deterioration of an asset. | 35 | 1999-08-22 | 24.6762 | 41.8993 | x | 2 | 4. Significant | 10156 | Reactive Maintenance | 3
1014363 | Electrical Installation - Generally | C (Poor): Asset is operational but major repair or replacement will be needed. | Category 2 (Necessary): Essential work required to prevent the deterioration of an asset. | 35 | 2003-10-21 | 20.512 | 44.2789 | x | 2 | 4. Significant | 10156 | Reactive Maintenance | 3
1014364 | Electrical Installation - Generally | C (Poor): Asset is operational but major repair or replacement will be needed. | Category 2 (Necessary): Essential work required to prevent the deterioration of an asset. | 35 | 2021-12-19 | 2.3491 | 54.6577 | x | 2 | 4. Significant | 10156 | Reactive Maintenance | 3
1014365 | Electrical Installation - Generally | C (Poor): Asset is operational but major repair or replacement will be needed. | Category 2 (Necessary): Essential work required to prevent the deterioration of an asset. | 35 | 2016-04-15 | 8.0274 | 51.4129 | x | 2 | 4. Significant | 10156 | Reactive Maintenance | 3
1014366 | Electrical Installation - Generally | C (Poor): Asset is operational but major repair or replacement will be needed. | Category 2 (Necessary): Essential work required to prevent the deterioration of an asset. | 35 | 2018-02-26 | 6.1602 | 52.4799 | x | 2 | 4. Significant | 10156 | Reactive Maintenance | 3
1014367 | Medical gas pipework, manifolds, outlets & accessories | D (Very Poor): Asset runs a serious risk of imminent breakdown or poses a health and safety risk. | Category 1 (Urgent): Critical work required to address serious health and safety issues and correct any breach of legislation. | 20 | 2015-11-27 | 8.4107 | 33.5893 | x | 2 | 4. Significant | 10156 | Reactive Maintenance | 3
1014369 | Fire Extinguishers - Foam (Stored Pressure) | C (Poor): Asset is operational but major repair or replacement will be needed. | Category 2 (Necessary): Essential work required to prevent the deterioration of an asset. | 15 | 2012-12-01 | 11.3977 | 40.8031 | x | 2 | 5. Severe | 10156 | Reactive Maintenance | 1
1014374 | Roof Coverings and Flashings | C (Poor): Asset is operational but major repair or replacement will be needed. | Category 2 (Necessary): Essential work required to prevent the deterioration of an asset. | 40 | 2005-11-30 | 18.4011 | 46.7995 | x | 2 | 4. Significant | 10156 | Reactive Maintenance | 3
1014375 | Roof Coverings and Flashings | C (Poor): Asset is operational but major repair or replacement will be needed. | Category 2 (Necessary): Essential work required to prevent the deterioration of an asset. | 40 | 2012-05-04 | 11.9754 | 50.0123 | x | 2 | 4. Significant | 10156 | Reactive Maintenance | 3
1014376 | Roof Coverings and Flashings | C (Poor): Asset is operational but major repair or replacement will be needed. | Category 2 (Necessary): Essential work required to prevent the deterioration of an asset. | 40 | 2018-11-13 | 5.4483 | 53.2758 | x | 2 | 4. Significant | 10156 | Reactive Maintenance | 3
1014377 | Roof Coverings and Flashings | C (Poor): Asset is operational but major repair or replacement will be needed. | Category 2 (Necessary): Essential work required to prevent the deterioration of an asset. | 40 | 2013-03-08 | 11.1321 | 50.4339 | x | 2 | 4. Significant | 10156 | Reactive Maintenance | 3
1014378 | Roof Coverings and Flashings | C (Poor): Asset is operational but major repair or replacement will be needed. | Category 2 (Necessary): Essential work required to prevent the deterioration of an asset. | 40 | 2009-09-11 | 14.6201 | 48.6899 | x | 2 | 4. Significant | 10156 | Reactive Maintenance | 3
1014379 | Roof Coverings and Flashings | C (Poor): Asset is operational but major repair or replacement will be needed. | Category 2 (Necessary): Essential work required to prevent the deterioration of an asset. | 40 | 2013-04-03 | 11.0609 | 50.4695 | x | 2 | 4. Significant | 10156 | Reactive Maintenance | 3
1014396 | Showers | C (Poor): Asset is operational but major repair or replacement will be needed. | Category 2 (Necessary): Essential work required to prevent the deterioration of an asset. | 5 | 2023-03-06 | 1.1389 | 51.4442 | x | 2 | 3. Moderate | 10156 | Reactive Maintenance | 7
1014397 | Showers | C (Poor): Asset is operational but major repair or replacement will be needed. | Category 2 (Necessary): Essential work required to prevent the deterioration of an asset. | 5 | 2021-05-23 | 2.924 | 44.3039 | x | 2 | 3. Moderate | 10156 | Reactive Maintenance | 7
1014398 | Showers | C (Poor): Asset is operational but major repair or replacement will be needed. | Category 2 (Necessary): Essential work required to prevent the deterioration of an asset. | 5 | 2023-09-15 | 0.61054 | 53.5578 | x | 2 | 3. Moderate | 10156 | Reactive Maintenance | 7
1014399 | Showers | C (Poor): Asset is operational but major repair or replacement will be needed. | Category 2 (Necessary): Essential work required to prevent the deterioration of an asset. | 5 | 2022-10-09 | 1.5441 | 49.8234 | x | 2 | 3. Moderate | 10156 | Reactive Maintenance | 7
1014400 | Showers | C (Poor): Asset is operational but major repair or replacement will be needed. | Category 2 (Necessary): Essential work required to prevent the deterioration of an asset. | 5 | 2020-03-27 | 4.0794 | 39.6824 | x | 2 | 3. Moderate | 10156 | Reactive Maintenance | 7
1014401 | Showers | C (Poor): Asset is operational but major repair or replacement will be needed. | Category 2 (Necessary): Essential work required to prevent the deterioration of an asset. | 5 | 2021-10-12 | 2.5352 | 45.859 | x | 2 | 3. Moderate | 10156 | Reactive Maintenance | 7
1014402 | Steam Services | D (Very Poor): Asset runs a serious risk of imminent breakdown or poses a health and safety risk. | Category 1 (Urgent): Critical work required to address serious health and safety issues and correct any breach of legislation. | 25 | 2001-01-28 | 23.2389 | 23.4089 | x | 2 | 5. Severe | 10156 | Reactive Maintenance | 1
1014403 | Steam Services | D (Very Poor): Asset runs a serious risk of imminent breakdown or poses a health and safety risk. | Category 1 (Urgent): Critical work required to address serious health and safety issues and correct any breach of legislation. | 25 | 2019-01-31 | 5.232 | 37.8144 | x | 2 | 5. Severe | 10156 | Reactive Maintenance | 1
1014404 | Steam Services | D (Very Poor): Asset runs a serious risk of imminent breakdown or poses a health and safety risk. | Category 1 (Urgent): Critical work required to address serious health and safety issues and correct any breach of legislation. | 25 | 2010-07-15 | 13.7796 | 30.9763 | x | 2 | 5. Severe | 10156 | Reactive Maintenance | 1
1014405 | Fans - Window or Wall Mounted | C (Poor): Asset is operational but major repair or replacement will be needed. | Category 2 (Necessary): Essential work required to prevent the deterioration of an asset. | 15 | 2013-11-14 | 10.4449 | 42.0735 | x | 2 | 2. Minor | 10156 | Reactive Maintenance | 14
1014406 | Fans - Window or Wall Mounted | C (Poor): Asset is operational but major repair or replacement will be needed. | Category 2 (Necessary): Essential work required to prevent the deterioration of an asset. | 15 | 2015-01-04 | 9.306 | 43.5921 | x | 2 | 2. Minor | 10156 | Reactive Maintenance | 14
1014407 | Fans - Window or Wall Mounted | C (Poor): Asset is operational but major repair or replacement will be needed. | Category 2 (Necessary): Essential work required to prevent the deterioration of an asset. | 15 | 2021-10-18 | 2.5188 | 52.6416 | x | 2 | 2. Minor | 10156 | Reactive Maintenance | 14
1014408 | Fans - Window or Wall Mounted | C (Poor): Asset is operational but major repair or replacement will be needed. | Category 2 (Necessary): Essential work required to prevent the deterioration of an asset. | 15 | 2015-10-05 | 8.5558 | 44.5923 | x | 2 | 2. Minor | 10156 | Reactive Maintenance | 14
1014409 | Fans - Window or Wall Mounted | C (Poor): Asset is operational but major repair or replacement will be needed. | Category 2 (Necessary): Essential work required to prevent the deterioration of an asset. | 15 | 2022-06-11 | 1.8727 | 53.5031 | x | 2 | 2. Minor | 10156 | Reactive Maintenance | 14
1014410 | Fans - Window or Wall Mounted | C (Poor): Asset is operational but major repair or replacement will be needed. | Category 2 (Necessary): Essential work required to prevent the deterioration of an asset. | 15 | 2020-08-24 | 3.6687 | 51.1084 | x | 2 | 2. Minor | 10156 | Reactive Maintenance | 14
1014411 | Fans - Window or Wall Mounted | C (Poor): Asset is operational but major repair or replacement will be needed. | Category 2 (Necessary): Essential work required to prevent the deterioration of an asset. | 15 | 2023-02-04 | 1.2211 | 54.3719 | x | 2 | 2. Minor | 10156 | Reactive Maintenance | 14
1014412 | Fans - Window or Wall Mounted | C (Poor): Asset is operational but major repair or replacement will be needed. | Category 2 (Necessary): Essential work required to prevent the deterioration of an asset. | 15 | 2013-03-12 | 11.1211 | 41.1718 | x | 2 | 2. Minor | 10156 | Reactive Maintenance | 14
1014413 | Fans - Window or Wall Mounted | C (Poor): Asset is operational but major repair or replacement will be needed. | Category 2 (Necessary): Essential work required to prevent the deterioration of an asset. | 15 | 2013-07-18 | 10.7707 | 41.6391 | x | 2 | 2. Minor | 10156 | Reactive Maintenance | 14
1014414 | Fans - Window or Wall Mounted | C (Poor): Asset is operational but major repair or replacement will be needed. | Category 2 (Necessary): Essential work required to prevent the deterioration of an asset. | 15 | 2014-07-10 | 9.7933 | 42.9423 | x | 2 | 2. Minor | 10156 | Reactive Maintenance | 14
1014418 | Toilet and Shower Areas | C (Poor): Asset is operational but major repair or replacement will be needed. | Category 2 (Necessary): Essential work required to prevent the deterioration of an asset. | 25 | 2019-12-11 | 4.3723 | 52.5021 | x | 2 | 3. Moderate | 10156 | Reactive Maintenance | 7
1014419 | Toilet and Shower Areas | C (Poor): Asset is operational but major repair or replacement will be needed. | Category 2 (Necessary): Essential work required to prevent the deterioration of an asset. | 25 | 2005-02-27 | 19.1567 | 40.6746 | x | 2 | 3. Moderate | 10156 | Reactive Maintenance | 7
1014420 | Toilet and Shower Areas | C (Poor): Asset is operational but major repair or replacement will be needed. | Category 2 (Necessary): Essential work required to prevent the deterioration of an asset. | 25 | 2013-03-29 | 11.0746 | 47.1403 | x | 2 | 3. Moderate | 10156 | Reactive Maintenance | 7
1014421 | Toilet and Shower Areas | C (Poor): Asset is operational but major repair or replacement will be needed. | Category 2 (Necessary): Essential work required to prevent the deterioration of an asset. | 25 | 2019-04-08 | 5.0486 | 51.9611 | x | 2 | 3. Moderate | 10156 | Reactive Maintenance | 7
1014422 | Toilet and Shower Areas | C (Poor): Asset is operational but major repair or replacement will be needed. | Category 2 (Necessary): Essential work required to prevent the deterioration of an asset. | 25 | 2004-02-22 | 20.1725 | 39.862 | x | 2 | 3. Moderate | 10156 | Reactive Maintenance | 7
1014423 | Toilet and Shower Areas | C (Poor): Asset is operational but major repair or replacement will be needed. | Category 2 (Necessary): Essential work required to prevent the deterioration of an asset. | 25 | 2021-10-29 | 2.4887 | 54.009 | x | 2 | 3. Moderate | 10156 | Reactive Maintenance | 7
1014424 | Toilet and Shower Areas | C (Poor): Asset is operational but major repair or replacement will be needed. | Category 2 (Necessary): Essential work required to prevent the deterioration of an asset. | 25 | 2018-08-31 | 5.6509 | 51.4793 | x | 2 | 3. Moderate | 10156 | Reactive Maintenance | 7
1014425 | Toilet and Shower Areas | C (Poor): Asset is operational but major repair or replacement will be needed. | Category 2 (Necessary): Essential work required to prevent the deterioration of an asset. | 25 | 1999-07-10 | 24.794 | 36.1648 | x | 2 | 3. Moderate | 10156 | Reactive Maintenance | 7
1014426 | Toilet and Shower Areas | C (Poor): Asset is operational but major repair or replacement will be needed. | Category 2 (Necessary): Essential work required to prevent the deterioration of an asset. | 25 | 2014-07-07 | 9.8015 | 48.1588 | x | 2 | 3. Moderate | 10156 | Reactive Maintenance | 7
1014435 | Refrigerant Distribution System | C (Poor): Asset is operational but major repair or replacement will be needed. | Category 2 (Necessary): Essential work required to prevent the deterioration of an asset. | 30 | 1998-02-22 | 26.1711 | 36.5526 | x | 3 | 4. Significant | 10174 | Reactive Maintenance | 3
1014439 | Access Control | C (Poor): Asset is operational but major repair or replacement will be needed. | Category 2 (Necessary): Essential work required to prevent the deterioration of an asset. | 15 | 2020-11-08 | 3.4606 | 49.3858 | x | 3 | 4. Significant | 10174 | Reactive Maintenance | 3
1014440 | Access Control | C (Poor): Asset is operational but major repair or replacement will be needed. | Category 2 (Necessary): Essential work required to prevent the deterioration of an asset. | 15 | 2016-06-28 | 7.8248 | 43.567 | x | 3 | 4. Significant | 10174 | Reactive Maintenance | 3
1014441 | Access Control | C (Poor): Asset is operational but major repair or replacement will be needed. | Category 2 (Necessary): Essential work required to prevent the deterioration of an asset. | 15 | 2023-11-05 | 0.47091 | 53.3721 | x | 3 | 4. Significant | 10174 | Reactive Maintenance | 3
1014442 | Access Control | C (Poor): Asset is operational but major repair or replacement will be needed. | Category 2 (Necessary): Essential work required to prevent the deterioration of an asset. | 15 | 2021-08-11 | 2.705 | 50.3933 | x | 3 | 4. Significant | 10174 | Reactive Maintenance | 3
1014445 | Outstations | C (Poor): Asset is operational but major repair or replacement will be needed. | Category 2 (Necessary): Essential work required to prevent the deterioration of an asset. | 10 | 2019-07-12 | 4.7885 | 44.423 | x | 3 | 4. Significant | 10174 | Reactive Maintenance | 3
1014446 | Outstations | C (Poor): Asset is operational but major repair or replacement will be needed. | Category 2 (Necessary): Essential work required to prevent the deterioration of an asset. | 10 | 2022-09-21 | 1.5934 | 50.8131 | x | 3 | 4. Significant | 10174 | Reactive Maintenance | 3
1014447 | Outstations | C (Poor): Asset is operational but major repair or replacement will be needed. | Category 2 (Necessary): Essential work required to prevent the deterioration of an asset. | 10 | 2023-12-22 | 0.34223 | 53.3155 | x | 3 | 4. Significant | 10174 | Reactive Maintenance | 3
1014457 | Closed-Circuit Television (CCTV) | C (Poor): Asset is operational but major repair or replacement will be needed. | Category 2 (Necessary): Essential work required to prevent the deterioration of an asset. | 15 | 2013-09-07 | 10.6311 | 39.8252 | x | 3 | 5. Severe | 10174 | Reactive Maintenance | 1
1014458 | Closed-Circuit Television (CCTV) | C (Poor): Asset is operational but major repair or replacement will be needed. | Category 2 (Necessary): Essential work required to prevent the deterioration of an asset. | 15 | 2020-05-04 | 3.9754 | 48.6995 | x | 3 | 5. Severe | 10174 | Reactive Maintenance | 1
1014459 | Pneumatic Tube Systems | C (Poor): Asset is operational but major repair or replacement will be needed. | Category 2 (Necessary): Essential work required to prevent the deterioration of an asset. | 20 | 2009-01-14 | 15.2772 | 38.7228 | x | 3 | 4. Significant | 10174 | Reactive Maintenance | 3
1014460 | Emergency Lighting - Self Contained | C (Poor): Asset is operational but major repair or replacement will be needed. | Category 2 (Necessary): Essential work required to prevent the deterioration of an asset. | 25 | 2006-08-28 | 17.6591 | 39.8727 | x | 3 | 4. Significant | 10174 | Reactive Maintenance | 3
1014461 | Emergency Lighting - Self Contained | C (Poor): Asset is operational but major repair or replacement will be needed. | Category 2 (Necessary): Essential work required to prevent the deterioration of an asset. | 25 | 2004-03-26 | 20.0821 | 37.9343 | x | 3 | 4. Significant | 10174 | Reactive Maintenance | 3
1014462 | Emergency Lighting - Self Contained | C (Poor): Asset is operational but major repair or replacement will be needed. | Category 2 (Necessary): Essential work required to prevent the deterioration of an asset. | 25 | 2003-10-20 | 20.5147 | 37.5882 | x | 3 | 4. Significant | 10174 | Reactive Maintenance | 3
1014466 | Fire Doors | C (Poor): Asset is operational but major repair or replacement will be needed. | Category 2 (Necessary): Essential work required to prevent the deterioration of an asset. | 20 | 2024-01-22 | 0.25736 | 53.7426 | x | 3 | 3. Moderate | 10174 | Reactive Maintenance | 7
1014467 | Fire Doors | C (Poor): Asset is operational but major repair or replacement will be needed. | Category 2 (Necessary): Essential work required to prevent the deterioration of an asset. | 20 | 2022-04-12 | 2.037 | 51.963 | x | 3 | 3. Moderate | 10174 | Reactive Maintenance | 7
1014468 | Fire Doors | C (Poor): Asset is operational but major repair or replacement will be needed. | Category 2 (Necessary): Essential work required to prevent the deterioration of an asset. | 20 | 2018-04-02 | 6.0643 | 47.9357 | x | 3 | 3. Moderate | 10174 | Reactive Maintenance | 7
1014469 | Fire Doors | C (Poor): Asset is operational but major repair or replacement will be needed. | Category 2 (Necessary): Essential work required to prevent the deterioration of an asset. | 20 | 2004-09-05 | 19.6359 | 34.3641 | x | 3 | 3. Moderate | 10174 | Reactive Maintenance | 7
1014470 | Fire Doors | C (Poor): Asset is operational but major repair or replacement will be needed. | Category 2 (Necessary): Essential work required to prevent the deterioration of an asset. | 20 | 2019-05-06 | 4.9719 | 49.0281 | x | 3 | 3. Moderate | 10174 | Reactive Maintenance | 7
1014471 | Fire Doors | C (Poor): Asset is operational but major repair or replacement will be needed. | Category 2 (Necessary): Essential work required to prevent the deterioration of an asset. | 20 | 2021-07-19 | 2.768 | 51.232 | x | 3 | 3. Moderate | 10174 | Reactive Maintenance | 7
1014472 | Fire Doors | C (Poor): Asset is operational but major repair or replacement will be needed. | Category 2 (Necessary): Essential work required to prevent the deterioration of an asset. | 20 | 2019-12-11 | 4.3723 | 49.6277 | x | 3 | 3. Moderate | 10174 | Reactive Maintenance | 7
1014500 | Pipework for Low Pressure Natural Gas, Liquefied Petroleum Gas (LPG) or Oil | C (Poor): Asset is operational but major repair or replacement will be needed. | Category 2 (Necessary): Essential work required to prevent the deterioration of an asset. | 50 | 2016-01-31 | 8.2327 | 50.7069 | x | 3 | 5. Severe | 10174 | Reactive Maintenance | 1
1014501 | Pipework for Low Pressure Natural Gas, Liquefied Petroleum Gas (LPG) or Oil | C (Poor): Asset is operational but major repair or replacement will be needed. | Category 2 (Necessary): Essential work required to prevent the deterioration of an asset. | 50 | 2013-12-21 | 10.3436 | 49.8626 | x | 3 | 5. Severe | 10174 | Reactive Maintenance | 1
1014612 | Hand Dryer | C (Poor): Asset is operational but major repair or replacement will be needed. | Category 2 (Necessary): Essential work required to prevent the deterioration of an asset. | 5 | 2023-02-10 | 1.2047 | 49.1814 | x | 3 | 2. Minor | 10174 | Reactive Maintenance | 14
1014613 | Hand Dryer | C (Poor): Asset is operational but major repair or replacement will be needed. | Category 2 (Necessary): Essential work required to prevent the deterioration of an asset. | 5 | 2021-04-03 | 3.0609 | 41.7563 | x | 3 | 2. Minor | 10174 | Reactive Maintenance | 14
1014614 | Hand Dryer | C (Poor): Asset is operational but major repair or replacement will be needed. | Category 2 (Necessary): Essential work required to prevent the deterioration of an asset. | 5 | 2022-08-03 | 1.7276 | 47.0897 | x | 3 | 2. Minor | 10174 | Reactive Maintenance | 14
1014615 | Hand Dryer | C (Poor): Asset is operational but major repair or replacement will be needed. | Category 2 (Necessary): Essential work required to prevent the deterioration of an asset. | 5 | 2023-04-26 | 0.99932 | 50.0027 | x | 3 | 2. Minor | 10174 | Reactive Maintenance | 14
1014616 | Hand Dryer | C (Poor): Asset is operational but major repair or replacement will be needed. | Category 2 (Necessary): Essential work required to prevent the deterioration of an asset. | 5 | 2022-01-24 | 2.2505 | 44.9979 | x | 3 | 2. Minor | 10174 | Reactive Maintenance | 14
1014644 | Pipework Systems - General | C (Poor): Asset is operational but major repair or replacement will be needed. | Category 2 (Necessary): Essential work required to prevent the deterioration of an asset. | 20 | 2014-04-09 | 10.0452 | 43.9548 | x | 3 | 4. Significant | 10174 | Reactive Maintenance | 3
1014645 | Pipework Systems - General | C (Poor): Asset is operational but major repair or replacement will be needed. | Category 2 (Necessary): Essential work required to prevent the deterioration of an asset. | 20 | 2004-08-12 | 19.7016 | 34.2984 | x | 3 | 4. Significant | 10174 | Reactive Maintenance | 3
1014646 | Pipework Systems - General | C (Poor): Asset is operational but major repair or replacement will be needed. | Category 2 (Necessary): Essential work required to prevent the deterioration of an asset. | 20 | 2007-01-02 | 17.3114 | 36.6886 | x | 3 | 4. Significant | 10174 | Reactive Maintenance | 3
1014647 | Pipework Systems - General | C (Poor): Asset is operational but major repair or replacement will be needed. | Category 2 (Necessary): Essential work required to prevent the deterioration of an asset. | 20 | 2012-08-24 | 11.6687 | 42.3313 | x | 3 | 4. Significant | 10174 | Reactive Maintenance | 3
1014648 | Pipework Systems - General | C (Poor): Asset is operational but major repair or replacement will be needed. | Category 2 (Necessary): Essential work required to prevent the deterioration of an asset. | 20 | 2016-03-06 | 8.1369 | 45.8631 | x | 3 | 4. Significant | 10174 | Reactive Maintenance | 3
1014649 | Pipework Systems - General | C (Poor): Asset is operational but major repair or replacement will be needed. | Category 2 (Necessary): Essential work required to prevent the deterioration of an asset. | 20 | 2005-04-13 | 19.0335 | 34.9665 | x | 3 | 4. Significant | 10174 | Reactive Maintenance | 3
1014650 | Pipework Systems - General | C (Poor): Asset is operational but major repair or replacement will be needed. | Category 2 (Necessary): Essential work required to prevent the deterioration of an asset. | 20 | 2013-01-26 | 11.2444 | 42.7556 | x | 3 | 4. Significant | 10174 | Reactive Maintenance | 3
1014651 | Pipework Systems - General | C (Poor): Asset is operational but major repair or replacement will be needed. | Category 2 (Necessary): Essential work required to prevent the deterioration of an asset. | 20 | 2015-09-30 | 8.5695 | 45.4305 | x | 3 | 4. Significant | 10174 | Reactive Maintenance | 3
1014652 | Pipework Systems - General | C (Poor): Asset is operational but major repair or replacement will be needed. | Category 2 (Necessary): Essential work required to prevent the deterioration of an asset. | 20 | 2022-02-20 | 2.1766 | 51.8234 | x | 3 | 4. Significant | 10174 | Reactive Maintenance | 3
1014653 | Pipework Systems - General | C (Poor): Asset is operational but major repair or replacement will be needed. | Category 2 (Necessary): Essential work required to prevent the deterioration of an asset. | 20 | 2013-12-05 | 10.3874 | 43.6126 | x | 3 | 4. Significant | 10174 | Reactive Maintenance | 3
1014654 | Pipework Systems - General | C (Poor): Asset is operational but major repair or replacement will be needed. | Category 2 (Necessary): Essential work required to prevent the deterioration of an asset. | 35 | 2009-12-23 | 14.3381 | 45.8068 | x | 3 | 4. Significant | 10174 | Reactive Maintenance | 3
1014655 | Pipework Systems - General | C (Poor): Asset is operational but major repair or replacement will be needed. | Category 2 (Necessary): Essential work required to prevent the deterioration of an asset. | 35 | 2020-05-22 | 3.9261 | 51.7565 | x | 3 | 4. Significant | 10174 | Reactive Maintenance | 3
1014656 | Pipework Systems - General | C (Poor): Asset is operational but major repair or replacement will be needed. | Category 2 (Necessary): Essential work required to prevent the deterioration of an asset. | 35 | 2022-09-28 | 1.5743 | 53.1004 | x | 3 | 4. Significant | 10174 | Reactive Maintenance | 3
1014657 | Pipework Systems - General | C (Poor): Asset is operational but major repair or replacement will be needed. | Category 2 (Necessary): Essential work required to prevent the deterioration of an asset. | 35 | 2013-09-07 | 10.6311 | 47.9251 | x | 3 | 4. Significant | 10174 | Reactive Maintenance | 3
1014658 | Pipework Systems - General | C (Poor): Asset is operational but major repair or replacement will be needed. | Category 2 (Necessary): Essential work required to prevent the deterioration of an asset. | 35 | 1995-12-08 | 28.3806 | 37.7825 | x | 3 | 4. Significant | 10174 | Reactive Maintenance | 3
1014659 | Pipework Systems - General | C (Poor): Asset is operational but major repair or replacement will be needed. | Category 2 (Necessary): Essential work required to prevent the deterioration of an asset. | 35 | 2013-09-10 | 10.6229 | 47.9298 | x | 3 | 4. Significant | 10174 | Reactive Maintenance | 3
1014660 | Pipework Systems - General | C (Poor): Asset is operational but major repair or replacement will be needed. | Category 2 (Necessary): Essential work required to prevent the deterioration of an asset. | 35 | 1996-10-24 | 27.5017 | 38.2847 | x | 3 | 4. Significant | 10174 | Reactive Maintenance | 3
1014661 | Pipework Systems - General | C (Poor): Asset is operational but major repair or replacement will be needed. | Category 2 (Necessary): Essential work required to prevent the deterioration of an asset. | 35 | 2014-04-04 | 10.0589 | 48.2521 | x | 3 | 4. Significant | 10174 | Reactive Maintenance | 3
1014662 | Pipework Systems - General | C (Poor): Asset is operational but major repair or replacement will be needed. | Category 2 (Necessary): Essential work required to prevent the deterioration of an asset. | 35 | 2019-10-28 | 4.4928 | 51.4327 | x | 3 | 4. Significant | 10174 | Reactive Maintenance | 3
1014663 | Pipework Systems - General | C (Poor): Asset is operational but major repair or replacement will be needed. | Category 2 (Necessary): Essential work required to prevent the deterioration of an asset. | 35 | 1999-06-11 | 24.8734 | 39.7866 | x | 3 | 4. Significant | 10174 | Reactive Maintenance | 3
1014664 | Pipework Systems - General | C (Poor): Asset is operational but major repair or replacement will be needed. | Category 2 (Necessary): Essential work required to prevent the deterioration of an asset. | 35 | 2016-06-13 | 7.8658 | 49.5052 | x | 3 | 4. Significant | 10174 | Reactive Maintenance | 3
1014665 | Pipework Systems - General | C (Poor): Asset is operational but major repair or replacement will be needed. | Category 2 (Necessary): Essential work required to prevent the deterioration of an asset. | 35 | 2023-04-22 | 1.0103 | 53.4227 | x | 3 | 4. Significant | 10174 | Reactive Maintenance | 3
1014666 | Pipework Systems - General | C (Poor): Asset is operational but major repair or replacement will be needed. | Category 2 (Necessary): Essential work required to prevent the deterioration of an asset. | 35 | 2008-06-27 | 15.8275 | 44.9557 | x | 3 | 4. Significant | 10174 | Reactive Maintenance | 3
1014667 | Pipework Systems - General | C (Poor): Asset is operational but major repair or replacement will be needed. | Category 2 (Necessary): Essential work required to prevent the deterioration of an asset. | 35 | 1996-08-19 | 27.6824 | 38.1815 | x | 3 | 4. Significant | 10174 | Reactive Maintenance | 3
1014668 | Pipework Systems - General | C (Poor): Asset is operational but major repair or replacement will be needed. | Category 2 (Necessary): Essential work required to prevent the deterioration of an asset. | 35 | 2010-03-29 | 14.0753 | 45.957 | x | 3 | 4. Significant | 10174 | Reactive Maintenance | 3
1014669 | Pipework Systems - General | C (Poor): Asset is operational but major repair or replacement will be needed. | Category 2 (Necessary): Essential work required to prevent the deterioration of an asset. | 35 | 1994-08-22 | 29.6756 | 37.0425 | x | 3 | 4. Significant | 10174 | Reactive Maintenance | 3
1014670 | Pipework Systems - General | C (Poor): Asset is operational but major repair or replacement will be needed. | Category 2 (Necessary): Essential work required to prevent the deterioration of an asset. | 35 | 2008-04-23 | 16.0055 | 44.854 | x | 3 | 4. Significant | 10174 | Reactive Maintenance | 3
1014671 | Pipework Systems - General | C (Poor): Asset is operational but major repair or replacement will be needed. | Category 2 (Necessary): Essential work required to prevent the deterioration of an asset. | 35 | 2018-09-03 | 5.6427 | 50.7756 | x | 3 | 4. Significant | 10174 | Reactive Maintenance | 3
1014672 | Pipework Systems - General | C (Poor): Asset is operational but major repair or replacement will be needed. | Category 2 (Necessary): Essential work required to prevent the deterioration of an asset. | 45 | 2013-12-29 | 10.3217 | 49.4126 | x | 3 | 4. Significant | 10174 | Reactive Maintenance | 3
1014673 | Pipework Systems - General | C (Poor): Asset is operational but major repair or replacement will be needed. | Category 2 (Necessary): Essential work required to prevent the deterioration of an asset. | 45 | 2006-06-01 | 17.9001 | 46.0444 | x | 3 | 4. Significant | 10174 | Reactive Maintenance | 3
1014674 | Pipework Systems - General | C (Poor): Asset is operational but major repair or replacement will be needed. | Category 2 (Necessary): Essential work required to prevent the deterioration of an asset. | 45 | 2008-08-16 | 15.6906 | 47.0264 | x | 3 | 4. Significant | 10174 | Reactive Maintenance | 3
1014675 | Pipework Systems - General | C (Poor): Asset is operational but major repair or replacement will be needed. | Category 2 (Necessary): Essential work required to prevent the deterioration of an asset. | 45 | 2013-11-28 | 10.4066 | 49.3749 | x | 3 | 4. Significant | 10174 | Reactive Maintenance | 3
1014676 | Pipework Systems - General | C (Poor): Asset is operational but major repair or replacement will be needed. | Category 2 (Necessary): Essential work required to prevent the deterioration of an asset. | 45 | 2004-06-28 | 19.8248 | 45.189 | x | 3 | 4. Significant | 10174 | Reactive Maintenance | 3
1014677 | Pipework Systems - General | C (Poor): Asset is operational but major repair or replacement will be needed. | Category 2 (Necessary): Essential work required to prevent the deterioration of an asset. | 45 | 2012-08-24 | 11.6687 | 48.8139 | x | 3 | 4. Significant | 10174 | Reactive Maintenance | 3
1014678 | Pipework Systems - General | C (Poor): Asset is operational but major repair or replacement will be needed. | Category 2 (Necessary): Essential work required to prevent the deterioration of an asset. | 45 | 2008-07-20 | 15.7645 | 46.9935 | x | 3 | 4. Significant | 10174 | Reactive Maintenance | 3
1014679 | Pipework Systems - General | C (Poor): Asset is operational but major repair or replacement will be needed. | Category 2 (Necessary): Essential work required to prevent the deterioration of an asset. | 45 | 2020-07-14 | 3.781 | 52.3196 | x | 3 | 4. Significant | 10174 | Reactive Maintenance | 3
1014680 | Pipework Systems - General | C (Poor): Asset is operational but major repair or replacement will be needed. | Category 2 (Necessary): Essential work required to prevent the deterioration of an asset. | 45 | 2022-02-20 | 2.1766 | 53.0326 | x | 3 | 4. Significant | 10174 | Reactive Maintenance | 3
1014681 | Pipework Systems - General | C (Poor): Asset is operational but major repair or replacement will be needed. | Category 2 (Necessary): Essential work required to prevent the deterioration of an asset. | 45 | 2016-11-10 | 7.4552 | 50.6866 | x | 3 | 4. Significant | 10174 | Reactive Maintenance | 3
1014682 | Intercom System | C (Poor): Asset is operational but major repair or replacement will be needed. | Category 2 (Necessary): Essential work required to prevent the deterioration of an asset. | 15 | 2016-07-14 | 7.781 | 43.6254 | x | 3 | 3. Moderate | 10174 | Reactive Maintenance | 7
1014710 | Intruder Alarms | C (Poor): Asset is operational but major repair or replacement will be needed. | Category 2 (Necessary): Essential work required to prevent the deterioration of an asset. | 15 | 2023-07-06 | 0.80493 | 52.9268 | x | 3 | 5. Severe | 10174 | Reactive Maintenance | 1
1014711 | Electrical Installation - Generally | C (Poor): Asset is operational but major repair or replacement will be needed. | Category 2 (Necessary): Essential work required to prevent the deterioration of an asset. | 35 | 2022-12-06 | 1.3854 | 53.2084 | x | 3 | 4. Significant | 10174 | Reactive Maintenance | 3
1014712 | Electrical Installation - Generally | C (Poor): Asset is operational but major repair or replacement will be needed. | Category 2 (Necessary): Essential work required to prevent the deterioration of an asset. | 35 | 2005-02-14 | 19.1923 | 43.033 | x | 3 | 4. Significant | 10174 | Reactive Maintenance | 3
1014713 | Electrical Installation - Generally | C (Poor): Asset is operational but major repair or replacement will be needed. | Category 2 (Necessary): Essential work required to prevent the deterioration of an asset. | 35 | 2006-02-19 | 18.1793 | 43.6118 | x | 3 | 4. Significant | 10174 | Reactive Maintenance | 3
1014714 | Electrical Installation - Generally | C (Poor): Asset is operational but major repair or replacement will be needed. | Category 2 (Necessary): Essential work required to prevent the deterioration of an asset. | 35 | 2007-08-19 | 16.6845 | 44.466 | x | 3 | 4. Significant | 10174 | Reactive Maintenance | 3
1014715 | Electrical Installation - Generally | C (Poor): Asset is operational but major repair or replacement will be needed. | Category 2 (Necessary): Essential work required to prevent the deterioration of an asset. | 35 | 2005-04-27 | 18.9952 | 43.1456 | x | 3 | 4. Significant | 10174 | Reactive Maintenance | 3
1014716 | Electrical Installation - Generally | C (Poor): Asset is operational but major repair or replacement will be needed. | Category 2 (Necessary): Essential work required to prevent the deterioration of an asset. | 35 | 2014-06-03 | 9.8946 | 48.3459 | x | 3 | 4. Significant | 10174 | Reactive Maintenance | 3
1014717 | Electrical Installation - Generally | C (Poor): Asset is operational but major repair or replacement will be needed. | Category 2 (Necessary): Essential work required to prevent the deterioration of an asset. | 35 | 1999-07-04 | 24.8104 | 39.8226 | x | 3 | 4. Significant | 10174 | Reactive Maintenance | 3
1014718 | Electrical Installation - Generally | C (Poor): Asset is operational but major repair or replacement will be needed. | Category 2 (Necessary): Essential work required to prevent the deterioration of an asset. | 35 | 2004-06-20 | 19.8467 | 42.659 | x | 3 | 4. Significant | 10174 | Reactive Maintenance | 3
1014719 | Electrical Installation - Generally | C (Poor): Asset is operational but major repair or replacement will be needed. | Category 2 (Necessary): Essential work required to prevent the deterioration of an asset. | 35 | 2000-11-12 | 23.4497 | 40.6002 | x | 3 | 4. Significant | 10174 | Reactive Maintenance | 3
1014720 | Electrical Installation - Generally | C (Poor): Asset is operational but major repair or replacement will be needed. | Category 2 (Necessary): Essential work required to prevent the deterioration of an asset. | 35 | 2013-06-14 | 10.8638 | 47.7921 | x | 3 | 4. Significant | 10174 | Reactive Maintenance | 3
1014721 | Electrical Installation - Generally | C (Poor): Asset is operational but major repair or replacement will be needed. | Category 2 (Necessary): Essential work required to prevent the deterioration of an asset. | 35 | 2015-12-30 | 8.3203 | 49.2455 | x | 3 | 4. Significant | 10174 | Reactive Maintenance | 3
1014722 | Electrical Installation - Generally | C (Poor): Asset is operational but major repair or replacement will be needed. | Category 2 (Necessary): Essential work required to prevent the deterioration of an asset. | 35 | 2015-01-30 | 9.2348 | 48.723 | x | 3 | 4. Significant | 10174 | Reactive Maintenance | 3
1014723 | Electrical Installation - Generally | C (Poor): Asset is operational but major repair or replacement will be needed. | Category 2 (Necessary): Essential work required to prevent the deterioration of an asset. | 35 | 2010-06-08 | 13.8809 | 46.0681 | x | 3 | 4. Significant | 10174 | Reactive Maintenance | 3
1014724 | Electrical Installation - Generally | C (Poor): Asset is operational but major repair or replacement will be needed. | Category 2 (Necessary): Essential work required to prevent the deterioration of an asset. | 35 | 1995-05-06 | 28.9719 | 37.4446 | x | 3 | 4. Significant | 10174 | Reactive Maintenance | 3
1014725 | Electrical Installation - Generally | C (Poor): Asset is operational but major repair or replacement will be needed. | Category 2 (Necessary): Essential work required to prevent the deterioration of an asset. | 35 | 2001-02-07 | 23.2115 | 40.7363 | x | 3 | 4. Significant | 10174 | Reactive Maintenance | 3
1014726 | Electrical Installation - Generally | C (Poor): Asset is operational but major repair or replacement will be needed. | Category 2 (Necessary): Essential work required to prevent the deterioration of an asset. | 35 | 2006-01-02 | 18.3107 | 43.5367 | x | 3 | 4. Significant | 10174 | Reactive Maintenance | 3
1014727 | Electrical Installation - Generally | C (Poor): Asset is operational but major repair or replacement will be needed. | Category 2 (Necessary): Essential work required to prevent the deterioration of an asset. | 35 | 2008-09-16 | 15.6057 | 45.0824 | x | 3 | 4. Significant | 10174 | Reactive Maintenance | 3
1014728 | Electrical Installation - Generally | C (Poor): Asset is operational but major repair or replacement will be needed. | Category 2 (Necessary): Essential work required to prevent the deterioration of an asset. | 35 | 2010-10-12 | 13.5359 | 46.2652 | x | 3 | 4. Significant | 10174 | Reactive Maintenance | 3
1014729 | Electrical Installation - Generally | C (Poor): Asset is operational but major repair or replacement will be needed. | Category 2 (Necessary): Essential work required to prevent the deterioration of an asset. | 35 | 2009-06-28 | 14.8255 | 45.5283 | x | 3 | 4. Significant | 10174 | Reactive Maintenance | 3
1014730 | Electrical Installation - Generally | C (Poor): Asset is operational but major repair or replacement will be needed. | Category 2 (Necessary): Essential work required to prevent the deterioration of an asset. | 35 | 2010-03-22 | 14.0945 | 45.946 | x | 3 | 4. Significant | 10174 | Reactive Maintenance | 3
1014731 | Electrical Installation - Generally | C (Poor): Asset is operational but major repair or replacement will be needed. | Category 2 (Necessary): Essential work required to prevent the deterioration of an asset. | 35 | 2007-08-20 | 16.6817 | 44.4676 | x | 3 | 4. Significant | 10174 | Reactive Maintenance | 3
1014733 | Fire Extinguishers - Foam (Stored Pressure) | C (Poor): Asset is operational but major repair or replacement will be needed. | Category 2 (Necessary): Essential work required to prevent the deterioration of an asset. | 15 | 2010-12-03 | 13.3936 | 36.1419 | x | 3 | 5. Severe | 10174 | Reactive Maintenance | 1
1014745 | Roof Coverings and Flashings | C (Poor): Asset is operational but major repair or replacement will be needed. | Category 2 (Necessary): Essential work required to prevent the deterioration of an asset. | 40 | 2014-03-29 | 10.0753 | 48.9624 | x | 3 | 4. Significant | 10174 | Reactive Maintenance | 3
1014746 | Roof Coverings and Flashings | C (Poor): Asset is operational but major repair or replacement will be needed. | Category 2 (Necessary): Essential work required to prevent the deterioration of an asset. | 40 | 1994-06-12 | 29.87 | 39.065 | x | 3 | 4. Significant | 10174 | Reactive Maintenance | 3
1014747 | Roof Coverings and Flashings | C (Poor): Asset is operational but major repair or replacement will be needed. | Category 2 (Necessary): Essential work required to prevent the deterioration of an asset. | 40 | 2019-05-29 | 4.909 | 51.5455 | x | 3 | 4. Significant | 10174 | Reactive Maintenance | 3
1014748 | Roof Coverings and Flashings | C (Poor): Asset is operational but major repair or replacement will be needed. | Category 2 (Necessary): Essential work required to prevent the deterioration of an asset. | 40 | 1995-05-08 | 28.9665 | 39.5168 | x | 3 | 4. Significant | 10174 | Reactive Maintenance | 3
1014749 | Roof Coverings and Flashings | C (Poor): Asset is operational but major repair or replacement will be needed. | Category 2 (Necessary): Essential work required to prevent the deterioration of an asset. | 40 | 2021-09-17 | 2.6037 | 52.6982 | x | 3 | 4. Significant | 10174 | Reactive Maintenance | 3
1014750 | Roof Coverings and Flashings | C (Poor): Asset is operational but major repair or replacement will be needed. | Category 2 (Necessary): Essential work required to prevent the deterioration of an asset. | 40 | 2015-02-17 | 9.1855 | 49.4073 | x | 3 | 4. Significant | 10174 | Reactive Maintenance | 3
1014751 | Roof Coverings and Flashings | C (Poor): Asset is operational but major repair or replacement will be needed. | Category 2 (Necessary): Essential work required to prevent the deterioration of an asset. | 40 | 1998-07-01 | 25.8179 | 41.091 | x | 3 | 4. Significant | 10174 | Reactive Maintenance | 3
1014752 | Roof Coverings and Flashings | C (Poor): Asset is operational but major repair or replacement will be needed. | Category 2 (Necessary): Essential work required to prevent the deterioration of an asset. | 40 | 2020-08-17 | 3.6879 | 52.1561 | x | 3 | 4. Significant | 10174 | Reactive Maintenance | 3
1014789 | Showers | C (Poor): Asset is operational but major repair or replacement will be needed. | Category 2 (Necessary): Essential work required to prevent the deterioration of an asset. | 5 | 2023-10-28 | 0.49281 | 52.0287 | x | 3 | 3. Moderate | 10174 | Reactive Maintenance | 7
1014790 | Fans - Window or Wall Mounted | C (Poor): Asset is operational but major repair or replacement will be needed. | Category 2 (Necessary): Essential work required to prevent the deterioration of an asset. | 15 | 2019-09-16 | 4.6078 | 47.8563 | x | 3 | 2. Minor | 10174 | Reactive Maintenance | 14
1014793 | Toilet and Shower Areas | C (Poor): Asset is operational but major repair or replacement will be needed. | Category 2 (Necessary): Essential work required to prevent the deterioration of an asset. | 25 | 1999-11-21 | 24.4271 | 34.4583 | x | 3 | 3. Moderate | 10174 | Reactive Maintenance | 7
1014794 | Toilet and Shower Areas | C (Poor): Asset is operational but major repair or replacement will be needed. | Category 2 (Necessary): Essential work required to prevent the deterioration of an asset. | 25 | 2000-07-06 | 23.8029 | 34.9577 | x | 3 | 3. Moderate | 10174 | Reactive Maintenance | 7
1014795 | Toilet and Shower Areas | C (Poor): Asset is operational but major repair or replacement will be needed. | Category 2 (Necessary): Essential work required to prevent the deterioration of an asset. | 25 | 2001-05-10 | 22.9596 | 35.6323 | x | 3 | 3. Moderate | 10174 | Reactive Maintenance | 7
1014796 | Toilet and Shower Areas | C (Poor): Asset is operational but major repair or replacement will be needed. | Category 2 (Necessary): Essential work required to prevent the deterioration of an asset. | 25 | 2012-07-19 | 11.7673 | 44.5862 | x | 3 | 3. Moderate | 10174 | Reactive Maintenance | 7
1014797 | Toilet and Shower Areas | C (Poor): Asset is operational but major repair or replacement will be needed. | Category 2 (Necessary): Essential work required to prevent the deterioration of an asset. | 25 | 2014-08-16 | 9.692 | 46.2464 | x | 3 | 3. Moderate | 10174 | Reactive Maintenance | 7
1014798 | Toilet and Shower Areas | C (Poor): Asset is operational but major repair or replacement will be needed. | Category 2 (Necessary): Essential work required to prevent the deterioration of an asset. | 25 | 2018-02-20 | 6.1766 | 49.0587 | x | 3 | 3. Moderate | 10174 | Reactive Maintenance | 7
1014799 | Toilet and Shower Areas | C (Poor): Asset is operational but major repair or replacement will be needed. | Category 2 (Necessary): Essential work required to prevent the deterioration of an asset. | 25 | 2020-01-30 | 4.2355 | 50.6116 | x | 3 | 3. Moderate | 10174 | Reactive Maintenance | 7
1014800 | Toilet and Shower Areas | C (Poor): Asset is operational but major repair or replacement will be needed. | Category 2 (Necessary): Essential work required to prevent the deterioration of an asset. | 25 | 2015-04-26 | 8.9993 | 46.8005 | x | 3 | 3. Moderate | 10174 | Reactive Maintenance | 7
1014801 | Toilet and Shower Areas | C (Poor): Asset is operational but major repair or replacement will be needed. | Category 2 (Necessary): Essential work required to prevent the deterioration of an asset. | 25 | 2003-02-10 | 21.2047 | 37.0363 | x | 3 | 3. Moderate | 10174 | Reactive Maintenance | 7
1014802 | Toilet and Shower Areas | C (Poor): Asset is operational but major repair or replacement will be needed. | Category 2 (Necessary): Essential work required to prevent the deterioration of an asset. | 25 | 2006-06-18 | 17.8535 | 39.7172 | x | 3 | 3. Moderate | 10174 | Reactive Maintenance | 7
1014803 | Toilet and Shower Areas | C (Poor): Asset is operational but major repair or replacement will be needed. | Category 2 (Necessary): Essential work required to prevent the deterioration of an asset. | 25 | 2000-06-14 | 23.8631 | 34.9095 | x | 3 | 3. Moderate | 10174 | Reactive Maintenance | 7
1014804 | Toilet and Shower Areas | C (Poor): Asset is operational but major repair or replacement will be needed. | Category 2 (Necessary): Essential work required to prevent the deterioration of an asset. | 25 | 2021-09-29 | 2.5708 | 51.9433 | x | 3 | 3. Moderate | 10174 | Reactive Maintenance | 7
1014805 | Toilet and Shower Areas | C (Poor): Asset is operational but major repair or replacement will be needed. | Category 2 (Necessary): Essential work required to prevent the deterioration of an asset. | 25 | 2019-09-12 | 4.6188 | 50.305 | x | 3 | 3. Moderate | 10174 | Reactive Maintenance | 7
1014806 | Toilet and Shower Areas | C (Poor): Asset is operational but major repair or replacement will be needed. | Category 2 (Necessary): Essential work required to prevent the deterioration of an asset. | 25 | 2021-06-09 | 2.8775 | 51.698 | x | 3 | 3. Moderate | 10174 | Reactive Maintenance | 7
1014807 | Toilet and Shower Areas | C (Poor): Asset is operational but major repair or replacement will be needed. | Category 2 (Necessary): Essential work required to prevent the deterioration of an asset. | 25 | 2010-11-30 | 13.4018 | 43.2786 | x | 3 | 3. Moderate | 10174 | Reactive Maintenance | 7
1014808 | Toilet and Shower Areas | C (Poor): Asset is operational but major repair or replacement will be needed. | Category 2 (Necessary): Essential work required to prevent the deterioration of an asset. | 25 | 2019-11-11 | 4.4545 | 50.4364 | x | 3 | 3. Moderate | 10174 | Reactive Maintenance | 7
1014809 | Toilet and Shower Areas | C (Poor): Asset is operational but major repair or replacement will be needed. | Category 2 (Necessary): Essential work required to prevent the deterioration of an asset. | 25 | 2018-04-01 | 6.0671 | 49.1463 | x | 3 | 3. Moderate | 10174 | Reactive Maintenance | 7
1014810 | Toilet and Shower Areas | C (Poor): Asset is operational but major repair or replacement will be needed. | Category 2 (Necessary): Essential work required to prevent the deterioration of an asset. | 25 | 2019-08-22 | 4.6762 | 50.259 | x | 3 | 3. Moderate | 10174 | Reactive Maintenance | 7
1014811 | Toilet and Shower Areas | C (Poor): Asset is operational but major repair or replacement will be needed. | Category 2 (Necessary): Essential work required to prevent the deterioration of an asset. | 25 | 2010-06-23 | 13.8398 | 42.9281 | x | 3 | 3. Moderate | 10174 | Reactive Maintenance | 7
1014812 | Toilet and Shower Areas | C (Poor): Asset is operational but major repair or replacement will be needed. | Category 2 (Necessary): Essential work required to prevent the deterioration of an asset. | 25 | 2016-07-21 | 7.7618 | 47.7906 | x | 3 | 3. Moderate | 10174 | Reactive Maintenance | 7
1014813 | Toilet and Shower Areas | C (Poor): Asset is operational but major repair or replacement will be needed. | Category 2 (Necessary): Essential work required to prevent the deterioration of an asset. | 25 | 2016-01-07 | 8.2984 | 47.3613 | x | 3 | 3. Moderate | 10174 | Reactive Maintenance | 7
1014814 | Toilet and Shower Areas | C (Poor): Asset is operational but major repair or replacement will be needed. | Category 2 (Necessary): Essential work required to prevent the deterioration of an asset. | 25 | 2006-10-04 | 17.5578 | 39.9537 | x | 3 | 3. Moderate | 10174 | Reactive Maintenance | 7
1014815 | Toilet and Shower Areas | C (Poor): Asset is operational but major repair or replacement will be needed. | Category 2 (Necessary): Essential work required to prevent the deterioration of an asset. | 25 | 2013-08-27 | 10.6612 | 45.471 | x | 3 | 3. Moderate | 10174 | Reactive Maintenance | 7
1014816 | Toilet and Shower Areas | C (Poor): Asset is operational but major repair or replacement will be needed. | Category 2 (Necessary): Essential work required to prevent the deterioration of an asset. | 25 | 2000-08-18 | 23.6851 | 35.0519 | x | 3 | 3. Moderate | 10174 | Reactive Maintenance | 7
1014817 | Toilet and Shower Areas | C (Poor): Asset is operational but major repair or replacement will be needed. | Category 2 (Necessary): Essential work required to prevent the deterioration of an asset. | 25 | 2000-05-17 | 23.9398 | 34.8482 | x | 3 | 3. Moderate | 10174 | Reactive Maintenance | 7
1014818 | Toilet and Shower Areas | C (Poor): Asset is operational but major repair or replacement will be needed. | Category 2 (Necessary): Essential work required to prevent the deterioration of an asset. | 25 | 2023-04-18 | 1.0212 | 53.183 | x | 3 | 3. Moderate | 10174 | Reactive Maintenance | 7
1014819 | Toilet and Shower Areas | C (Poor): Asset is operational but major repair or replacement will be needed. | Category 2 (Necessary): Essential work required to prevent the deterioration of an asset. | 25 | 2022-12-04 | 1.3908 | 52.8873 | x | 3 | 3. Moderate | 10174 | Reactive Maintenance | 7
1014820 | Toilet and Shower Areas | C (Poor): Asset is operational but major repair or replacement will be needed. | Category 2 (Necessary): Essential work required to prevent the deterioration of an asset. | 25 | 2003-03-20 | 21.1006 | 37.1195 | x | 3 | 3. Moderate | 10174 | Reactive Maintenance | 7
1014821 | Toilet and Shower Areas | C (Poor): Asset is operational but major repair or replacement will be needed. | Category 2 (Necessary): Essential work required to prevent the deterioration of an asset. | 25 | 2018-06-30 | 5.8207 | 49.3435 | x | 3 | 3. Moderate | 10174 | Reactive Maintenance | 7
1014822 | Toilet and Shower Areas | C (Poor): Asset is operational but major repair or replacement will be needed. | Category 2 (Necessary): Essential work required to prevent the deterioration of an asset. | 25 | 2006-04-06 | 18.0534 | 39.5573 | x | 3 | 3. Moderate | 10174 | Reactive Maintenance | 7
1014823 | Toilet and Shower Areas | C (Poor): Asset is operational but major repair or replacement will be needed. | Category 2 (Necessary): Essential work required to prevent the deterioration of an asset. | 25 | 2020-11-27 | 3.4086 | 51.2731 | x | 3 | 3. Moderate | 10174 | Reactive Maintenance | 7
1014824 | Toilet and Shower Areas | C (Poor): Asset is operational but major repair or replacement will be needed. | Category 2 (Necessary): Essential work required to prevent the deterioration of an asset. | 25 | 2014-03-13 | 10.1191 | 45.9047 | x | 3 | 3. Moderate | 10174 | Reactive Maintenance | 7
1014825 | Toilet and Shower Areas | C (Poor): Asset is operational but major repair or replacement will be needed. | Category 2 (Necessary): Essential work required to prevent the deterioration of an asset. | 25 | 2009-05-08 | 14.9651 | 42.0279 | x | 3 | 3. Moderate | 10174 | Reactive Maintenance | 7
1014826 | Toilet and Shower Areas | C (Poor): Asset is operational but major repair or replacement will be needed. | Category 2 (Necessary): Essential work required to prevent the deterioration of an asset. | 25 | 2014-10-22 | 9.5086 | 46.3932 | x | 3 | 3. Moderate | 10174 | Reactive Maintenance | 7
1014827 | Toilet and Shower Areas | C (Poor): Asset is operational but major repair or replacement will be needed. | Category 2 (Necessary): Essential work required to prevent the deterioration of an asset. | 25 | 1999-10-30 | 24.4873 | 34.4101 | x | 3 | 3. Moderate | 10174 | Reactive Maintenance | 7
1014828 | Toilet and Shower Areas | C (Poor): Asset is operational but major repair or replacement will be needed. | Category 2 (Necessary): Essential work required to prevent the deterioration of an asset. | 25 | 2014-07-23 | 9.7577 | 46.1938 | x | 3 | 3. Moderate | 10174 | Reactive Maintenance | 7
1014829 | Toilet and Shower Areas | C (Poor): Asset is operational but major repair or replacement will be needed. | Category 2 (Necessary): Essential work required to prevent the deterioration of an asset. | 25 | 2006-04-22 | 18.0096 | 39.5923 | x | 3 | 3. Moderate | 10174 | Reactive Maintenance | 7
1014830 | Toilet and Shower Areas | C (Poor): Asset is operational but major repair or replacement will be needed. | Category 2 (Necessary): Essential work required to prevent the deterioration of an asset. | 25 | 2000-04-22 | 24.0082 | 34.7934 | x | 3 | 3. Moderate | 10174 | Reactive Maintenance | 7
1014831 | Toilet and Shower Areas | C (Poor): Asset is operational but major repair or replacement will be needed. | Category 2 (Necessary): Essential work required to prevent the deterioration of an asset. | 25 | 2017-09-26 | 6.5791 | 48.7368 | x | 3 | 3. Moderate | 10174 | Reactive Maintenance | 7
1014832 | Toilet and Shower Areas | C (Poor): Asset is operational but major repair or replacement will be needed. | Category 2 (Necessary): Essential work required to prevent the deterioration of an asset. | 25 | 2022-11-18 | 1.4346 | 52.8523 | x | 3 | 3. Moderate | 10174 | Reactive Maintenance | 7
1014844 | Outstations | C (Poor): Asset is operational but major repair or replacement will be needed. | Category 2 (Necessary): Essential work required to prevent the deterioration of an asset. | 10 | 2019-02-12 | 5.1992 | 45.6016 | x | 2 | 4. Significant | 12347 | Reactive Maintenance | 3
1014848 | Closed-Circuit Television (CCTV) | C (Poor): Asset is operational but major repair or replacement will be needed. | Category 2 (Necessary): Essential work required to prevent the deterioration of an asset. | 15 | 2014-03-22 | 10.0945 | 42.5407 | x | 2 | 5. Severe | 12347 | Reactive Maintenance | 1
1014849 | Emergency Lighting - Self Contained | C (Poor): Asset is operational but major repair or replacement will be needed. | Category 2 (Necessary): Essential work required to prevent the deterioration of an asset. | 25 | 2004-01-14 | 20.2793 | 39.7766 | x | 2 | 4. Significant | 12347 | Reactive Maintenance | 3
1014852 | Fire Doors | C (Poor): Asset is operational but major repair or replacement will be needed. | Category 2 (Necessary): Essential work required to prevent the deterioration of an asset. | 20 | 2009-01-09 | 15.2909 | 40.7091 | x | 2 | 3. Moderate | 12347 | Reactive Maintenance | 7
1014853 | Fire Doors | C (Poor): Asset is operational but major repair or replacement will be needed. | Category 2 (Necessary): Essential work required to prevent the deterioration of an asset. | 20 | 2010-04-14 | 14.0315 | 41.9685 | x | 2 | 3. Moderate | 12347 | Reactive Maintenance | 7
1014856 | Pipework for Low Pressure Natural Gas, Liquefied Petroleum Gas (LPG) or Oil | C (Poor): Asset is operational but major repair or replacement will be needed. | Category 2 (Necessary): Essential work required to prevent the deterioration of an asset. | 50 | 2010-09-23 | 13.588 | 50.5648 | x | 2 | 5. Severe | 12347 | Reactive Maintenance | 1
1014862 | Hand Dryer | C (Poor): Asset is operational but major repair or replacement will be needed. | Category 2 (Necessary): Essential work required to prevent the deterioration of an asset. | 5 | 2021-12-02 | 2.3956 | 46.4175 | x | 2 | 2. Minor | 12347 | Reactive Maintenance | 14
1014863 | Pipework Systems - General | C (Poor): Asset is operational but major repair or replacement will be needed. | Category 2 (Necessary): Essential work required to prevent the deterioration of an asset. | 20 | 2006-07-14 | 17.7823 | 38.2177 | x | 2 | 4. Significant | 12347 | Reactive Maintenance | 3
1014864 | Pipework Systems - General | C (Poor): Asset is operational but major repair or replacement will be needed. | Category 2 (Necessary): Essential work required to prevent the deterioration of an asset. | 20 | 2010-01-27 | 14.2423 | 41.7577 | x | 2 | 4. Significant | 12347 | Reactive Maintenance | 3
1014865 | Pipework Systems - General | C (Poor): Asset is operational but major repair or replacement will be needed. | Category 2 (Necessary): Essential work required to prevent the deterioration of an asset. | 45 | 2023-11-04 | 0.47365 | 55.7895 | x | 2 | 4. Significant | 12347 | Reactive Maintenance | 3
1014866 | Pipework Systems - General | C (Poor): Asset is operational but major repair or replacement will be needed. | Category 2 (Necessary): Essential work required to prevent the deterioration of an asset. | 45 | 1997-10-11 | 26.538 | 44.2053 | x | 2 | 4. Significant | 12347 | Reactive Maintenance | 3
1014867 | Pipework Systems - General | C (Poor): Asset is operational but major repair or replacement will be needed. | Category 2 (Necessary): Essential work required to prevent the deterioration of an asset. | 45 | 2011-04-27 | 12.9966 | 50.2237 | x | 2 | 4. Significant | 12347 | Reactive Maintenance | 3
1014868 | Pipework Systems - General | C (Poor): Asset is operational but major repair or replacement will be needed. | Category 2 (Necessary): Essential work required to prevent the deterioration of an asset. | 45 | 2018-01-05 | 6.3025 | 53.1989 | x | 2 | 4. Significant | 12347 | Reactive Maintenance | 3
1014869 | Pipework Systems - General | C (Poor): Asset is operational but major repair or replacement will be needed. | Category 2 (Necessary): Essential work required to prevent the deterioration of an asset. | 45 | 1995-06-16 | 28.8597 | 43.1735 | x | 2 | 4. Significant | 12347 | Reactive Maintenance | 3
1014870 | Pipework Systems - General | C (Poor): Asset is operational but major repair or replacement will be needed. | Category 2 (Necessary): Essential work required to prevent the deterioration of an asset. | 45 | 2015-01-16 | 9.2731 | 51.8786 | x | 2 | 4. Significant | 12347 | Reactive Maintenance | 3
1014871 | Pipework Systems - General | C (Poor): Asset is operational but major repair or replacement will be needed. | Category 2 (Necessary): Essential work required to prevent the deterioration of an asset. | 20 | 2007-11-04 | 16.4736 | 39.5264 | x | 2 | 4. Significant | 12347 | Reactive Maintenance | 3
1014872 | Pipework Systems - General | C (Poor): Asset is operational but major repair or replacement will be needed. | Category 2 (Necessary): Essential work required to prevent the deterioration of an asset. | 35 | 2016-11-21 | 7.4251 | 51.7571 | x | 2 | 4. Significant | 12347 | Reactive Maintenance | 3
1014874 | Intruder Alarms | C (Poor): Asset is operational but major repair or replacement will be needed. | Category 2 (Necessary): Essential work required to prevent the deterioration of an asset. | 15 | 2011-04-03 | 13.0623 | 38.5836 | x | 2 | 5. Severe | 12347 | Reactive Maintenance | 1
1014875 | Intruder Alarms | C (Poor): Asset is operational but major repair or replacement will be needed. | Category 2 (Necessary): Essential work required to prevent the deterioration of an asset. | 15 | 2021-07-09 | 2.7953 | 52.2729 | x | 2 | 5. Severe | 12347 | Reactive Maintenance | 1
1014876 | Electrical Installation - Generally | C (Poor): Asset is operational but major repair or replacement will be needed. | Category 2 (Necessary): Essential work required to prevent the deterioration of an asset. | 35 | 2021-12-13 | 2.3655 | 54.6483 | x | 2 | 4. Significant | 12347 | Reactive Maintenance | 3
1014877 | Electrical Installation - Generally | C (Poor): Asset is operational but major repair or replacement will be needed. | Category 2 (Necessary): Essential work required to prevent the deterioration of an asset. | 35 | 2019-06-09 | 4.8789 | 53.2121 | x | 2 | 4. Significant | 12347 | Reactive Maintenance | 3
1014878 | Medical gas pipework, manifolds, outlets & accessories | D (Very Poor): Asset runs a serious risk of imminent breakdown or poses a health and safety risk. | Category 1 (Urgent): Critical work required to address serious health and safety issues and correct any breach of legislation. | 20 | 2009-09-16 | 14.6064 | 27.3936 | x | 2 | 4. Significant | 12347 | Reactive Maintenance | 3
1014880 | Fire Extinguishers - Foam (Stored Pressure) | C (Poor): Asset is operational but major repair or replacement will be needed. | Category 2 (Necessary): Essential work required to prevent the deterioration of an asset. | 15 | 2021-07-23 | 2.757 | 52.324 | x | 2 | 5. Severe | 12347 | Reactive Maintenance | 1
1014882 | Roof Coverings and Flashings | C (Poor): Asset is operational but major repair or replacement will be needed. | Category 2 (Necessary): Essential work required to prevent the deterioration of an asset. | 40 | 2011-09-20 | 12.5969 | 49.7016 | x | 2 | 4. Significant | 12347 | Reactive Maintenance | 3
1014887 | Showers | C (Poor): Asset is operational but major repair or replacement will be needed. | Category 2 (Necessary): Essential work required to prevent the deterioration of an asset. | 5 | 2020-09-11 | 3.6194 | 41.5222 | x | 2 | 3. Moderate | 12347 | Reactive Maintenance | 7
1014891 | Toilet and Shower Areas | C (Poor): Asset is operational but major repair or replacement will be needed. | Category 2 (Necessary): Essential work required to prevent the deterioration of an asset. | 25 | 2022-10-01 | 1.5661 | 54.7472 | x | 2 | 3. Moderate | 12347 | Reactive Maintenance | 7
1014892 | Toilet and Shower Areas | C (Poor): Asset is operational but major repair or replacement will be needed. | Category 2 (Necessary): Essential work required to prevent the deterioration of an asset. | 25 | 2008-02-15 | 16.1916 | 43.0467 | x | 2 | 3. Moderate | 12347 | Reactive Maintenance | 7
1014893 | Toilet and Shower Areas | C (Poor): Asset is operational but major repair or replacement will be needed. | Category 2 (Necessary): Essential work required to prevent the deterioration of an asset. | 25 | 2004-12-14 | 19.3621 | 40.5103 | x | 2 | 3. Moderate | 12347 | Reactive Maintenance | 7
1014894 | Toilet and Shower Areas | C (Poor): Asset is operational but major repair or replacement will be needed. | Category 2 (Necessary): Essential work required to prevent the deterioration of an asset. | 25 | 2000-10-15 | 23.5264 | 37.1789 | x | 2 | 3. Moderate | 12347 | Reactive Maintenance | 7
1014895 | Toilet and Shower Areas | C (Poor): Asset is operational but major repair or replacement will be needed. | Category 2 (Necessary): Essential work required to prevent the deterioration of an asset. | 25 | 2003-04-09 | 21.0459 | 39.1633 | x | 2 | 3. Moderate | 12347 | Reactive Maintenance | 7
1014899 | Refrigerant Distribution System | C (Poor): Asset is operational but major repair or replacement will be needed. | Category 2 (Necessary): Essential work required to prevent the deterioration of an asset. | 30 | 2011-07-22 | 12.7611 | 49.4926 | x | 1 | 4. Significant | 12348 | Reactive Maintenance | 3
1014900 | Refrigerant Distribution System | C (Poor): Asset is operational but major repair or replacement will be needed. | Category 2 (Necessary): Essential work required to prevent the deterioration of an asset. | 30 | 1997-07-15 | 26.7789 | 40.1474 | x | 1 | 4. Significant | 12348 | Reactive Maintenance | 3
1014903 | Access Control | C (Poor): Asset is operational but major repair or replacement will be needed. | Category 2 (Necessary): Essential work required to prevent the deterioration of an asset. | 15 | 2012-06-13 | 11.8658 | 42.1789 | x | 1 | 4. Significant | 12348 | Reactive Maintenance | 3
1014905 | Outstations | C (Poor): Asset is operational but major repair or replacement will be needed. | Category 2 (Necessary): Essential work required to prevent the deterioration of an asset. | 10 | 2019-02-24 | 5.1663 | 47.6674 | x | 1 | 4. Significant | 12348 | Reactive Maintenance | 3
1014909 | Catering Equipment | D (Very Poor): Asset runs a serious risk of imminent breakdown or poses a health and safety risk. | Category 1 (Urgent): Critical work required to address serious health and safety issues and correct any breach of legislation. | 15 | 2015-12-02 | 8.397 | 32.804 | x | 1 | 2. Minor | 12348 | Reactive Maintenance | 14
1014910 | Closed-Circuit Television (CCTV) | C (Poor): Asset is operational but major repair or replacement will be needed. | Category 2 (Necessary): Essential work required to prevent the deterioration of an asset. | 15 | 2016-06-21 | 7.8439 | 47.5414 | x | 1 | 5. Severe | 12348 | Reactive Maintenance | 1
1014911 | Closed-Circuit Television (CCTV) | C (Poor): Asset is operational but major repair or replacement will be needed. | Category 2 (Necessary): Essential work required to prevent the deterioration of an asset. | 15 | 2011-07-21 | 12.7639 | 40.9815 | x | 1 | 5. Severe | 12348 | Reactive Maintenance | 1
1014912 | Pneumatic Tube Systems | C (Poor): Asset is operational but major repair or replacement will be needed. | Category 2 (Necessary): Essential work required to prevent the deterioration of an asset. | 20 | 2013-06-02 | 10.8966 | 47.1034 | x | 1 | 4. Significant | 12348 | Reactive Maintenance | 3
1014913 | Emergency Lighting - Self Contained | C (Poor): Asset is operational but major repair or replacement will be needed. | Category 2 (Necessary): Essential work required to prevent the deterioration of an asset. | 25 | 2024-01-31 | 0.23272 | 57.8138 | x | 1 | 4. Significant | 12348 | Reactive Maintenance | 3
1014914 | Emergency Lighting - Self Contained | C (Poor): Asset is operational but major repair or replacement will be needed. | Category 2 (Necessary): Essential work required to prevent the deterioration of an asset. | 25 | 2011-05-05 | 12.9747 | 47.6203 | x | 1 | 4. Significant | 12348 | Reactive Maintenance | 3
1014915 | Emergency Lighting - Self Contained | C (Poor): Asset is operational but major repair or replacement will be needed. | Category 2 (Necessary): Essential work required to prevent the deterioration of an asset. | 25 | 2019-02-19 | 5.18 | 53.856 | x | 1 | 4. Significant | 12348 | Reactive Maintenance | 3
1014917 | Fire Doors | C (Poor): Asset is operational but major repair or replacement will be needed. | Category 2 (Necessary): Essential work required to prevent the deterioration of an asset. | 20 | 2019-12-28 | 4.3258 | 53.6742 | x | 1 | 3. Moderate | 12348 | Reactive Maintenance | 7
1014918 | Fire Doors | C (Poor): Asset is operational but major repair or replacement will be needed. | Category 2 (Necessary): Essential work required to prevent the deterioration of an asset. | 20 | 2005-11-20 | 18.4285 | 39.5715 | x | 1 | 3. Moderate | 12348 | Reactive Maintenance | 7
1014930 | Pipework for Low Pressure Natural Gas, Liquefied Petroleum Gas (LPG) or Oil | C (Poor): Asset is operational but major repair or replacement will be needed. | Category 2 (Necessary): Essential work required to prevent the deterioration of an asset. | 50 | 2006-12-04 | 17.3908 | 51.0437 | x | 1 | 5. Severe | 12348 | Reactive Maintenance | 1
1014953 | Hand Dryer | C (Poor): Asset is operational but major repair or replacement will be needed. | Category 2 (Necessary): Essential work required to prevent the deterioration of an asset. | 5 | 2020-01-15 | 4.2765 | 40.8939 | x | 1 | 2. Minor | 12348 | Reactive Maintenance | 14
1014954 | Pipework Systems - General | C (Poor): Asset is operational but major repair or replacement will be needed. | Category 2 (Necessary): Essential work required to prevent the deterioration of an asset. | 20 | 2012-10-08 | 11.5455 | 46.4545 | x | 1 | 4. Significant | 12348 | Reactive Maintenance | 3
1014955 | Pipework Systems - General | C (Poor): Asset is operational but major repair or replacement will be needed. | Category 2 (Necessary): Essential work required to prevent the deterioration of an asset. | 20 | 2005-10-01 | 18.5654 | 39.4346 | x | 1 | 4. Significant | 12348 | Reactive Maintenance | 3
1014956 | Pipework Systems - General | C (Poor): Asset is operational but major repair or replacement will be needed. | Category 2 (Necessary): Essential work required to prevent the deterioration of an asset. | 20 | 2019-07-15 | 4.7803 | 53.2197 | x | 1 | 4. Significant | 12348 | Reactive Maintenance | 3
1014957 | Pipework Systems - General | C (Poor): Asset is operational but major repair or replacement will be needed. | Category 2 (Necessary): Essential work required to prevent the deterioration of an asset. | 20 | 2005-06-16 | 18.8583 | 39.1417 | x | 1 | 4. Significant | 12348 | Reactive Maintenance | 3
1014958 | Pipework Systems - General | C (Poor): Asset is operational but major repair or replacement will be needed. | Category 2 (Necessary): Essential work required to prevent the deterioration of an asset. | 35 | 1995-07-27 | 28.7474 | 41.5729 | x | 1 | 4. Significant | 12348 | Reactive Maintenance | 3
1014959 | Pipework Systems - General | C (Poor): Asset is operational but major repair or replacement will be needed. | Category 2 (Necessary): Essential work required to prevent the deterioration of an asset. | 35 | 1999-01-17 | 25.2704 | 43.5598 | x | 1 | 4. Significant | 12348 | Reactive Maintenance | 3
1014960 | Pipework Systems - General | C (Poor): Asset is operational but major repair or replacement will be needed. | Category 2 (Necessary): Essential work required to prevent the deterioration of an asset. | 35 | 1999-05-30 | 24.9062 | 43.7679 | x | 1 | 4. Significant | 12348 | Reactive Maintenance | 3
1014961 | Pipework Systems - General | C (Poor): Asset is operational but major repair or replacement will be needed. | Category 2 (Necessary): Essential work required to prevent the deterioration of an asset. | 35 | 2007-11-03 | 16.4764 | 48.5849 | x | 1 | 4. Significant | 12348 | Reactive Maintenance | 3
1014962 | Pipework Systems - General | C (Poor): Asset is operational but major repair or replacement will be needed. | Category 2 (Necessary): Essential work required to prevent the deterioration of an asset. | 35 | 2010-09-10 | 13.6235 | 50.2151 | x | 1 | 4. Significant | 12348 | Reactive Maintenance | 3
1014963 | Pipework Systems - General | C (Poor): Asset is operational but major repair or replacement will be needed. | Category 2 (Necessary): Essential work required to prevent the deterioration of an asset. | 45 | 2007-09-15 | 16.6105 | 50.6175 | x | 1 | 4. Significant | 12348 | Reactive Maintenance | 3
1014964 | Pipework Systems - General | C (Poor): Asset is operational but major repair or replacement will be needed. | Category 2 (Necessary): Essential work required to prevent the deterioration of an asset. | 20 | 2016-04-09 | 8.0438 | 49.9562 | x | 1 | 4. Significant | 12348 | Reactive Maintenance | 3
1014965 | Pipework Systems - General | C (Poor): Asset is operational but major repair or replacement will be needed. | Category 2 (Necessary): Essential work required to prevent the deterioration of an asset. | 45 | 2014-03-05 | 10.141 | 53.4929 | x | 1 | 4. Significant | 12348 | Reactive Maintenance | 3
1014966 | Pipework Systems - General | C (Poor): Asset is operational but major repair or replacement will be needed. | Category 2 (Necessary): Essential work required to prevent the deterioration of an asset. | 45 | 2013-04-02 | 11.0637 | 53.0828 | x | 1 | 4. Significant | 12348 | Reactive Maintenance | 3
1014969 | Intruder Alarms | C (Poor): Asset is operational but major repair or replacement will be needed. | Category 2 (Necessary): Essential work required to prevent the deterioration of an asset. | 15 | 2023-04-24 | 1.0048 | 56.6603 | x | 1 | 5. Severe | 12348 | Reactive Maintenance | 1
1014970 | Intruder Alarms | C (Poor): Asset is operational but major repair or replacement will be needed. | Category 2 (Necessary): Essential work required to prevent the deterioration of an asset. | 15 | 2015-03-24 | 9.0897 | 45.8804 | x | 1 | 5. Severe | 12348 | Reactive Maintenance | 1
1014971 | Intruder Alarms | C (Poor): Asset is operational but major repair or replacement will be needed. | Category 2 (Necessary): Essential work required to prevent the deterioration of an asset. | 15 | 2018-01-24 | 6.2505 | 49.666 | x | 1 | 5. Severe | 12348 | Reactive Maintenance | 1
1014972 | Kitchen Extract/Ventilation System | C (Poor): Asset is operational but major repair or replacement will be needed. | Category 2 (Necessary): Essential work required to prevent the deterioration of an asset. | 35 | 2017-08-04 | 6.7242 | 54.1576 | x | 1 | 4. Significant | 12348 | Reactive Maintenance | 3
1014973 | Lightning Conductor and Earth | D (Very Poor): Asset runs a serious risk of imminent breakdown or poses a health and safety risk. | Category 1 (Urgent): Critical work required to address serious health and safety issues and correct any breach of legislation. | 30 | 2004-08-16 | 19.6906 | 30.8729 | x | 1 | 4. Significant | 12348 | Reactive Maintenance | 3
1014974 | Electrical Installation - Generally | C (Poor): Asset is operational but major repair or replacement will be needed. | Category 2 (Necessary): Essential work required to prevent the deterioration of an asset. | 35 | 2007-03-05 | 17.1417 | 48.2048 | x | 1 | 4. Significant | 12348 | Reactive Maintenance | 3
1014975 | Electrical Installation - Generally | C (Poor): Asset is operational but major repair or replacement will be needed. | Category 2 (Necessary): Essential work required to prevent the deterioration of an asset. | 35 | 2011-05-01 | 12.9856 | 50.5796 | x | 1 | 4. Significant | 12348 | Reactive Maintenance | 3
1014976 | Medical gas pipework, manifolds, outlets & accessories | D (Very Poor): Asset runs a serious risk of imminent breakdown or poses a health and safety risk. | Category 1 (Urgent): Critical work required to address serious health and safety issues and correct any breach of legislation. | 20 | 2016-10-25 | 7.499 | 36.501 | x | 1 | 4. Significant | 12348 | Reactive Maintenance | 3
1014978 | Fire Extinguishers - Foam (Stored Pressure) | C (Poor): Asset is operational but major repair or replacement will be needed. | Category 2 (Necessary): Essential work required to prevent the deterioration of an asset. | 15 | 2011-04-26 | 12.9993 | 40.6676 | x | 1 | 5. Severe | 12348 | Reactive Maintenance | 1
1014980 | Roof Coverings and Flashings | C (Poor): Asset is operational but major repair or replacement will be needed. | Category 2 (Necessary): Essential work required to prevent the deterioration of an asset. | 40 | 2015-12-24 | 8.3368 | 53.8316 | x | 1 | 4. Significant | 12348 | Reactive Maintenance | 3
1014995 | Showers | C (Poor): Asset is operational but major repair or replacement will be needed. | Category 2 (Necessary): Essential work required to prevent the deterioration of an asset. | 5 | 2020-10-12 | 3.5346 | 43.8617 | x | 1 | 3. Moderate | 12348 | Reactive Maintenance | 7
1014996 | Fans - Window or Wall Mounted | C (Poor): Asset is operational but major repair or replacement will be needed. | Category 2 (Necessary): Essential work required to prevent the deterioration of an asset. | 15 | 2018-07-15 | 5.7796 | 50.2939 | x | 1 | 2. Minor | 12348 | Reactive Maintenance | 14
1015000 | Toilet and Shower Areas | C (Poor): Asset is operational but major repair or replacement will be needed. | Category 2 (Necessary): Essential work required to prevent the deterioration of an asset. | 25 | 2011-02-25 | 13.1636 | 47.4691 | x | 1 | 3. Moderate | 12348 | Reactive Maintenance | 7
1015001 | Toilet and Shower Areas | C (Poor): Asset is operational but major repair or replacement will be needed. | Category 2 (Necessary): Essential work required to prevent the deterioration of an asset. | 25 | 2008-02-26 | 16.1615 | 45.0708 | x | 1 | 3. Moderate | 12348 | Reactive Maintenance | 7
1015002 | Toilet and Shower Areas | C (Poor): Asset is operational but major repair or replacement will be needed. | Category 2 (Necessary): Essential work required to prevent the deterioration of an asset. | 25 | 2010-11-29 | 13.4045 | 47.2764 | x | 1 | 3. Moderate | 12348 | Reactive Maintenance | 7
1015003 | Toilet and Shower Areas | C (Poor): Asset is operational but major repair or replacement will be needed. | Category 2 (Necessary): Essential work required to prevent the deterioration of an asset. | 25 | 2019-06-29 | 4.8241 | 54.1407 | x | 1 | 3. Moderate | 12348 | Reactive Maintenance | 7
1015004 | Toilet and Shower Areas | C (Poor): Asset is operational but major repair or replacement will be needed. | Category 2 (Necessary): Essential work required to prevent the deterioration of an asset. | 25 | 2007-11-10 | 16.4572 | 44.8342 | x | 1 | 3. Moderate | 12348 | Reactive Maintenance | 7
1015005 | Toilet and Shower Areas | C (Poor): Asset is operational but major repair or replacement will be needed. | Category 2 (Necessary): Essential work required to prevent the deterioration of an asset. | 25 | 2013-06-19 | 10.8501 | 49.3199 | x | 1 | 3. Moderate | 12348 | Reactive Maintenance | 7
1015006 | Toilet and Shower Areas | C (Poor): Asset is operational but major repair or replacement will be needed. | Category 2 (Necessary): Essential work required to prevent the deterioration of an asset. | 25 | 2015-04-02 | 9.065 | 50.748 | x | 1 | 3. Moderate | 12348 | Reactive Maintenance | 7
1015012 | Refrigerant Distribution System | C (Poor): Asset is operational but major repair or replacement will be needed. | Category 2 (Necessary): Essential work required to prevent the deterioration of an asset. | 30 | 2020-10-27 | 3.4935 | 49.671 | x | 4 | 4. Significant | 10438 | Reactive Maintenance | 3
1015015 | Access Control | C (Poor): Asset is operational but major repair or replacement will be needed. | Category 2 (Necessary): Essential work required to prevent the deterioration of an asset. | 15 | 2021-11-26 | 2.412 | 48.7839 | x | 4 | 4. Significant | 10438 | Reactive Maintenance | 3
1015016 | Access Control | C (Poor): Asset is operational but major repair or replacement will be needed. | Category 2 (Necessary): Essential work required to prevent the deterioration of an asset. | 15 | 2015-01-03 | 9.3087 | 39.5884 | x | 4 | 4. Significant | 10438 | Reactive Maintenance | 3
1015017 | Access Control | C (Poor): Asset is operational but major repair or replacement will be needed. | Category 2 (Necessary): Essential work required to prevent the deterioration of an asset. | 15 | 2018-12-02 | 5.3963 | 44.8049 | x | 4 | 4. Significant | 10438 | Reactive Maintenance | 3
1015018 | Access Control | C (Poor): Asset is operational but major repair or replacement will be needed. | Category 2 (Necessary): Essential work required to prevent the deterioration of an asset. | 15 | 2015-07-09 | 8.7967 | 40.271 | x | 4 | 4. Significant | 10438 | Reactive Maintenance | 3
1015019 | Access Control | C (Poor): Asset is operational but major repair or replacement will be needed. | Category 2 (Necessary): Essential work required to prevent the deterioration of an asset. | 15 | 2015-12-17 | 8.3559 | 40.8588 | x | 4 | 4. Significant | 10438 | Reactive Maintenance | 3
1015021 | Outstations | C (Poor): Asset is operational but major repair or replacement will be needed. | Category 2 (Necessary): Essential work required to prevent the deterioration of an asset. | 10 | 2022-12-21 | 1.3443 | 49.3114 | x | 4 | 4. Significant | 10438 | Reactive Maintenance | 3
1015025 | Catering Equipment | C (Poor): Asset is operational but major repair or replacement will be needed. | Category 1 (Urgent): Critical work required to address serious health and safety issues and correct any breach of legislation. | 15 | 2022-08-22 | 1.6756 | 42.7659 | x | 4 | 2. Minor | 10438 | Reactive Maintenance | 14
1015026 | Closed-Circuit Television (CCTV) | C (Poor): Asset is operational but major repair or replacement will be needed. | Category 2 (Necessary): Essential work required to prevent the deterioration of an asset. | 15 | 2014-07-01 | 9.8179 | 38.9094 | x | 4 | 5. Severe | 10438 | Reactive Maintenance | 1
1015027 | Emergency Lighting - Self Contained | C (Poor): Asset is operational but major repair or replacement will be needed. | Category 2 (Necessary): Essential work required to prevent the deterioration of an asset. | 25 | 2005-01-23 | 19.2526 | 36.5979 | x | 4 | 4. Significant | 10438 | Reactive Maintenance | 3
1015032 | Fire Doors | C (Poor): Asset is operational but major repair or replacement will be needed. | Category 2 (Necessary): Essential work required to prevent the deterioration of an asset. | 20 | 2021-04-28 | 2.9925 | 49.0075 | x | 4 | 3. Moderate | 10438 | Reactive Maintenance | 7
1015033 | Fire Doors | C (Poor): Asset is operational but major repair or replacement will be needed. | Category 2 (Necessary): Essential work required to prevent the deterioration of an asset. | 20 | 2016-09-27 | 7.5756 | 44.4244 | x | 4 | 3. Moderate | 10438 | Reactive Maintenance | 7
1015034 | Fire Doors | C (Poor): Asset is operational but major repair or replacement will be needed. | Category 2 (Necessary): Essential work required to prevent the deterioration of an asset. | 20 | 2010-10-26 | 13.4976 | 38.5024 | x | 4 | 3. Moderate | 10438 | Reactive Maintenance | 7
1015035 | Fire Doors | C (Poor): Asset is operational but major repair or replacement will be needed. | Category 2 (Necessary): Essential work required to prevent the deterioration of an asset. | 20 | 2009-08-13 | 14.6995 | 37.3005 | x | 4 | 3. Moderate | 10438 | Reactive Maintenance | 7
1015036 | Fire Doors | C (Poor): Asset is operational but major repair or replacement will be needed. | Category 2 (Necessary): Essential work required to prevent the deterioration of an asset. | 20 | 2009-12-12 | 14.3682 | 37.6318 | x | 4 | 3. Moderate | 10438 | Reactive Maintenance | 7
1015037 | Fire Doors | C (Poor): Asset is operational but major repair or replacement will be needed. | Category 2 (Necessary): Essential work required to prevent the deterioration of an asset. | 20 | 2018-09-14 | 5.6126 | 46.3874 | x | 4 | 3. Moderate | 10438 | Reactive Maintenance | 7
1015038 | Fire Doors | C (Poor): Asset is operational but major repair or replacement will be needed. | Category 2 (Necessary): Essential work required to prevent the deterioration of an asset. | 20 | 2014-09-15 | 9.6099 | 42.3901 | x | 4 | 3. Moderate | 10438 | Reactive Maintenance | 7
1015039 | Fire Doors | C (Poor): Asset is operational but major repair or replacement will be needed. | Category 2 (Necessary): Essential work required to prevent the deterioration of an asset. | 20 | 2020-12-19 | 3.3484 | 48.6516 | x | 4 | 3. Moderate | 10438 | Reactive Maintenance | 7
1015049 | Pipework for Low Pressure Natural Gas, Liquefied Petroleum Gas (LPG) or Oil | C (Poor): Asset is operational but major repair or replacement will be needed. | Category 2 (Necessary): Essential work required to prevent the deterioration of an asset. | 50 | 2006-10-08 | 17.5469 | 44.9812 | x | 4 | 5. Severe | 10438 | Reactive Maintenance | 1
1015058 | Hand Dryer | C (Poor): Asset is operational but major repair or replacement will be needed. | Category 2 (Necessary): Essential work required to prevent the deterioration of an asset. | 5 | 2022-06-04 | 1.8919 | 44.4326 | x | 4 | 2. Minor | 10438 | Reactive Maintenance | 14
1015059 | Pipework Systems - General | C (Poor): Asset is operational but major repair or replacement will be needed. | Category 2 (Necessary): Essential work required to prevent the deterioration of an asset. | 20 | 2010-03-16 | 14.1109 | 37.8891 | x | 4 | 4. Significant | 10438 | Reactive Maintenance | 3
1015060 | Pipework Systems - General | C (Poor): Asset is operational but major repair or replacement will be needed. | Category 2 (Necessary): Essential work required to prevent the deterioration of an asset. | 20 | 2016-07-19 | 7.7673 | 44.2327 | x | 4 | 4. Significant | 10438 | Reactive Maintenance | 3
1015061 | Pipework Systems - General | C (Poor): Asset is operational but major repair or replacement will be needed. | Category 2 (Necessary): Essential work required to prevent the deterioration of an asset. | 35 | 2021-12-11 | 2.371 | 50.6452 | x | 4 | 4. Significant | 10438 | Reactive Maintenance | 3
1015062 | Pipework Systems - General | C (Poor): Asset is operational but major repair or replacement will be needed. | Category 2 (Necessary): Essential work required to prevent the deterioration of an asset. | 35 | 2013-03-03 | 11.1458 | 45.631 | x | 4 | 4. Significant | 10438 | Reactive Maintenance | 3
1015063 | Pipework Systems - General | C (Poor): Asset is operational but major repair or replacement will be needed. | Category 2 (Necessary): Essential work required to prevent the deterioration of an asset. | 35 | 2014-07-12 | 9.7878 | 46.407 | x | 4 | 4. Significant | 10438 | Reactive Maintenance | 3
1015064 | Pipework Systems - General | C (Poor): Asset is operational but major repair or replacement will be needed. | Category 2 (Necessary): Essential work required to prevent the deterioration of an asset. | 45 | 2009-11-17 | 14.4367 | 45.5837 | x | 4 | 4. Significant | 10438 | Reactive Maintenance | 3
1015065 | Pipework Systems - General | C (Poor): Asset is operational but major repair or replacement will be needed. | Category 2 (Necessary): Essential work required to prevent the deterioration of an asset. | 45 | 2013-10-31 | 10.4832 | 47.3408 | x | 4 | 4. Significant | 10438 | Reactive Maintenance | 3
1015076 | Intruder Alarms | C (Poor): Asset is operational but major repair or replacement will be needed. | Category 2 (Necessary): Essential work required to prevent the deterioration of an asset. | 15 | 2018-03-03 | 6.1465 | 43.8047 | x | 4 | 5. Severe | 10438 | Reactive Maintenance | 1
1015077 | Intruder Alarms | C (Poor): Asset is operational but major repair or replacement will be needed. | Category 2 (Necessary): Essential work required to prevent the deterioration of an asset. | 15 | 2017-08-23 | 6.6721 | 43.1038 | x | 4 | 5. Severe | 10438 | Reactive Maintenance | 1
1015078 | Intruder Alarms | C (Poor): Asset is operational but major repair or replacement will be needed. | Category 2 (Necessary): Essential work required to prevent the deterioration of an asset. | 15 | 2018-06-03 | 5.8946 | 44.1405 | x | 4 | 5. Severe | 10438 | Reactive Maintenance | 1
1015079 | Kitchen Extract/Ventilation System | C (Poor): Asset is operational but major repair or replacement will be needed. | Category 2 (Necessary): Essential work required to prevent the deterioration of an asset. | 35 | 2009-01-09 | 15.2909 | 43.2623 | x | 4 | 4. Significant | 10438 | Reactive Maintenance | 3
1015080 | Lightning Conductor and Earth | C (Poor): Asset is operational but major repair or replacement will be needed. | Category 2 (Necessary): Essential work required to prevent the deterioration of an asset. | 30 | 2001-07-11 | 22.7899 | 36.8068 | x | 4 | 4. Significant | 10438 | Reactive Maintenance | 3
1015081 | Electrical Installation - Generally | C (Poor): Asset is operational but major repair or replacement will be needed. | Category 2 (Necessary): Essential work required to prevent the deterioration of an asset. | 35 | 2004-11-23 | 19.4196 | 40.9031 | x | 4 | 4. Significant | 10438 | Reactive Maintenance | 3
1015082 | Electrical Installation - Generally | C (Poor): Asset is operational but major repair or replacement will be needed. | Category 2 (Necessary): Essential work required to prevent the deterioration of an asset. | 35 | 2017-12-12 | 6.3682 | 48.361 | x | 4 | 4. Significant | 10438 | Reactive Maintenance | 3
1015083 | Electrical Installation - Generally | C (Poor): Asset is operational but major repair or replacement will be needed. | Category 2 (Necessary): Essential work required to prevent the deterioration of an asset. | 35 | 2011-03-11 | 13.1253 | 44.4999 | x | 4 | 4. Significant | 10438 | Reactive Maintenance | 3
1015085 | Fire Extinguishers - Foam (Stored Pressure) | C (Poor): Asset is operational but major repair or replacement will be needed. | Category 2 (Necessary): Essential work required to prevent the deterioration of an asset. | 15 | 2012-08-22 | 11.6742 | 36.4344 | x | 4 | 5. Severe | 10438 | Reactive Maintenance | 1
1015087 | Roof Coverings and Flashings | C (Poor): Asset is operational but major repair or replacement will be needed. | Category 2 (Necessary): Essential work required to prevent the deterioration of an asset. | 40 | 2019-10-10 | 4.5421 | 49.729 | x | 4 | 4. Significant | 10438 | Reactive Maintenance | 3
1015100 | Showers | C (Poor): Asset is operational but major repair or replacement will be needed. | Category 2 (Necessary): Essential work required to prevent the deterioration of an asset. | 5 | 2023-02-13 | 1.1964 | 47.2142 | x | 4 | 3. Moderate | 10438 | Reactive Maintenance | 7
1015101 | Showers | C (Poor): Asset is operational but major repair or replacement will be needed. | Category 2 (Necessary): Essential work required to prevent the deterioration of an asset. | 5 | 2020-05-20 | 3.9316 | 36.2738 | x | 4 | 3. Moderate | 10438 | Reactive Maintenance | 7
1015102 | Fans - Window or Wall Mounted | C (Poor): Asset is operational but major repair or replacement will be needed. | Category 2 (Necessary): Essential work required to prevent the deterioration of an asset. | 15 | 2011-12-30 | 12.3203 | 35.5729 | x | 4 | 2. Minor | 10438 | Reactive Maintenance | 14
1015106 | Toilet and Shower Areas | C (Poor): Asset is operational but major repair or replacement will be needed. | Category 2 (Necessary): Essential work required to prevent the deterioration of an asset. | 25 | 2013-08-17 | 10.6886 | 43.4491 | x | 4 | 3. Moderate | 10438 | Reactive Maintenance | 7
1015107 | Toilet and Shower Areas | C (Poor): Asset is operational but major repair or replacement will be needed. | Category 2 (Necessary): Essential work required to prevent the deterioration of an asset. | 25 | 2018-11-01 | 5.4812 | 47.6151 | x | 4 | 3. Moderate | 10438 | Reactive Maintenance | 7
1015108 | Toilet and Shower Areas | C (Poor): Asset is operational but major repair or replacement will be needed. | Category 2 (Necessary): Essential work required to prevent the deterioration of an asset. | 25 | 2011-03-24 | 13.0897 | 41.5283 | x | 4 | 3. Moderate | 10438 | Reactive Maintenance | 7
1015109 | Toilet and Shower Areas | C (Poor): Asset is operational but major repair or replacement will be needed. | Category 2 (Necessary): Essential work required to prevent the deterioration of an asset. | 25 | 2021-07-24 | 2.7543 | 49.7966 | x | 4 | 3. Moderate | 10438 | Reactive Maintenance | 7
1015110 | Toilet and Shower Areas | C (Poor): Asset is operational but major repair or replacement will be needed. | Category 2 (Necessary): Essential work required to prevent the deterioration of an asset. | 25 | 2013-07-22 | 10.7598 | 43.3922 | x | 4 | 3. Moderate | 10438 | Reactive Maintenance | 7
1015111 | Toilet and Shower Areas | C (Poor): Asset is operational but major repair or replacement will be needed. | Category 2 (Necessary): Essential work required to prevent the deterioration of an asset. | 25 | 2007-11-25 | 16.4162 | 38.8671 | x | 4 | 3. Moderate | 10438 | Reactive Maintenance | 7
1015112 | Toilet and Shower Areas | C (Poor): Asset is operational but major repair or replacement will be needed. | Category 2 (Necessary): Essential work required to prevent the deterioration of an asset. | 25 | 2003-05-30 | 20.9062 | 35.275 | x | 4 | 3. Moderate | 10438 | Reactive Maintenance | 7
1015113 | Toilet and Shower Areas | C (Poor): Asset is operational but major repair or replacement will be needed. | Category 2 (Necessary): Essential work required to prevent the deterioration of an asset. | 25 | 1999-05-27 | 24.9144 | 32.0684 | x | 4 | 3. Moderate | 10438 | Reactive Maintenance | 7
1015114 | Toilet and Shower Areas | C (Poor): Asset is operational but major repair or replacement will be needed. | Category 2 (Necessary): Essential work required to prevent the deterioration of an asset. | 25 | 2003-02-12 | 21.1992 | 35.0407 | x | 4 | 3. Moderate | 10438 | Reactive Maintenance | 7
1015115 | Toilet and Shower Areas | C (Poor): Asset is operational but major repair or replacement will be needed. | Category 2 (Necessary): Essential work required to prevent the deterioration of an asset. | 25 | 2011-10-21 | 12.512 | 41.9904 | x | 4 | 3. Moderate | 10438 | Reactive Maintenance | 7
1015116 | Toilet and Shower Areas | C (Poor): Asset is operational but major repair or replacement will be needed. | Category 2 (Necessary): Essential work required to prevent the deterioration of an asset. | 25 | 2011-01-16 | 13.2731 | 41.3815 | x | 4 | 3. Moderate | 10438 | Reactive Maintenance | 7
1015117 | Toilet and Shower Areas | C (Poor): Asset is operational but major repair or replacement will be needed. | Category 2 (Necessary): Essential work required to prevent the deterioration of an asset. | 25 | 2000-10-10 | 23.54 | 33.168 | x | 4 | 3. Moderate | 10438 | Reactive Maintenance | 7
1015118 | Toilet and Shower Areas | C (Poor): Asset is operational but major repair or replacement will be needed. | Category 2 (Necessary): Essential work required to prevent the deterioration of an asset. | 25 | 2005-10-11 | 18.538 | 37.1696 | x | 4 | 3. Moderate | 10438 | Reactive Maintenance | 7
1015119 | Toilet and Shower Areas | C (Poor): Asset is operational but major repair or replacement will be needed. | Category 2 (Necessary): Essential work required to prevent the deterioration of an asset. | 25 | 2002-12-04 | 21.3908 | 34.8873 | x | 4 | 3. Moderate | 10438 | Reactive Maintenance | 7
1015120 | Toilet and Shower Areas | C (Poor): Asset is operational but major repair or replacement will be needed. | Category 2 (Necessary): Essential work required to prevent the deterioration of an asset. | 25 | 2020-02-18 | 4.1834 | 48.6533 | x | 4 | 3. Moderate | 10438 | Reactive Maintenance | 7
1015132 | Outstations | C (Poor): Asset is operational but major repair or replacement will be needed. | Category 2 (Necessary): Essential work required to prevent the deterioration of an asset. | 10 | 2018-05-09 | 5.963 | 40.0739 | x | 4 | 4. Significant | 10485 | Reactive Maintenance | 3
1015137 | Closed-Circuit Television (CCTV) | C (Poor): Asset is operational but major repair or replacement will be needed. | Category 2 (Necessary): Essential work required to prevent the deterioration of an asset. | 15 | 2016-12-13 | 7.3648 | 42.1802 | x | 4 | 5. Severe | 10485 | Reactive Maintenance | 1
1015138 | Emergency Lighting - Self Contained | C (Poor): Asset is operational but major repair or replacement will be needed. | Category 2 (Necessary): Essential work required to prevent the deterioration of an asset. | 25 | 2011-06-27 | 12.8296 | 41.7363 | x | 4 | 4. Significant | 10485 | Reactive Maintenance | 3
1015139 | Emergency Lighting - Self Contained | C (Poor): Asset is operational but major repair or replacement will be needed. | Category 2 (Necessary): Essential work required to prevent the deterioration of an asset. | 25 | 2011-06-13 | 12.8679 | 41.7057 | x | 4 | 4. Significant | 10485 | Reactive Maintenance | 3
1015140 | Emergency Lighting - Self Contained | C (Poor): Asset is operational but major repair or replacement will be needed. | Category 2 (Necessary): Essential work required to prevent the deterioration of an asset. | 25 | 2010-09-23 | 13.588 | 41.1296 | x | 4 | 4. Significant | 10485 | Reactive Maintenance | 3
1015141 | Emergency Lighting - Self Contained | C (Poor): Asset is operational but major repair or replacement will be needed. | Category 2 (Necessary): Essential work required to prevent the deterioration of an asset. | 25 | 2011-02-27 | 13.1581 | 41.4735 | x | 4 | 4. Significant | 10485 | Reactive Maintenance | 3
1015142 | Emergency Lighting - Self Contained | C (Poor): Asset is operational but major repair or replacement will be needed. | Category 2 (Necessary): Essential work required to prevent the deterioration of an asset. | 25 | 2021-03-22 | 3.0938 | 49.525 | x | 4 | 4. Significant | 10485 | Reactive Maintenance | 3
1015143 | Emergency Lighting - Self Contained | C (Poor): Asset is operational but major repair or replacement will be needed. | Category 2 (Necessary): Essential work required to prevent the deterioration of an asset. | 25 | 2003-09-23 | 20.5886 | 35.5291 | x | 4 | 4. Significant | 10485 | Reactive Maintenance | 3
1015144 | Emergency Lighting - Self Contained | C (Poor): Asset is operational but major repair or replacement will be needed. | Category 2 (Necessary): Essential work required to prevent the deterioration of an asset. | 25 | 2011-12-31 | 12.3176 | 42.1459 | x | 4 | 4. Significant | 10485 | Reactive Maintenance | 3
1015145 | Emergency Lighting - Self Contained | C (Poor): Asset is operational but major repair or replacement will be needed. | Category 2 (Necessary): Essential work required to prevent the deterioration of an asset. | 25 | 2000-01-20 | 24.2628 | 32.5897 | x | 4 | 4. Significant | 10485 | Reactive Maintenance | 3
1015146 | Emergency Lighting - Self Contained | C (Poor): Asset is operational but major repair or replacement will be needed. | Category 2 (Necessary): Essential work required to prevent the deterioration of an asset. | 25 | 2015-05-18 | 8.9391 | 44.8487 | x | 4 | 4. Significant | 10485 | Reactive Maintenance | 3
1015147 | Emergency Lighting - Self Contained | C (Poor): Asset is operational but major repair or replacement will be needed. | Category 2 (Necessary): Essential work required to prevent the deterioration of an asset. | 25 | 2017-03-04 | 7.1431 | 46.2856 | x | 4 | 4. Significant | 10485 | Reactive Maintenance | 3
1015148 | Emergency Lighting - Self Contained | C (Poor): Asset is operational but major repair or replacement will be needed. | Category 2 (Necessary): Essential work required to prevent the deterioration of an asset. | 25 | 2011-06-13 | 12.8679 | 41.7057 | x | 4 | 4. Significant | 10485 | Reactive Maintenance | 3
1015149 | Emergency Lighting - Self Contained | C (Poor): Asset is operational but major repair or replacement will be needed. | Category 2 (Necessary): Essential work required to prevent the deterioration of an asset. | 25 | 2009-02-11 | 15.2005 | 39.8396 | x | 4 | 4. Significant | 10485 | Reactive Maintenance | 3
1015150 | Emergency Lighting - Self Contained | C (Poor): Asset is operational but major repair or replacement will be needed. | Category 2 (Necessary): Essential work required to prevent the deterioration of an asset. | 25 | 2009-08-13 | 14.6995 | 40.2404 | x | 4 | 4. Significant | 10485 | Reactive Maintenance | 3
1015153 | Fire Doors | C (Poor): Asset is operational but major repair or replacement will be needed. | Category 2 (Necessary): Essential work required to prevent the deterioration of an asset. | 20 | 2018-11-19 | 5.4319 | 46.5681 | x | 4 | 3. Moderate | 10485 | Reactive Maintenance | 7
1015154 | Fire Doors | C (Poor): Asset is operational but major repair or replacement will be needed. | Category 2 (Necessary): Essential work required to prevent the deterioration of an asset. | 20 | 2020-02-27 | 4.1588 | 47.8412 | x | 4 | 3. Moderate | 10485 | Reactive Maintenance | 7
1015155 | Fire Doors | C (Poor): Asset is operational but major repair or replacement will be needed. | Category 2 (Necessary): Essential work required to prevent the deterioration of an asset. | 20 | 2006-05-06 | 17.9713 | 34.0287 | x | 4 | 3. Moderate | 10485 | Reactive Maintenance | 7
1015157 | Pipework for Low Pressure Natural Gas, Liquefied Petroleum Gas (LPG) or Oil | C (Poor): Asset is operational but major repair or replacement will be needed. | Category 2 (Necessary): Essential work required to prevent the deterioration of an asset. | 50 | 2013-02-24 | 11.165 | 47.534 | x | 4 | 5. Severe | 10485 | Reactive Maintenance | 1
1015161 | Hand Dryer | C (Poor): Asset is operational but major repair or replacement will be needed. | Category 2 (Necessary): Essential work required to prevent the deterioration of an asset. | 5 | 2024-01-04 | 0.30664 | 50.7734 | x | 4 | 2. Minor | 10485 | Reactive Maintenance | 14
1015167 | Intruder Alarms | C (Poor): Asset is operational but major repair or replacement will be needed. | Category 2 (Necessary): Essential work required to prevent the deterioration of an asset. | 15 | 2021-04-21 | 3.0116 | 47.9845 | x | 4 | 5. Severe | 10485 | Reactive Maintenance | 1
1015168 | Intruder Alarms | C (Poor): Asset is operational but major repair or replacement will be needed. | Category 2 (Necessary): Essential work required to prevent the deterioration of an asset. | 15 | 2014-09-06 | 9.6345 | 39.154 | x | 4 | 5. Severe | 10485 | Reactive Maintenance | 1
1015169 | Electrical Installation - Generally | C (Poor): Asset is operational but major repair or replacement will be needed. | Category 2 (Necessary): Essential work required to prevent the deterioration of an asset. | 35 | 2018-07-31 | 5.7358 | 48.7224 | x | 4 | 4. Significant | 10485 | Reactive Maintenance | 3
1015171 | Fire Extinguishers - Foam (Stored Pressure) | C (Poor): Asset is operational but major repair or replacement will be needed. | Category 2 (Necessary): Essential work required to prevent the deterioration of an asset. | 15 | 2019-01-25 | 5.2485 | 45.0021 | x | 4 | 5. Severe | 10485 | Reactive Maintenance | 1
1015178 | Showers | C (Poor): Asset is operational but major repair or replacement will be needed. | Category 2 (Necessary): Essential work required to prevent the deterioration of an asset. | 5 | 2023-08-12 | 0.70363 | 49.1855 | x | 4 | 3. Moderate | 10485 | Reactive Maintenance | 7
1015179 | Fans - Window or Wall Mounted | C (Poor): Asset is operational but major repair or replacement will be needed. | Category 2 (Necessary): Essential work required to prevent the deterioration of an asset. | 15 | 2022-05-27 | 1.9138 | 49.4483 | x | 4 | 2. Minor | 10485 | Reactive Maintenance | 14
1015182 | Toilet and Shower Areas | C (Poor): Asset is operational but major repair or replacement will be needed. | Category 2 (Necessary): Essential work required to prevent the deterioration of an asset. | 25 | 2011-12-22 | 12.3422 | 42.1262 | x | 4 | 3. Moderate | 10485 | Reactive Maintenance | 7
1015183 | Toilet and Shower Areas | C (Poor): Asset is operational but major repair or replacement will be needed. | Category 2 (Necessary): Essential work required to prevent the deterioration of an asset. | 25 | 2011-12-08 | 12.3806 | 42.0956 | x | 4 | 3. Moderate | 10485 | Reactive Maintenance | 7
1015184 | Toilet and Shower Areas | C (Poor): Asset is operational but major repair or replacement will be needed. | Category 2 (Necessary): Essential work required to prevent the deterioration of an asset. | 25 | 2018-12-29 | 5.3224 | 47.7421 | x | 4 | 3. Moderate | 10485 | Reactive Maintenance | 7
1015185 | Toilet and Shower Areas | C (Poor): Asset is operational but major repair or replacement will be needed. | Category 2 (Necessary): Essential work required to prevent the deterioration of an asset. | 25 | 2022-12-03 | 1.3936 | 50.8851 | x | 4 | 3. Moderate | 10485 | Reactive Maintenance | 7
1015186 | Toilet and Shower Areas | C (Poor): Asset is operational but major repair or replacement will be needed. | Category 2 (Necessary): Essential work required to prevent the deterioration of an asset. | 25 | 2012-01-01 | 12.3149 | 42.1481 | x | 4 | 3. Moderate | 10485 | Reactive Maintenance | 7
1015187 | Toilet and Shower Areas | C (Poor): Asset is operational but major repair or replacement will be needed. | Category 2 (Necessary): Essential work required to prevent the deterioration of an asset. | 25 | 1999-06-04 | 24.8925 | 32.086 | x | 4 | 3. Moderate | 10485 | Reactive Maintenance | 7
1015188 | Toilet and Shower Areas | C (Poor): Asset is operational but major repair or replacement will be needed. | Category 2 (Necessary): Essential work required to prevent the deterioration of an asset. | 25 | 2021-05-11 | 2.9569 | 49.6345 | x | 4 | 3. Moderate | 10485 | Reactive Maintenance | 7
1015189 | Toilet and Shower Areas | C (Poor): Asset is operational but major repair or replacement will be needed. | Category 2 (Necessary): Essential work required to prevent the deterioration of an asset. | 25 | 2020-06-07 | 3.8823 | 48.8942 | x | 4 | 3. Moderate | 10485 | Reactive Maintenance | 7
1015193 | Refrigerant Distribution System | C (Poor): Asset is operational but major repair or replacement will be needed. | Category 2 (Necessary): Essential work required to prevent the deterioration of an asset. | 30 | 2011-09-09 | 12.627 | 41.582 | x | 5 | 4. Significant | 10397 | Reactive Maintenance | 3
1015194 | Refrigerant Distribution System | C (Poor): Asset is operational but major repair or replacement will be needed. | Category 2 (Necessary): Essential work required to prevent the deterioration of an asset. | 30 | 2018-12-05 | 5.3881 | 46.4079 | x | 5 | 4. Significant | 10397 | Reactive Maintenance | 3
1015195 | Refrigerant Distribution System | C (Poor): Asset is operational but major repair or replacement will be needed. | Category 2 (Necessary): Essential work required to prevent the deterioration of an asset. | 30 | 2020-04-05 | 4.0548 | 47.2968 | x | 5 | 4. Significant | 10397 | Reactive Maintenance | 3
1015196 | Refrigerant Distribution System | C (Poor): Asset is operational but major repair or replacement will be needed. | Category 2 (Necessary): Essential work required to prevent the deterioration of an asset. | 30 | 2001-07-18 | 22.7707 | 34.8195 | x | 5 | 4. Significant | 10397 | Reactive Maintenance | 3
1015197 | Refrigerant Distribution System | C (Poor): Asset is operational but major repair or replacement will be needed. | Category 2 (Necessary): Essential work required to prevent the deterioration of an asset. | 30 | 1999-02-01 | 25.2293 | 33.1805 | x | 5 | 4. Significant | 10397 | Reactive Maintenance | 3
1015200 | Access Control | C (Poor): Asset is operational but major repair or replacement will be needed. | Category 2 (Necessary): Essential work required to prevent the deterioration of an asset. | 15 | 2016-02-13 | 8.1971 | 39.0705 | x | 5 | 4. Significant | 10397 | Reactive Maintenance | 3
1015201 | Access Control | C (Poor): Asset is operational but major repair or replacement will be needed. | Category 2 (Necessary): Essential work required to prevent the deterioration of an asset. | 15 | 2016-02-29 | 8.1533 | 39.1289 | x | 5 | 4. Significant | 10397 | Reactive Maintenance | 3
1015202 | Access Control | C (Poor): Asset is operational but major repair or replacement will be needed. | Category 2 (Necessary): Essential work required to prevent the deterioration of an asset. | 15 | 2013-01-05 | 11.3018 | 34.9309 | x | 5 | 4. Significant | 10397 | Reactive Maintenance | 3
1015203 | Access Control | C (Poor): Asset is operational but major repair or replacement will be needed. | Category 2 (Necessary): Essential work required to prevent the deterioration of an asset. | 15 | 2022-07-11 | 1.7906 | 47.6126 | x | 5 | 4. Significant | 10397 | Reactive Maintenance | 3
1015204 | Access Control | C (Poor): Asset is operational but major repair or replacement will be needed. | Category 2 (Necessary): Essential work required to prevent the deterioration of an asset. | 15 | 2016-07-06 | 7.8029 | 39.5962 | x | 5 | 4. Significant | 10397 | Reactive Maintenance | 3
1015205 | Access Control | C (Poor): Asset is operational but major repair or replacement will be needed. | Category 2 (Necessary): Essential work required to prevent the deterioration of an asset. | 15 | 2011-03-05 | 13.1417 | 32.4778 | x | 5 | 4. Significant | 10397 | Reactive Maintenance | 3
1015207 | Outstations | C (Poor): Asset is operational but major repair or replacement will be needed. | Category 2 (Necessary): Essential work required to prevent the deterioration of an asset. | 10 | 2023-09-28 | 0.57495 | 48.8501 | x | 5 | 4. Significant | 10397 | Reactive Maintenance | 3
1015213 | Closed-Circuit Television (CCTV) | C (Poor): Asset is operational but major repair or replacement will be needed. | Category 2 (Necessary): Essential work required to prevent the deterioration of an asset. | 15 | 2010-06-25 | 13.8344 | 31.5542 | x | 5 | 5. Severe | 10397 | Reactive Maintenance | 1
1015214 | Pneumatic Tube Systems | C (Poor): Asset is operational but major repair or replacement will be needed. | Category 2 (Necessary): Essential work required to prevent the deterioration of an asset. | 20 | 2004-08-02 | 19.729 | 30.271 | x | 5 | 4. Significant | 10397 | Reactive Maintenance | 3
1015215 | Pneumatic Tube Systems | C (Poor): Asset is operational but major repair or replacement will be needed. | Category 2 (Necessary): Essential work required to prevent the deterioration of an asset. | 20 | 2013-10-06 | 10.5517 | 39.4483 | x | 5 | 4. Significant | 10397 | Reactive Maintenance | 3
1015216 | Emergency Lighting - Self Contained | C (Poor): Asset is operational but major repair or replacement will be needed. | Category 2 (Necessary): Essential work required to prevent the deterioration of an asset. | 25 | 2016-05-07 | 7.9671 | 43.6263 | x | 5 | 4. Significant | 10397 | Reactive Maintenance | 3
1015224 | Fire Doors | C (Poor): Asset is operational but major repair or replacement will be needed. | Category 2 (Necessary): Essential work required to prevent the deterioration of an asset. | 20 | 2006-11-05 | 17.4702 | 32.5298 | x | 5 | 3. Moderate | 10397 | Reactive Maintenance | 7
1015225 | Fire Doors | C (Poor): Asset is operational but major repair or replacement will be needed. | Category 2 (Necessary): Essential work required to prevent the deterioration of an asset. | 20 | 2004-02-12 | 20.1999 | 29.8001 | x | 5 | 3. Moderate | 10397 | Reactive Maintenance | 7
1015226 | Fire Doors | C (Poor): Asset is operational but major repair or replacement will be needed. | Category 2 (Necessary): Essential work required to prevent the deterioration of an asset. | 20 | 2019-09-08 | 4.6297 | 45.3703 | x | 5 | 3. Moderate | 10397 | Reactive Maintenance | 7
1015227 | Fire Doors | C (Poor): Asset is operational but major repair or replacement will be needed. | Category 2 (Necessary): Essential work required to prevent the deterioration of an asset. | 20 | 2016-06-16 | 7.8576 | 42.1424 | x | 5 | 3. Moderate | 10397 | Reactive Maintenance | 7
1015228 | Fire Doors | C (Poor): Asset is operational but major repair or replacement will be needed. | Category 2 (Necessary): Essential work required to prevent the deterioration of an asset. | 20 | 2016-09-15 | 7.6085 | 42.3915 | x | 5 | 3. Moderate | 10397 | Reactive Maintenance | 7
1015247 | Pipework for Low Pressure Natural Gas, Liquefied Petroleum Gas (LPG) or Oil | C (Poor): Asset is operational but major repair or replacement will be needed. | Category 2 (Necessary): Essential work required to prevent the deterioration of an asset. | 50 | 2004-05-10 | 19.9589 | 42.0164 | x | 5 | 5. Severe | 10397 | Reactive Maintenance | 1
1015248 | Pipework for Low Pressure Natural Gas, Liquefied Petroleum Gas (LPG) or Oil | C (Poor): Asset is operational but major repair or replacement will be needed. | Category 2 (Necessary): Essential work required to prevent the deterioration of an asset. | 50 | 1998-05-04 | 25.9767 | 39.6093 | x | 5 | 5. Severe | 10397 | Reactive Maintenance | 1
1015262 | Hand Dryer | C (Poor): Asset is operational but major repair or replacement will be needed. | Category 2 (Necessary): Essential work required to prevent the deterioration of an asset. | 5 | 2020-01-06 | 4.3012 | 32.7953 | x | 5 | 2. Minor | 10397 | Reactive Maintenance | 14
1015263 | Pipework Systems - General | C (Poor): Asset is operational but major repair or replacement will be needed. | Category 2 (Necessary): Essential work required to prevent the deterioration of an asset. | 20 | 2010-08-11 | 13.7057 | 36.2943 | x | 5 | 4. Significant | 10397 | Reactive Maintenance | 3
1015264 | Pipework Systems - General | C (Poor): Asset is operational but major repair or replacement will be needed. | Category 2 (Necessary): Essential work required to prevent the deterioration of an asset. | 20 | 2006-07-25 | 17.7522 | 32.2478 | x | 5 | 4. Significant | 10397 | Reactive Maintenance | 3
1015265 | Pipework Systems - General | C (Poor): Asset is operational but major repair or replacement will be needed. | Category 2 (Necessary): Essential work required to prevent the deterioration of an asset. | 20 | 2010-03-03 | 14.1465 | 35.8535 | x | 5 | 4. Significant | 10397 | Reactive Maintenance | 3
1015266 | Pipework Systems - General | C (Poor): Asset is operational but major repair or replacement will be needed. | Category 2 (Necessary): Essential work required to prevent the deterioration of an asset. | 20 | 2022-07-16 | 1.7769 | 48.2231 | x | 5 | 4. Significant | 10397 | Reactive Maintenance | 3
1015267 | Pipework Systems - General | C (Poor): Asset is operational but major repair or replacement will be needed. | Category 2 (Necessary): Essential work required to prevent the deterioration of an asset. | 20 | 2010-01-18 | 14.2669 | 35.7331 | x | 5 | 4. Significant | 10397 | Reactive Maintenance | 3
1015268 | Pipework Systems - General | C (Poor): Asset is operational but major repair or replacement will be needed. | Category 2 (Necessary): Essential work required to prevent the deterioration of an asset. | 20 | 2012-05-30 | 11.9042 | 38.0958 | x | 5 | 4. Significant | 10397 | Reactive Maintenance | 3
1015269 | Pipework Systems - General | C (Poor): Asset is operational but major repair or replacement will be needed. | Category 2 (Necessary): Essential work required to prevent the deterioration of an asset. | 20 | 2016-02-10 | 8.2053 | 41.7947 | x | 5 | 4. Significant | 10397 | Reactive Maintenance | 3
1015270 | Pipework Systems - General | C (Poor): Asset is operational but major repair or replacement will be needed. | Category 2 (Necessary): Essential work required to prevent the deterioration of an asset. | 20 | 2007-01-23 | 17.2539 | 32.7461 | x | 5 | 4. Significant | 10397 | Reactive Maintenance | 3
1015271 | Pipework Systems - General | C (Poor): Asset is operational but major repair or replacement will be needed. | Category 2 (Necessary): Essential work required to prevent the deterioration of an asset. | 20 | 2020-10-27 | 3.4935 | 46.5065 | x | 5 | 4. Significant | 10397 | Reactive Maintenance | 3
1015272 | Pipework Systems - General | C (Poor): Asset is operational but major repair or replacement will be needed. | Category 2 (Necessary): Essential work required to prevent the deterioration of an asset. | 20 | 2013-02-24 | 11.165 | 38.835 | x | 5 | 4. Significant | 10397 | Reactive Maintenance | 3
1015273 | Pipework Systems - General | C (Poor): Asset is operational but major repair or replacement will be needed. | Category 2 (Necessary): Essential work required to prevent the deterioration of an asset. | 20 | 2021-12-11 | 2.371 | 47.629 | x | 5 | 4. Significant | 10397 | Reactive Maintenance | 3
1015274 | Pipework Systems - General | C (Poor): Asset is operational but major repair or replacement will be needed. | Category 2 (Necessary): Essential work required to prevent the deterioration of an asset. | 20 | 2013-11-02 | 10.4778 | 39.5222 | x | 5 | 4. Significant | 10397 | Reactive Maintenance | 3
1015275 | Pipework Systems - General | C (Poor): Asset is operational but major repair or replacement will be needed. | Category 2 (Necessary): Essential work required to prevent the deterioration of an asset. | 20 | 2009-01-28 | 15.2389 | 34.7611 | x | 5 | 4. Significant | 10397 | Reactive Maintenance | 3
1015276 | Pipework Systems - General | C (Poor): Asset is operational but major repair or replacement will be needed. | Category 2 (Necessary): Essential work required to prevent the deterioration of an asset. | 20 | 2005-03-17 | 19.1075 | 30.8925 | x | 5 | 4. Significant | 10397 | Reactive Maintenance | 3
1015277 | Pipework Systems - General | C (Poor): Asset is operational but major repair or replacement will be needed. | Category 2 (Necessary): Essential work required to prevent the deterioration of an asset. | 20 | 2016-11-09 | 7.4579 | 42.5421 | x | 5 | 4. Significant | 10397 | Reactive Maintenance | 3
1015278 | Pipework Systems - General | C (Poor): Asset is operational but major repair or replacement will be needed. | Category 2 (Necessary): Essential work required to prevent the deterioration of an asset. | 20 | 2018-07-08 | 5.7988 | 44.2012 | x | 5 | 4. Significant | 10397 | Reactive Maintenance | 3
1015279 | Pipework Systems - General | C (Poor): Asset is operational but major repair or replacement will be needed. | Category 2 (Necessary): Essential work required to prevent the deterioration of an asset. | 35 | 2019-03-26 | 5.0842 | 47.0947 | x | 5 | 4. Significant | 10397 | Reactive Maintenance | 3
1015280 | Pipework Systems - General | C (Poor): Asset is operational but major repair or replacement will be needed. | Category 2 (Necessary): Essential work required to prevent the deterioration of an asset. | 35 | 1994-06-12 | 29.87 | 32.9315 | x | 5 | 4. Significant | 10397 | Reactive Maintenance | 3
1015281 | Pipework Systems - General | C (Poor): Asset is operational but major repair or replacement will be needed. | Category 2 (Necessary): Essential work required to prevent the deterioration of an asset. | 35 | 2017-08-02 | 6.7296 | 46.1545 | x | 5 | 4. Significant | 10397 | Reactive Maintenance | 3
1015282 | Pipework Systems - General | C (Poor): Asset is operational but major repair or replacement will be needed. | Category 2 (Necessary): Essential work required to prevent the deterioration of an asset. | 35 | 2016-04-28 | 7.9918 | 45.4333 | x | 5 | 4. Significant | 10397 | Reactive Maintenance | 3
1015283 | Pipework Systems - General | C (Poor): Asset is operational but major repair or replacement will be needed. | Category 2 (Necessary): Essential work required to prevent the deterioration of an asset. | 35 | 2019-01-01 | 5.3142 | 46.9633 | x | 5 | 4. Significant | 10397 | Reactive Maintenance | 3
1015284 | Pipework Systems - General | C (Poor): Asset is operational but major repair or replacement will be needed. | Category 2 (Necessary): Essential work required to prevent the deterioration of an asset. | 35 | 1994-04-19 | 30.0178 | 32.847 | x | 5 | 4. Significant | 10397 | Reactive Maintenance | 3
1015285 | Pipework Systems - General | C (Poor): Asset is operational but major repair or replacement will be needed. | Category 2 (Necessary): Essential work required to prevent the deterioration of an asset. | 35 | 1996-06-27 | 27.8275 | 34.0986 | x | 5 | 4. Significant | 10397 | Reactive Maintenance | 3
1015286 | Pipework Systems - General | C (Poor): Asset is operational but major repair or replacement will be needed. | Category 2 (Necessary): Essential work required to prevent the deterioration of an asset. | 35 | 2023-06-10 | 0.87611 | 49.4994 | x | 5 | 4. Significant | 10397 | Reactive Maintenance | 3
1015287 | Pipework Systems - General | C (Poor): Asset is operational but major repair or replacement will be needed. | Category 2 (Necessary): Essential work required to prevent the deterioration of an asset. | 35 | 2012-09-20 | 11.5948 | 43.3744 | x | 5 | 4. Significant | 10397 | Reactive Maintenance | 3
1015288 | Pipework Systems - General | C (Poor): Asset is operational but major repair or replacement will be needed. | Category 2 (Necessary): Essential work required to prevent the deterioration of an asset. | 35 | 2011-12-20 | 12.3477 | 42.9442 | x | 5 | 4. Significant | 10397 | Reactive Maintenance | 3
1015289 | Pipework Systems - General | C (Poor): Asset is operational but major repair or replacement will be needed. | Category 2 (Necessary): Essential work required to prevent the deterioration of an asset. | 35 | 1999-09-19 | 24.5996 | 35.9431 | x | 5 | 4. Significant | 10397 | Reactive Maintenance | 3
1015290 | Pipework Systems - General | C (Poor): Asset is operational but major repair or replacement will be needed. | Category 2 (Necessary): Essential work required to prevent the deterioration of an asset. | 35 | 1994-05-28 | 29.911 | 32.908 | x | 5 | 4. Significant | 10397 | Reactive Maintenance | 3
1015291 | Pipework Systems - General | C (Poor): Asset is operational but major repair or replacement will be needed. | Category 2 (Necessary): Essential work required to prevent the deterioration of an asset. | 35 | 2002-01-11 | 22.2861 | 37.2651 | x | 5 | 4. Significant | 10397 | Reactive Maintenance | 3
1015292 | Pipework Systems - General | C (Poor): Asset is operational but major repair or replacement will be needed. | Category 2 (Necessary): Essential work required to prevent the deterioration of an asset. | 45 | 2009-08-06 | 14.7187 | 43.4584 | x | 5 | 4. Significant | 10397 | Reactive Maintenance | 3
1015293 | Pipework Systems - General | C (Poor): Asset is operational but major repair or replacement will be needed. | Category 2 (Necessary): Essential work required to prevent the deterioration of an asset. | 45 | 1998-12-04 | 25.3908 | 38.7152 | x | 5 | 4. Significant | 10397 | Reactive Maintenance | 3
1015294 | Pipework Systems - General | C (Poor): Asset is operational but major repair or replacement will be needed. | Category 2 (Necessary): Essential work required to prevent the deterioration of an asset. | 45 | 2017-06-11 | 6.872 | 46.9458 | x | 5 | 4. Significant | 10397 | Reactive Maintenance | 3
1015295 | Pipework Systems - General | C (Poor): Asset is operational but major repair or replacement will be needed. | Category 2 (Necessary): Essential work required to prevent the deterioration of an asset. | 45 | 2020-05-22 | 3.9261 | 48.2551 | x | 5 | 4. Significant | 10397 | Reactive Maintenance | 3
1015296 | Pipework Systems - General | C (Poor): Asset is operational but major repair or replacement will be needed. | Category 2 (Necessary): Essential work required to prevent the deterioration of an asset. | 45 | 2009-04-21 | 15.0116 | 43.3282 | x | 5 | 4. Significant | 10397 | Reactive Maintenance | 3
1015297 | Pipework Systems - General | C (Poor): Asset is operational but major repair or replacement will be needed. | Category 2 (Necessary): Essential work required to prevent the deterioration of an asset. | 45 | 1994-03-24 | 30.089 | 36.6271 | x | 5 | 4. Significant | 10397 | Reactive Maintenance | 3
1015298 | Pipework Systems - General | C (Poor): Asset is operational but major repair or replacement will be needed. | Category 2 (Necessary): Essential work required to prevent the deterioration of an asset. | 45 | 2017-10-26 | 6.4969 | 47.1125 | x | 5 | 4. Significant | 10397 | Reactive Maintenance | 3
1015299 | Pipework Systems - General | C (Poor): Asset is operational but major repair or replacement will be needed. | Category 2 (Necessary): Essential work required to prevent the deterioration of an asset. | 45 | 1999-08-30 | 24.6543 | 39.0425 | x | 5 | 4. Significant | 10397 | Reactive Maintenance | 3
1015300 | Pipework Systems - General | C (Poor): Asset is operational but major repair or replacement will be needed. | Category 2 (Necessary): Essential work required to prevent the deterioration of an asset. | 45 | 1999-10-15 | 24.5284 | 39.0985 | x | 5 | 4. Significant | 10397 | Reactive Maintenance | 3
1015301 | Pipework Systems - General | C (Poor): Asset is operational but major repair or replacement will be needed. | Category 2 (Necessary): Essential work required to prevent the deterioration of an asset. | 45 | 2003-10-04 | 20.5585 | 40.8629 | x | 5 | 4. Significant | 10397 | Reactive Maintenance | 3
1015302 | Pipework Systems - General | C (Poor): Asset is operational but major repair or replacement will be needed. | Category 2 (Necessary): Essential work required to prevent the deterioration of an asset. | 45 | 2018-03-14 | 6.1164 | 47.2816 | x | 5 | 4. Significant | 10397 | Reactive Maintenance | 3
1015303 | Pipework Systems - General | C (Poor): Asset is operational but major repair or replacement will be needed. | Category 2 (Necessary): Essential work required to prevent the deterioration of an asset. | 45 | 2013-11-15 | 10.4422 | 45.359 | x | 5 | 4. Significant | 10397 | Reactive Maintenance | 3
1015304 | Pipework Systems - General | C (Poor): Asset is operational but major repair or replacement will be needed. | Category 2 (Necessary): Essential work required to prevent the deterioration of an asset. | 45 | 2001-11-28 | 22.4066 | 40.0415 | x | 5 | 4. Significant | 10397 | Reactive Maintenance | 3
1015305 | Pipework Systems - General | C (Poor): Asset is operational but major repair or replacement will be needed. | Category 2 (Necessary): Essential work required to prevent the deterioration of an asset. | 45 | 2019-08-25 | 4.668 | 47.9253 | x | 5 | 4. Significant | 10397 | Reactive Maintenance | 3
1015306 | Pipework Systems - General | C (Poor): Asset is operational but major repair or replacement will be needed. | Category 2 (Necessary): Essential work required to prevent the deterioration of an asset. | 45 | 2007-02-21 | 17.1745 | 42.3669 | x | 5 | 4. Significant | 10397 | Reactive Maintenance | 3
1015307 | Pipework Systems - General | C (Poor): Asset is operational but major repair or replacement will be needed. | Category 2 (Necessary): Essential work required to prevent the deterioration of an asset. | 45 | 2014-01-18 | 10.2669 | 45.4369 | x | 5 | 4. Significant | 10397 | Reactive Maintenance | 3
1015308 | Pipework Systems - General | C (Poor): Asset is operational but major repair or replacement will be needed. | Category 2 (Necessary): Essential work required to prevent the deterioration of an asset. | 45 | 2020-09-21 | 3.5921 | 48.4035 | x | 5 | 4. Significant | 10397 | Reactive Maintenance | 3
1015309 | Pipework Systems - General | C (Poor): Asset is operational but major repair or replacement will be needed. | Category 2 (Necessary): Essential work required to prevent the deterioration of an asset. | 45 | 1998-03-09 | 26.13 | 38.3866 | x | 5 | 4. Significant | 10397 | Reactive Maintenance | 3
1015310 | Pipework Systems - General | C (Poor): Asset is operational but major repair or replacement will be needed. | Category 2 (Necessary): Essential work required to prevent the deterioration of an asset. | 45 | 2005-02-05 | 19.217 | 41.4591 | x | 5 | 4. Significant | 10397 | Reactive Maintenance | 3
1015311 | Pipework Systems - General | C (Poor): Asset is operational but major repair or replacement will be needed. | Category 2 (Necessary): Essential work required to prevent the deterioration of an asset. | 45 | 2007-07-15 | 16.7803 | 42.5421 | x | 5 | 4. Significant | 10397 | Reactive Maintenance | 3
1015312 | Pipework Systems - General | C (Poor): Asset is operational but major repair or replacement will be needed. | Category 2 (Necessary): Essential work required to prevent the deterioration of an asset. | 20 | 2018-05-29 | 5.9083 | 44.0917 | x | 5 | 4. Significant | 10397 | Reactive Maintenance | 3
1015313 | Pipework Systems - General | C (Poor): Asset is operational but major repair or replacement will be needed. | Category 2 (Necessary): Essential work required to prevent the deterioration of an asset. | 20 | 2012-06-24 | 11.8357 | 38.1643 | x | 5 | 4. Significant | 10397 | Reactive Maintenance | 3
1015314 | Pipework Systems - General | C (Poor): Asset is operational but major repair or replacement will be needed. | Category 2 (Necessary): Essential work required to prevent the deterioration of an asset. | 20 | 2023-06-17 | 0.85695 | 49.1431 | x | 5 | 4. Significant | 10397 | Reactive Maintenance | 3
1015315 | Pipework Systems - General | C (Poor): Asset is operational but major repair or replacement will be needed. | Category 2 (Necessary): Essential work required to prevent the deterioration of an asset. | 20 | 2017-11-02 | 6.4778 | 43.5222 | x | 5 | 4. Significant | 10397 | Reactive Maintenance | 3
1015316 | Pipework Systems - General | C (Poor): Asset is operational but major repair or replacement will be needed. | Category 2 (Necessary): Essential work required to prevent the deterioration of an asset. | 20 | 2014-09-28 | 9.5743 | 40.4257 | x | 5 | 4. Significant | 10397 | Reactive Maintenance | 3
1015317 | Pipework Systems - General | C (Poor): Asset is operational but major repair or replacement will be needed. | Category 2 (Necessary): Essential work required to prevent the deterioration of an asset. | 20 | 2023-09-19 | 0.59959 | 49.4004 | x | 5 | 4. Significant | 10397 | Reactive Maintenance | 3
1015318 | Pipework Systems - General | C (Poor): Asset is operational but major repair or replacement will be needed. | Category 2 (Necessary): Essential work required to prevent the deterioration of an asset. | 20 | 2008-06-29 | 15.822 | 34.178 | x | 5 | 4. Significant | 10397 | Reactive Maintenance | 3
1015319 | Pipework Systems - General | C (Poor): Asset is operational but major repair or replacement will be needed. | Category 2 (Necessary): Essential work required to prevent the deterioration of an asset. | 20 | 2012-04-23 | 12.0055 | 37.9945 | x | 5 | 4. Significant | 10397 | Reactive Maintenance | 3
1015320 | Pipework Systems - General | C (Poor): Asset is operational but major repair or replacement will be needed. | Category 2 (Necessary): Essential work required to prevent the deterioration of an asset. | 20 | 2023-12-22 | 0.34223 | 49.6578 | x | 5 | 4. Significant | 10397 | Reactive Maintenance | 3
1015321 | Pipework Systems - General | C (Poor): Asset is operational but major repair or replacement will be needed. | Category 2 (Necessary): Essential work required to prevent the deterioration of an asset. | 20 | 2009-10-11 | 14.538 | 35.462 | x | 5 | 4. Significant | 10397 | Reactive Maintenance | 3
1015322 | Pipework Systems - General | C (Poor): Asset is operational but major repair or replacement will be needed. | Category 2 (Necessary): Essential work required to prevent the deterioration of an asset. | 20 | 2014-10-20 | 9.514 | 40.486 | x | 5 | 4. Significant | 10397 | Reactive Maintenance | 3
1015323 | Pipework Systems - General | C (Poor): Asset is operational but major repair or replacement will be needed. | Category 2 (Necessary): Essential work required to prevent the deterioration of an asset. | 35 | 2017-04-07 | 7.05 | 45.9714 | x | 5 | 4. Significant | 10397 | Reactive Maintenance | 3
1015324 | Pipework Systems - General | C (Poor): Asset is operational but major repair or replacement will be needed. | Category 2 (Necessary): Essential work required to prevent the deterioration of an asset. | 35 | 1999-09-23 | 24.5886 | 35.9493 | x | 5 | 4. Significant | 10397 | Reactive Maintenance | 3
1015325 | Pipework Systems - General | C (Poor): Asset is operational but major repair or replacement will be needed. | Category 2 (Necessary): Essential work required to prevent the deterioration of an asset. | 35 | 2007-09-02 | 16.6461 | 40.4879 | x | 5 | 4. Significant | 10397 | Reactive Maintenance | 3
1015326 | Pipework Systems - General | C (Poor): Asset is operational but major repair or replacement will be needed. | Category 2 (Necessary): Essential work required to prevent the deterioration of an asset. | 35 | 2009-10-13 | 14.5325 | 41.6957 | x | 5 | 4. Significant | 10397 | Reactive Maintenance | 3
1015327 | Pipework Systems - General | C (Poor): Asset is operational but major repair or replacement will be needed. | Category 2 (Necessary): Essential work required to prevent the deterioration of an asset. | 35 | 2012-10-28 | 11.4908 | 43.4339 | x | 5 | 4. Significant | 10397 | Reactive Maintenance | 3
1015328 | Pipework Systems - General | C (Poor): Asset is operational but major repair or replacement will be needed. | Category 2 (Necessary): Essential work required to prevent the deterioration of an asset. | 35 | 2021-02-14 | 3.1923 | 48.1758 | x | 5 | 4. Significant | 10397 | Reactive Maintenance | 3
1015329 | Pipework Systems - General | C (Poor): Asset is operational but major repair or replacement will be needed. | Category 2 (Necessary): Essential work required to prevent the deterioration of an asset. | 45 | 2021-01-02 | 3.3101 | 48.5289 | x | 5 | 4. Significant | 10397 | Reactive Maintenance | 3
1015330 | Pipework Systems - General | C (Poor): Asset is operational but major repair or replacement will be needed. | Category 2 (Necessary): Essential work required to prevent the deterioration of an asset. | 45 | 2011-12-03 | 12.3943 | 44.4914 | x | 5 | 4. Significant | 10397 | Reactive Maintenance | 3
1015331 | Pipework Systems - General | C (Poor): Asset is operational but major repair or replacement will be needed. | Category 2 (Necessary): Essential work required to prevent the deterioration of an asset. | 45 | 2018-10-27 | 5.4949 | 47.5578 | x | 5 | 4. Significant | 10397 | Reactive Maintenance | 3
1015332 | Pipework Systems - General | C (Poor): Asset is operational but major repair or replacement will be needed. | Category 2 (Necessary): Essential work required to prevent the deterioration of an asset. | 45 | 2005-07-10 | 18.7926 | 41.6477 | x | 5 | 4. Significant | 10397 | Reactive Maintenance | 3
1015333 | Pipework Systems - General | C (Poor): Asset is operational but major repair or replacement will be needed. | Category 2 (Necessary): Essential work required to prevent the deterioration of an asset. | 45 | 2002-08-16 | 21.692 | 40.3591 | x | 5 | 4. Significant | 10397 | Reactive Maintenance | 3
1015334 | Pipework Systems - General | C (Poor): Asset is operational but major repair or replacement will be needed. | Category 2 (Necessary): Essential work required to prevent the deterioration of an asset. | 45 | 2019-10-03 | 4.5613 | 47.9728 | x | 5 | 4. Significant | 10397 | Reactive Maintenance | 3
1015335 | Pipework Systems - General | C (Poor): Asset is operational but major repair or replacement will be needed. | Category 2 (Necessary): Essential work required to prevent the deterioration of an asset. | 45 | 2015-08-17 | 8.6899 | 46.1378 | x | 5 | 4. Significant | 10397 | Reactive Maintenance | 3
1015341 | Intruder Alarms | C (Poor): Asset is operational but major repair or replacement will be needed. | Category 2 (Necessary): Essential work required to prevent the deterioration of an asset. | 15 | 2013-04-27 | 10.9952 | 35.3397 | x | 5 | 5. Severe | 10397 | Reactive Maintenance | 1
1015342 | Intruder Alarms | C (Poor): Asset is operational but major repair or replacement will be needed. | Category 2 (Necessary): Essential work required to prevent the deterioration of an asset. | 15 | 2013-01-06 | 11.2991 | 34.9345 | x | 5 | 5. Severe | 10397 | Reactive Maintenance | 1
1015343 | Intruder Alarms | C (Poor): Asset is operational but major repair or replacement will be needed. | Category 2 (Necessary): Essential work required to prevent the deterioration of an asset. | 15 | 2018-11-03 | 5.4757 | 42.6991 | x | 5 | 5. Severe | 10397 | Reactive Maintenance | 1
1015344 | Lightning Conductor and Earth | D (Very Poor): Asset runs a serious risk of imminent breakdown or poses a health and safety risk. | Category 1 (Urgent): Critical work required to address serious health and safety issues and correct any breach of legislation. | 30 | 2000-01-17 | 24.271 | 19.8193 | x | 5 | 4. Significant | 10397 | Reactive Maintenance | 3
1015345 | Electrical Installation - Generally | C (Poor): Asset is operational but major repair or replacement will be needed. | Category 2 (Necessary): Essential work required to prevent the deterioration of an asset. | 35 | 2015-08-17 | 8.6899 | 45.0343 | x | 5 | 4. Significant | 10397 | Reactive Maintenance | 3
1015346 | Electrical Installation - Generally | C (Poor): Asset is operational but major repair or replacement will be needed. | Category 2 (Necessary): Essential work required to prevent the deterioration of an asset. | 35 | 1998-02-21 | 26.1739 | 35.0435 | x | 5 | 4. Significant | 10397 | Reactive Maintenance | 3
1015347 | Electrical Installation - Generally | C (Poor): Asset is operational but major repair or replacement will be needed. | Category 2 (Necessary): Essential work required to prevent the deterioration of an asset. | 35 | 2000-04-07 | 24.0493 | 36.2576 | x | 5 | 4. Significant | 10397 | Reactive Maintenance | 3
1015348 | Electrical Installation - Generally | C (Poor): Asset is operational but major repair or replacement will be needed. | Category 2 (Necessary): Essential work required to prevent the deterioration of an asset. | 35 | 2021-09-03 | 2.642 | 48.4903 | x | 5 | 4. Significant | 10397 | Reactive Maintenance | 3
1015349 | Electrical Installation - Generally | C (Poor): Asset is operational but major repair or replacement will be needed. | Category 2 (Necessary): Essential work required to prevent the deterioration of an asset. | 35 | 2003-02-10 | 21.2047 | 37.8831 | x | 5 | 4. Significant | 10397 | Reactive Maintenance | 3
1015350 | Electrical Installation - Generally | C (Poor): Asset is operational but major repair or replacement will be needed. | Category 2 (Necessary): Essential work required to prevent the deterioration of an asset. | 35 | 2022-03-08 | 2.1328 | 48.7813 | x | 5 | 4. Significant | 10397 | Reactive Maintenance | 3
1015351 | Electrical Installation - Generally | C (Poor): Asset is operational but major repair or replacement will be needed. | Category 2 (Necessary): Essential work required to prevent the deterioration of an asset. | 35 | 2011-08-28 | 12.6598 | 42.7658 | x | 5 | 4. Significant | 10397 | Reactive Maintenance | 3
1015352 | Electrical Installation - Generally | C (Poor): Asset is operational but major repair or replacement will be needed. | Category 2 (Necessary): Essential work required to prevent the deterioration of an asset. | 35 | 2004-10-05 | 19.5537 | 38.8264 | x | 5 | 4. Significant | 10397 | Reactive Maintenance | 3
1015353 | Electrical Installation - Generally | C (Poor): Asset is operational but major repair or replacement will be needed. | Category 2 (Necessary): Essential work required to prevent the deterioration of an asset. | 35 | 2018-02-21 | 6.1739 | 46.4721 | x | 5 | 4. Significant | 10397 | Reactive Maintenance | 3
1015354 | Electrical Installation - Generally | C (Poor): Asset is operational but major repair or replacement will be needed. | Category 2 (Necessary): Essential work required to prevent the deterioration of an asset. | 35 | 2021-06-01 | 2.8994 | 48.3432 | x | 5 | 4. Significant | 10397 | Reactive Maintenance | 3
1015355 | Electrical Installation - Generally | C (Poor): Asset is operational but major repair or replacement will be needed. | Category 2 (Necessary): Essential work required to prevent the deterioration of an asset. | 35 | 2004-07-19 | 19.7673 | 38.7044 | x | 5 | 4. Significant | 10397 | Reactive Maintenance | 3
1015356 | Medical gas pipework, manifolds, outlets & accessories | D (Very Poor): Asset runs a serious risk of imminent breakdown or poses a health and safety risk. | Category 1 (Urgent): Critical work required to address serious health and safety issues and correct any breach of legislation. | 20 | 2012-04-26 | 11.9973 | 24.0027 | x | 5 | 4. Significant | 10397 | Reactive Maintenance | 3
1015358 | Fire Extinguishers - Foam (Stored Pressure) | C (Poor): Asset is operational but major repair or replacement will be needed. | Category 2 (Necessary): Essential work required to prevent the deterioration of an asset. | 15 | 2015-06-07 | 8.8843 | 38.1542 | x | 5 | 5. Severe | 10397 | Reactive Maintenance | 1
1015359 | Fire Extinguishers - Foam (Stored Pressure) | C (Poor): Asset is operational but major repair or replacement will be needed. | Category 2 (Necessary): Essential work required to prevent the deterioration of an asset. | 15 | 2014-11-17 | 9.4374 | 37.4168 | x | 5 | 5. Severe | 10397 | Reactive Maintenance | 1
1015360 | Fire Extinguishers - Foam (Stored Pressure) | C (Poor): Asset is operational but major repair or replacement will be needed. | Category 2 (Necessary): Essential work required to prevent the deterioration of an asset. | 15 | 2021-03-06 | 3.1376 | 45.8166 | x | 5 | 5. Severe | 10397 | Reactive Maintenance | 1
1015362 | Roof Coverings and Flashings | C (Poor): Asset is operational but major repair or replacement will be needed. | Category 2 (Necessary): Essential work required to prevent the deterioration of an asset. | 40 | 1997-01-08 | 27.2936 | 36.3532 | x | 5 | 4. Significant | 10397 | Reactive Maintenance | 3
1015398 | Showers | C (Poor): Asset is operational but major repair or replacement will be needed. | Category 2 (Necessary): Essential work required to prevent the deterioration of an asset. | 5 | 2023-04-09 | 1.0459 | 45.8166 | x | 5 | 3. Moderate | 10397 | Reactive Maintenance | 7
1015399 | Steam Services | D (Very Poor): Asset runs a serious risk of imminent breakdown or poses a health and safety risk. | Category 1 (Urgent): Critical work required to address serious health and safety issues and correct any breach of legislation. | 25 | 2017-03-29 | 7.0746 | 30.3403 | x | 5 | 5. Severe | 10397 | Reactive Maintenance | 1
1015400 | Steam Services | D (Very Poor): Asset runs a serious risk of imminent breakdown or poses a health and safety risk. | Category 1 (Urgent): Critical work required to address serious health and safety issues and correct any breach of legislation. | 25 | 2004-05-04 | 19.9754 | 20.0197 | x | 5 | 5. Severe | 10397 | Reactive Maintenance | 1
1015401 | Steam Services | D (Very Poor): Asset runs a serious risk of imminent breakdown or poses a health and safety risk. | Category 1 (Urgent): Critical work required to address serious health and safety issues and correct any breach of legislation. | 25 | 2008-07-12 | 15.7864 | 23.3708 | x | 5 | 5. Severe | 10397 | Reactive Maintenance | 1
1015402 | Fans - Window or Wall Mounted | C (Poor): Asset is operational but major repair or replacement will be needed. | Category 2 (Necessary): Essential work required to prevent the deterioration of an asset. | 15 | 2018-09-16 | 5.6071 | 42.5238 | x | 5 | 2. Minor | 10397 | Reactive Maintenance | 14
1015408 | Toilet and Shower Areas | C (Poor): Asset is operational but major repair or replacement will be needed. | Category 2 (Necessary): Essential work required to prevent the deterioration of an asset. | 25 | 2004-09-17 | 19.603 | 34.3176 | x | 5 | 3. Moderate | 10397 | Reactive Maintenance | 7
1015409 | Toilet and Shower Areas | C (Poor): Asset is operational but major repair or replacement will be needed. | Category 2 (Necessary): Essential work required to prevent the deterioration of an asset. | 25 | 2003-08-10 | 20.7091 | 33.4327 | x | 5 | 3. Moderate | 10397 | Reactive Maintenance | 7
1015410 | Toilet and Shower Areas | C (Poor): Asset is operational but major repair or replacement will be needed. | Category 2 (Necessary): Essential work required to prevent the deterioration of an asset. | 25 | 1999-01-17 | 25.2704 | 29.7837 | x | 5 | 3. Moderate | 10397 | Reactive Maintenance | 7
1015411 | Toilet and Shower Areas | C (Poor): Asset is operational but major repair or replacement will be needed. | Category 2 (Necessary): Essential work required to prevent the deterioration of an asset. | 25 | 2008-07-17 | 15.7728 | 37.3818 | x | 5 | 3. Moderate | 10397 | Reactive Maintenance | 7
1015412 | Toilet and Shower Areas | C (Poor): Asset is operational but major repair or replacement will be needed. | Category 2 (Necessary): Essential work required to prevent the deterioration of an asset. | 25 | 2007-11-06 | 16.4682 | 36.8255 | x | 5 | 3. Moderate | 10397 | Reactive Maintenance | 7
1015413 | Toilet and Shower Areas | C (Poor): Asset is operational but major repair or replacement will be needed. | Category 2 (Necessary): Essential work required to prevent the deterioration of an asset. | 25 | 2009-01-14 | 15.2772 | 37.7782 | x | 5 | 3. Moderate | 10397 | Reactive Maintenance | 7
1015414 | Toilet and Shower Areas | C (Poor): Asset is operational but major repair or replacement will be needed. | Category 2 (Necessary): Essential work required to prevent the deterioration of an asset. | 25 | 2002-04-30 | 21.9877 | 32.4099 | x | 5 | 3. Moderate | 10397 | Reactive Maintenance | 7
1015415 | Toilet and Shower Areas | C (Poor): Asset is operational but major repair or replacement will be needed. | Category 2 (Necessary): Essential work required to prevent the deterioration of an asset. | 25 | 2021-07-06 | 2.8036 | 47.7572 | x | 5 | 3. Moderate | 10397 | Reactive Maintenance | 7
1015416 | Toilet and Shower Areas | C (Poor): Asset is operational but major repair or replacement will be needed. | Category 2 (Necessary): Essential work required to prevent the deterioration of an asset. | 25 | 2023-11-01 | 0.48186 | 49.6145 | x | 5 | 3. Moderate | 10397 | Reactive Maintenance | 7
1015417 | Toilet and Shower Areas | C (Poor): Asset is operational but major repair or replacement will be needed. | Category 2 (Necessary): Essential work required to prevent the deterioration of an asset. | 25 | 2017-07-10 | 6.7926 | 44.5659 | x | 5 | 3. Moderate | 10397 | Reactive Maintenance | 7
1015418 | Toilet and Shower Areas | C (Poor): Asset is operational but major repair or replacement will be needed. | Category 2 (Necessary): Essential work required to prevent the deterioration of an asset. | 25 | 2008-02-23 | 16.1697 | 37.0642 | x | 5 | 3. Moderate | 10397 | Reactive Maintenance | 7
1015419 | Toilet and Shower Areas | C (Poor): Asset is operational but major repair or replacement will be needed. | Category 2 (Necessary): Essential work required to prevent the deterioration of an asset. | 25 | 2008-09-10 | 15.6222 | 37.5023 | x | 5 | 3. Moderate | 10397 | Reactive Maintenance | 7
1015420 | Toilet and Shower Areas | C (Poor): Asset is operational but major repair or replacement will be needed. | Category 2 (Necessary): Essential work required to prevent the deterioration of an asset. | 25 | 2007-05-24 | 16.9227 | 36.4619 | x | 5 | 3. Moderate | 10397 | Reactive Maintenance | 7
1015421 | Toilet and Shower Areas | C (Poor): Asset is operational but major repair or replacement will be needed. | Category 2 (Necessary): Essential work required to prevent the deterioration of an asset. | 25 | 2004-10-12 | 19.5346 | 34.3723 | x | 5 | 3. Moderate | 10397 | Reactive Maintenance | 7
1015422 | Toilet and Shower Areas | C (Poor): Asset is operational but major repair or replacement will be needed. | Category 2 (Necessary): Essential work required to prevent the deterioration of an asset. | 25 | 2004-04-19 | 20.0164 | 33.9869 | x | 5 | 3. Moderate | 10397 | Reactive Maintenance | 7
1015423 | Toilet and Shower Areas | C (Poor): Asset is operational but major repair or replacement will be needed. | Category 2 (Necessary): Essential work required to prevent the deterioration of an asset. | 25 | 2001-06-13 | 22.8665 | 31.7068 | x | 5 | 3. Moderate | 10397 | Reactive Maintenance | 7
1015424 | Toilet and Shower Areas | C (Poor): Asset is operational but major repair or replacement will be needed. | Category 2 (Necessary): Essential work required to prevent the deterioration of an asset. | 25 | 2007-04-28 | 16.9938 | 36.4049 | x | 5 | 3. Moderate | 10397 | Reactive Maintenance | 7
1015425 | Toilet and Shower Areas | C (Poor): Asset is operational but major repair or replacement will be needed. | Category 2 (Necessary): Essential work required to prevent the deterioration of an asset. | 25 | 2017-02-02 | 7.2252 | 44.2198 | x | 5 | 3. Moderate | 10397 | Reactive Maintenance | 7
1015426 | Toilet and Shower Areas | C (Poor): Asset is operational but major repair or replacement will be needed. | Category 2 (Necessary): Essential work required to prevent the deterioration of an asset. | 25 | 2018-10-18 | 5.5195 | 45.5844 | x | 5 | 3. Moderate | 10397 | Reactive Maintenance | 7
1015427 | Toilet and Shower Areas | C (Poor): Asset is operational but major repair or replacement will be needed. | Category 2 (Necessary): Essential work required to prevent the deterioration of an asset. | 25 | 2020-09-10 | 3.6222 | 47.1023 | x | 5 | 3. Moderate | 10397 | Reactive Maintenance | 7
1015428 | Toilet and Shower Areas | C (Poor): Asset is operational but major repair or replacement will be needed. | Category 2 (Necessary): Essential work required to prevent the deterioration of an asset. | 25 | 2004-07-08 | 19.7974 | 34.1621 | x | 5 | 3. Moderate | 10397 | Reactive Maintenance | 7
1015429 | Toilet and Shower Areas | C (Poor): Asset is operational but major repair or replacement will be needed. | Category 2 (Necessary): Essential work required to prevent the deterioration of an asset. | 25 | 2006-12-31 | 17.3169 | 36.1465 | x | 5 | 3. Moderate | 10397 | Reactive Maintenance | 7
1015437 | Refrigerant Distribution System | C (Poor): Asset is operational but major repair or replacement will be needed. | Category 2 (Necessary): Essential work required to prevent the deterioration of an asset. | 30 | 2006-10-29 | 17.4894 | 40.3404 | x | 4 | 4. Significant | 11969 | Reactive Maintenance | 3
1015440 | Access Control | C (Poor): Asset is operational but major repair or replacement will be needed. | Category 2 (Necessary): Essential work required to prevent the deterioration of an asset. | 15 | 2011-09-14 | 12.6133 | 35.1823 | x | 4 | 4. Significant | 11969 | Reactive Maintenance | 3
1015441 | Access Control | C (Poor): Asset is operational but major repair or replacement will be needed. | Category 2 (Necessary): Essential work required to prevent the deterioration of an asset. | 15 | 2014-02-28 | 10.1547 | 38.4604 | x | 4 | 4. Significant | 11969 | Reactive Maintenance | 3
1015442 | Access Control | C (Poor): Asset is operational but major repair or replacement will be needed. | Category 2 (Necessary): Essential work required to prevent the deterioration of an asset. | 15 | 2014-02-24 | 10.1656 | 38.4458 | x | 4 | 4. Significant | 11969 | Reactive Maintenance | 3
1015444 | Outstations | C (Poor): Asset is operational but major repair or replacement will be needed. | Category 2 (Necessary): Essential work required to prevent the deterioration of an asset. | 10 | 2017-05-17 | 6.9405 | 38.1191 | x | 4 | 4. Significant | 11969 | Reactive Maintenance | 3
1015450 | Closed-Circuit Television (CCTV) | C (Poor): Asset is operational but major repair or replacement will be needed. | Category 2 (Necessary): Essential work required to prevent the deterioration of an asset. | 15 | 2018-08-19 | 5.6838 | 44.4216 | x | 4 | 5. Severe | 11969 | Reactive Maintenance | 1
1015451 | Pneumatic Tube Systems | C (Poor): Asset is operational but major repair or replacement will be needed. | Category 2 (Necessary): Essential work required to prevent the deterioration of an asset. | 20 | 2024-01-23 | 0.25462 | 51.7454 | x | 4 | 4. Significant | 11969 | Reactive Maintenance | 3
1015452 | Emergency Lighting - Self Contained | C (Poor): Asset is operational but major repair or replacement will be needed. | Category 2 (Necessary): Essential work required to prevent the deterioration of an asset. | 25 | 2006-06-03 | 17.8946 | 37.6843 | x | 4 | 4. Significant | 11969 | Reactive Maintenance | 3
1015453 | Emergency Lighting - Self Contained | C (Poor): Asset is operational but major repair or replacement will be needed. | Category 2 (Necessary): Essential work required to prevent the deterioration of an asset. | 25 | 2019-02-11 | 5.2019 | 47.8385 | x | 4 | 4. Significant | 11969 | Reactive Maintenance | 3
1015454 | Emergency Lighting - Self Contained | C (Poor): Asset is operational but major repair or replacement will be needed. | Category 2 (Necessary): Essential work required to prevent the deterioration of an asset. | 25 | 2017-12-25 | 6.3326 | 46.9339 | x | 4 | 4. Significant | 11969 | Reactive Maintenance | 3
1015455 | Emergency Lighting - Self Contained | C (Poor): Asset is operational but major repair or replacement will be needed. | Category 2 (Necessary): Essential work required to prevent the deterioration of an asset. | 25 | 2005-03-02 | 19.1485 | 36.6812 | x | 4 | 4. Significant | 11969 | Reactive Maintenance | 3
1015456 | Emergency Lighting - Self Contained | C (Poor): Asset is operational but major repair or replacement will be needed. | Category 2 (Necessary): Essential work required to prevent the deterioration of an asset. | 25 | 2013-12-10 | 10.3737 | 43.701 | x | 4 | 4. Significant | 11969 | Reactive Maintenance | 3
1015457 | Emergency Lighting - Self Contained | C (Poor): Asset is operational but major repair or replacement will be needed. | Category 2 (Necessary): Essential work required to prevent the deterioration of an asset. | 25 | 2002-02-07 | 22.2122 | 34.2303 | x | 4 | 4. Significant | 11969 | Reactive Maintenance | 3
1015458 | Emergency Lighting - Self Contained | C (Poor): Asset is operational but major repair or replacement will be needed. | Category 2 (Necessary): Essential work required to prevent the deterioration of an asset. | 25 | 2004-04-23 | 20.0055 | 35.9956 | x | 4 | 4. Significant | 11969 | Reactive Maintenance | 3
1015459 | Emergency Lighting - Self Contained | C (Poor): Asset is operational but major repair or replacement will be needed. | Category 2 (Necessary): Essential work required to prevent the deterioration of an asset. | 25 | 2021-09-10 | 2.6229 | 49.9017 | x | 4 | 4. Significant | 11969 | Reactive Maintenance | 3
1015460 | Emergency Lighting - Self Contained | C (Poor): Asset is operational but major repair or replacement will be needed. | Category 2 (Necessary): Essential work required to prevent the deterioration of an asset. | 25 | 2022-10-09 | 1.5441 | 50.7647 | x | 4 | 4. Significant | 11969 | Reactive Maintenance | 3
1015461 | Emergency Lighting - Self Contained | C (Poor): Asset is operational but major repair or replacement will be needed. | Category 2 (Necessary): Essential work required to prevent the deterioration of an asset. | 25 | 2013-01-23 | 11.2526 | 42.9979 | x | 4 | 4. Significant | 11969 | Reactive Maintenance | 3
1015462 | Emergency Lighting - Self Contained | C (Poor): Asset is operational but major repair or replacement will be needed. | Category 2 (Necessary): Essential work required to prevent the deterioration of an asset. | 25 | 2007-11-20 | 16.4298 | 38.8561 | x | 4 | 4. Significant | 11969 | Reactive Maintenance | 3
1015463 | Emergency Lighting - Self Contained | C (Poor): Asset is operational but major repair or replacement will be needed. | Category 2 (Necessary): Essential work required to prevent the deterioration of an asset. | 25 | 2020-03-29 | 4.0739 | 48.7409 | x | 4 | 4. Significant | 11969 | Reactive Maintenance | 3
1015464 | Emergency Lighting - Self Contained | C (Poor): Asset is operational but major repair or replacement will be needed. | Category 2 (Necessary): Essential work required to prevent the deterioration of an asset. | 25 | 2016-07-19 | 7.7673 | 45.7862 | x | 4 | 4. Significant | 11969 | Reactive Maintenance | 3
1015465 | Emergency Lighting - Self Contained | C (Poor): Asset is operational but major repair or replacement will be needed. | Category 2 (Necessary): Essential work required to prevent the deterioration of an asset. | 25 | 2015-05-24 | 8.9227 | 44.8619 | x | 4 | 4. Significant | 11969 | Reactive Maintenance | 3
1015466 | Emergency Lighting - Self Contained | C (Poor): Asset is operational but major repair or replacement will be needed. | Category 2 (Necessary): Essential work required to prevent the deterioration of an asset. | 25 | 2004-03-10 | 20.1259 | 35.8992 | x | 4 | 4. Significant | 11969 | Reactive Maintenance | 3
1015467 | Emergency Lighting - Self Contained | C (Poor): Asset is operational but major repair or replacement will be needed. | Category 2 (Necessary): Essential work required to prevent the deterioration of an asset. | 25 | 2010-03-12 | 14.1218 | 40.7025 | x | 4 | 4. Significant | 11969 | Reactive Maintenance | 3
1015473 | Fire Doors | C (Poor): Asset is operational but major repair or replacement will be needed. | Category 2 (Necessary): Essential work required to prevent the deterioration of an asset. | 20 | 2018-12-01 | 5.399 | 46.601 | x | 4 | 3. Moderate | 11969 | Reactive Maintenance | 7
1015474 | Fire Doors | C (Poor): Asset is operational but major repair or replacement will be needed. | Category 2 (Necessary): Essential work required to prevent the deterioration of an asset. | 20 | 2021-03-01 | 3.1513 | 48.8487 | x | 4 | 3. Moderate | 11969 | Reactive Maintenance | 7
1015475 | Fire Doors | C (Poor): Asset is operational but major repair or replacement will be needed. | Category 2 (Necessary): Essential work required to prevent the deterioration of an asset. | 20 | 2012-11-26 | 11.4114 | 40.5886 | x | 4 | 3. Moderate | 11969 | Reactive Maintenance | 7
1015476 | Fire Doors | C (Poor): Asset is operational but major repair or replacement will be needed. | Category 2 (Necessary): Essential work required to prevent the deterioration of an asset. | 20 | 2005-04-15 | 19.0281 | 32.9719 | x | 4 | 3. Moderate | 11969 | Reactive Maintenance | 7
1015477 | Fire Doors | C (Poor): Asset is operational but major repair or replacement will be needed. | Category 2 (Necessary): Essential work required to prevent the deterioration of an asset. | 20 | 2006-04-07 | 18.0507 | 33.9493 | x | 4 | 3. Moderate | 11969 | Reactive Maintenance | 7
1015482 | Pipework for Low Pressure Natural Gas, Liquefied Petroleum Gas (LPG) or Oil | C (Poor): Asset is operational but major repair or replacement will be needed. | Category 2 (Necessary): Essential work required to prevent the deterioration of an asset. | 50 | 2003-03-22 | 21.0951 | 43.5619 | x | 4 | 5. Severe | 11969 | Reactive Maintenance | 1
1015490 | Hand Dryer | C (Poor): Asset is operational but major repair or replacement will be needed. | Category 2 (Necessary): Essential work required to prevent the deterioration of an asset. | 5 | 2023-03-04 | 1.1444 | 47.4223 | x | 4 | 2. Minor | 11969 | Reactive Maintenance | 14
1015491 | Hand Dryer | C (Poor): Asset is operational but major repair or replacement will be needed. | Category 2 (Necessary): Essential work required to prevent the deterioration of an asset. | 5 | 2022-08-28 | 1.6591 | 45.3634 | x | 4 | 2. Minor | 11969 | Reactive Maintenance | 14
1015492 | Hand Dryer | C (Poor): Asset is operational but major repair or replacement will be needed. | Category 2 (Necessary): Essential work required to prevent the deterioration of an asset. | 5 | 2022-02-10 | 2.204 | 43.1841 | x | 4 | 2. Minor | 11969 | Reactive Maintenance | 14
1015493 | Hand Dryer | C (Poor): Asset is operational but major repair or replacement will be needed. | Category 2 (Necessary): Essential work required to prevent the deterioration of an asset. | 5 | 2022-04-28 | 1.9932 | 44.0274 | x | 4 | 2. Minor | 11969 | Reactive Maintenance | 14
1015494 | Hand Dryer | C (Poor): Asset is operational but major repair or replacement will be needed. | Category 2 (Necessary): Essential work required to prevent the deterioration of an asset. | 5 | 2023-02-15 | 1.191 | 47.2361 | x | 4 | 2. Minor | 11969 | Reactive Maintenance | 14
1015495 | Hand Dryer | C (Poor): Asset is operational but major repair or replacement will be needed. | Category 2 (Necessary): Essential work required to prevent the deterioration of an asset. | 5 | 2020-03-24 | 4.0876 | 35.6496 | x | 4 | 2. Minor | 11969 | Reactive Maintenance | 14
1015496 | Pipework Systems - General | C (Poor): Asset is operational but major repair or replacement will be needed. | Category 2 (Necessary): Essential work required to prevent the deterioration of an asset. | 20 | 2006-10-17 | 17.5222 | 34.4778 | x | 4 | 4. Significant | 11969 | Reactive Maintenance | 3
1015497 | Pipework Systems - General | C (Poor): Asset is operational but major repair or replacement will be needed. | Category 2 (Necessary): Essential work required to prevent the deterioration of an asset. | 20 | 2012-04-13 | 12.0329 | 39.9671 | x | 4 | 4. Significant | 11969 | Reactive Maintenance | 3
1015498 | Pipework Systems - General | C (Poor): Asset is operational but major repair or replacement will be needed. | Category 2 (Necessary): Essential work required to prevent the deterioration of an asset. | 20 | 2011-01-12 | 13.2841 | 38.7159 | x | 4 | 4. Significant | 11969 | Reactive Maintenance | 3
1015499 | Pipework Systems - General | C (Poor): Asset is operational but major repair or replacement will be needed. | Category 2 (Necessary): Essential work required to prevent the deterioration of an asset. | 20 | 2007-06-01 | 16.9008 | 35.0992 | x | 4 | 4. Significant | 11969 | Reactive Maintenance | 3
1015500 | Pipework Systems - General | C (Poor): Asset is operational but major repair or replacement will be needed. | Category 2 (Necessary): Essential work required to prevent the deterioration of an asset. | 20 | 2008-12-14 | 15.3621 | 36.6379 | x | 4 | 4. Significant | 11969 | Reactive Maintenance | 3
1015501 | Pipework Systems - General | C (Poor): Asset is operational but major repair or replacement will be needed. | Category 2 (Necessary): Essential work required to prevent the deterioration of an asset. | 35 | 2011-11-07 | 12.4654 | 44.8769 | x | 4 | 4. Significant | 11969 | Reactive Maintenance | 3
1015502 | Pipework Systems - General | C (Poor): Asset is operational but major repair or replacement will be needed. | Category 2 (Necessary): Essential work required to prevent the deterioration of an asset. | 35 | 1996-01-25 | 28.2491 | 35.8576 | x | 4 | 4. Significant | 11969 | Reactive Maintenance | 3
1015503 | Pipework Systems - General | C (Poor): Asset is operational but major repair or replacement will be needed. | Category 2 (Necessary): Essential work required to prevent the deterioration of an asset. | 35 | 1996-11-26 | 27.4114 | 36.3364 | x | 4 | 4. Significant | 11969 | Reactive Maintenance | 3
1015504 | Pipework Systems - General | C (Poor): Asset is operational but major repair or replacement will be needed. | Category 2 (Necessary): Essential work required to prevent the deterioration of an asset. | 35 | 1994-03-11 | 30.1246 | 34.786 | x | 4 | 4. Significant | 11969 | Reactive Maintenance | 3
1015505 | Pipework Systems - General | C (Poor): Asset is operational but major repair or replacement will be needed. | Category 2 (Necessary): Essential work required to prevent the deterioration of an asset. | 45 | 2009-09-06 | 14.6338 | 45.4961 | x | 4 | 4. Significant | 11969 | Reactive Maintenance | 3
1015506 | Pipework Systems - General | C (Poor): Asset is operational but major repair or replacement will be needed. | Category 2 (Necessary): Essential work required to prevent the deterioration of an asset. | 45 | 1996-08-25 | 27.666 | 39.704 | x | 4 | 4. Significant | 11969 | Reactive Maintenance | 3
1015507 | Pipework Systems - General | C (Poor): Asset is operational but major repair or replacement will be needed. | Category 2 (Necessary): Essential work required to prevent the deterioration of an asset. | 45 | 1996-03-10 | 28.1259 | 39.4996 | x | 4 | 4. Significant | 11969 | Reactive Maintenance | 3
1015508 | Pipework Systems - General | C (Poor): Asset is operational but major repair or replacement will be needed. | Category 2 (Necessary): Essential work required to prevent the deterioration of an asset. | 45 | 2017-12-01 | 6.3984 | 49.1563 | x | 4 | 4. Significant | 11969 | Reactive Maintenance | 3
1015509 | Pipework Systems - General | C (Poor): Asset is operational but major repair or replacement will be needed. | Category 2 (Necessary): Essential work required to prevent the deterioration of an asset. | 45 | 2002-09-06 | 21.6345 | 42.3847 | x | 4 | 4. Significant | 11969 | Reactive Maintenance | 3
1015510 | Pipework Systems - General | C (Poor): Asset is operational but major repair or replacement will be needed. | Category 2 (Necessary): Essential work required to prevent the deterioration of an asset. | 20 | 2017-08-29 | 6.6557 | 45.3443 | x | 4 | 4. Significant | 11969 | Reactive Maintenance | 3
1015511 | Pipework Systems - General | C (Poor): Asset is operational but major repair or replacement will be needed. | Category 2 (Necessary): Essential work required to prevent the deterioration of an asset. | 20 | 2012-10-05 | 11.5537 | 40.4463 | x | 4 | 4. Significant | 11969 | Reactive Maintenance | 3
1015512 | Pipework Systems - General | C (Poor): Asset is operational but major repair or replacement will be needed. | Category 2 (Necessary): Essential work required to prevent the deterioration of an asset. | 20 | 2011-01-28 | 13.2402 | 38.7598 | x | 4 | 4. Significant | 11969 | Reactive Maintenance | 3
1015513 | Pipework Systems - General | C (Poor): Asset is operational but major repair or replacement will be needed. | Category 2 (Necessary): Essential work required to prevent the deterioration of an asset. | 20 | 2005-04-17 | 19.0226 | 32.9774 | x | 4 | 4. Significant | 11969 | Reactive Maintenance | 3
1015514 | Pipework Systems - General | C (Poor): Asset is operational but major repair or replacement will be needed. | Category 2 (Necessary): Essential work required to prevent the deterioration of an asset. | 35 | 1998-02-21 | 26.1739 | 37.0435 | x | 4 | 4. Significant | 11969 | Reactive Maintenance | 3
1015515 | Pipework Systems - General | C (Poor): Asset is operational but major repair or replacement will be needed. | Category 2 (Necessary): Essential work required to prevent the deterioration of an asset. | 45 | 2008-12-05 | 15.3867 | 45.1615 | x | 4 | 4. Significant | 11969 | Reactive Maintenance | 3
1015516 | Pipework Systems - General | C (Poor): Asset is operational but major repair or replacement will be needed. | Category 2 (Necessary): Essential work required to prevent the deterioration of an asset. | 45 | 2018-11-03 | 5.4757 | 49.5664 | x | 4 | 4. Significant | 11969 | Reactive Maintenance | 3
1015517 | Pipework Systems - General | C (Poor): Asset is operational but major repair or replacement will be needed. | Category 2 (Necessary): Essential work required to prevent the deterioration of an asset. | 45 | 2008-07-10 | 15.7919 | 44.9814 | x | 4 | 4. Significant | 11969 | Reactive Maintenance | 3
1015526 | Intruder Alarms | C (Poor): Asset is operational but major repair or replacement will be needed. | Category 2 (Necessary): Essential work required to prevent the deterioration of an asset. | 15 | 2014-11-19 | 9.4319 | 39.4241 | x | 4 | 5. Severe | 11969 | Reactive Maintenance | 1
1015527 | Intruder Alarms | C (Poor): Asset is operational but major repair or replacement will be needed. | Category 2 (Necessary): Essential work required to prevent the deterioration of an asset. | 15 | 2013-04-22 | 11.0089 | 37.3215 | x | 4 | 5. Severe | 11969 | Reactive Maintenance | 1
1015528 | Lightning Conductor and Earth | D (Very Poor): Asset runs a serious risk of imminent breakdown or poses a health and safety risk. | Category 1 (Urgent): Critical work required to address serious health and safety issues and correct any breach of legislation. | 30 | 2013-01-17 | 11.269 | 30.4873 | x | 4 | 4. Significant | 11969 | Reactive Maintenance | 3
1015529 | Electrical Installation - Generally | C (Poor): Asset is operational but major repair or replacement will be needed. | Category 2 (Necessary): Essential work required to prevent the deterioration of an asset. | 35 | 2011-07-23 | 12.7584 | 44.7095 | x | 4 | 4. Significant | 11969 | Reactive Maintenance | 3
1015531 | Fire Extinguishers - Foam (Stored Pressure) | C (Poor): Asset is operational but major repair or replacement will be needed. | Category 2 (Necessary): Essential work required to prevent the deterioration of an asset. | 15 | 2019-12-16 | 4.3587 | 46.1885 | x | 4 | 5. Severe | 11969 | Reactive Maintenance | 1
1015534 | Roof Coverings and Flashings | D (Very Poor): Asset runs a serious risk of imminent breakdown or poses a health and safety risk. | Category 1 (Urgent): Critical work required to address serious health and safety issues and correct any breach of legislation. | 40 | 1999-11-30 | 24.4025 | 25.7988 | x | 4 | 4. Significant | 11969 | Reactive Maintenance | 3
1015535 | Roof Coverings and Flashings | D (Very Poor): Asset runs a serious risk of imminent breakdown or poses a health and safety risk. | Category 1 (Urgent): Critical work required to address serious health and safety issues and correct any breach of legislation. | 40 | 2012-10-23 | 11.5044 | 32.2478 | x | 4 | 4. Significant | 11969 | Reactive Maintenance | 3
1015544 | Showers | C (Poor): Asset is operational but major repair or replacement will be needed. | Category 2 (Necessary): Essential work required to prevent the deterioration of an asset. | 5 | 2021-08-23 | 2.6721 | 41.3114 | x | 4 | 3. Moderate | 11969 | Reactive Maintenance | 7
1015545 | Fans - Window or Wall Mounted | C (Poor): Asset is operational but major repair or replacement will be needed. | Category 2 (Necessary): Essential work required to prevent the deterioration of an asset. | 15 | 2013-06-15 | 10.8611 | 37.5186 | x | 4 | 2. Minor | 11969 | Reactive Maintenance | 14
1015549 | Toilet and Shower Areas | C (Poor): Asset is operational but major repair or replacement will be needed. | Category 2 (Necessary): Essential work required to prevent the deterioration of an asset. | 25 | 2005-03-04 | 19.1431 | 36.6856 | x | 4 | 3. Moderate | 11969 | Reactive Maintenance | 7
1015550 | Toilet and Shower Areas | C (Poor): Asset is operational but major repair or replacement will be needed. | Category 2 (Necessary): Essential work required to prevent the deterioration of an asset. | 25 | 2006-07-04 | 17.8097 | 37.7522 | x | 4 | 3. Moderate | 11969 | Reactive Maintenance | 7
1015551 | Toilet and Shower Areas | C (Poor): Asset is operational but major repair or replacement will be needed. | Category 2 (Necessary): Essential work required to prevent the deterioration of an asset. | 25 | 2004-11-22 | 19.4223 | 36.4621 | x | 4 | 3. Moderate | 11969 | Reactive Maintenance | 7
1015552 | Toilet and Shower Areas | C (Poor): Asset is operational but major repair or replacement will be needed. | Category 2 (Necessary): Essential work required to prevent the deterioration of an asset. | 25 | 2002-04-09 | 22.0452 | 34.3639 | x | 4 | 3. Moderate | 11969 | Reactive Maintenance | 7
1015553 | Toilet and Shower Areas | C (Poor): Asset is operational but major repair or replacement will be needed. | Category 2 (Necessary): Essential work required to prevent the deterioration of an asset. | 25 | 2006-03-22 | 18.0945 | 37.5244 | x | 4 | 3. Moderate | 11969 | Reactive Maintenance | 7
1015554 | Toilet and Shower Areas | C (Poor): Asset is operational but major repair or replacement will be needed. | Category 2 (Necessary): Essential work required to prevent the deterioration of an asset. | 25 | 2015-06-06 | 8.8871 | 44.8903 | x | 4 | 3. Moderate | 11969 | Reactive Maintenance | 7
1015555 | Toilet and Shower Areas | C (Poor): Asset is operational but major repair or replacement will be needed. | Category 2 (Necessary): Essential work required to prevent the deterioration of an asset. | 25 | 1999-10-30 | 24.4873 | 32.4101 | x | 4 | 3. Moderate | 11969 | Reactive Maintenance | 7
1015567 | Access Control | C (Poor): Asset is operational but major repair or replacement will be needed. | Category 2 (Necessary): Essential work required to prevent the deterioration of an asset. | 15 | 2019-09-20 | 4.5969 | 43.8709 | x | 5 | 4. Significant | 11960 | Reactive Maintenance | 3
1015568 | Access Control | C (Poor): Asset is operational but major repair or replacement will be needed. | Category 2 (Necessary): Essential work required to prevent the deterioration of an asset. | 15 | 2023-12-03 | 0.39425 | 49.4743 | x | 5 | 4. Significant | 11960 | Reactive Maintenance | 3
1015569 | Access Control | C (Poor): Asset is operational but major repair or replacement will be needed. | Category 2 (Necessary): Essential work required to prevent the deterioration of an asset. | 15 | 2019-08-26 | 4.6653 | 43.7796 | x | 5 | 4. Significant | 11960 | Reactive Maintenance | 3
1015570 | Access Control | C (Poor): Asset is operational but major repair or replacement will be needed. | Category 2 (Necessary): Essential work required to prevent the deterioration of an asset. | 15 | 2013-11-13 | 10.4476 | 36.0698 | x | 5 | 4. Significant | 11960 | Reactive Maintenance | 3
1015571 | Access Control | C (Poor): Asset is operational but major repair or replacement will be needed. | Category 2 (Necessary): Essential work required to prevent the deterioration of an asset. | 15 | 2017-06-28 | 6.8255 | 40.8994 | x | 5 | 4. Significant | 11960 | Reactive Maintenance | 3
1015574 | Outstations | C (Poor): Asset is operational but major repair or replacement will be needed. | Category 2 (Necessary): Essential work required to prevent the deterioration of an asset. | 10 | 2016-01-25 | 8.2491 | 33.5017 | x | 5 | 4. Significant | 11960 | Reactive Maintenance | 3
1015575 | Outstations | C (Poor): Asset is operational but major repair or replacement will be needed. | Category 2 (Necessary): Essential work required to prevent the deterioration of an asset. | 10 | 2022-09-24 | 1.5852 | 46.8296 | x | 5 | 4. Significant | 11960 | Reactive Maintenance | 3
1015578 | Catering Equipment | B (Average): Asset is sound, operationally safe and exhibits only minor deterioration. | Category 1 (Urgent): Critical work required to address serious health and safety issues and correct any breach of legislation. | 15 | 2020-10-22 | 3.5072 | 52.3238 | x | 5 | 2. Minor | 11960 | Reactive Maintenance | 14
1015579 | Closed-Circuit Television (CCTV) | C (Poor): Asset is operational but major repair or replacement will be needed. | Category 2 (Necessary): Essential work required to prevent the deterioration of an asset. | 15 | 2011-11-13 | 12.449 | 33.4013 | x | 5 | 5. Severe | 11960 | Reactive Maintenance | 1
1015580 | Closed-Circuit Television (CCTV) | C (Poor): Asset is operational but major repair or replacement will be needed. | Category 2 (Necessary): Essential work required to prevent the deterioration of an asset. | 15 | 2021-04-18 | 3.0198 | 45.9735 | x | 5 | 5. Severe | 11960 | Reactive Maintenance | 1
1015581 | Emergency Lighting - Self Contained | C (Poor): Asset is operational but major repair or replacement will be needed. | Category 2 (Necessary): Essential work required to prevent the deterioration of an asset. | 25 | 2006-07-30 | 17.7385 | 35.8092 | x | 5 | 4. Significant | 11960 | Reactive Maintenance | 3
1015582 | Emergency Lighting - Self Contained | C (Poor): Asset is operational but major repair or replacement will be needed. | Category 2 (Necessary): Essential work required to prevent the deterioration of an asset. | 25 | 2011-08-03 | 12.7283 | 39.8174 | x | 5 | 4. Significant | 11960 | Reactive Maintenance | 3
1015586 | Fire Doors | C (Poor): Asset is operational but major repair or replacement will be needed. | Category 2 (Necessary): Essential work required to prevent the deterioration of an asset. | 20 | 2004-09-30 | 19.5674 | 30.4326 | x | 5 | 3. Moderate | 11960 | Reactive Maintenance | 7
1015587 | Fire Doors | C (Poor): Asset is operational but major repair or replacement will be needed. | Category 2 (Necessary): Essential work required to prevent the deterioration of an asset. | 20 | 2008-09-15 | 15.6085 | 34.3915 | x | 5 | 3. Moderate | 11960 | Reactive Maintenance | 7
1015588 | Fire Doors | C (Poor): Asset is operational but major repair or replacement will be needed. | Category 2 (Necessary): Essential work required to prevent the deterioration of an asset. | 20 | 2010-04-29 | 13.9904 | 36.0096 | x | 5 | 3. Moderate | 11960 | Reactive Maintenance | 7
1015589 | Fire Doors | C (Poor): Asset is operational but major repair or replacement will be needed. | Category 2 (Necessary): Essential work required to prevent the deterioration of an asset. | 20 | 2004-12-15 | 19.3593 | 30.6407 | x | 5 | 3. Moderate | 11960 | Reactive Maintenance | 7
1015595 | Pipework for Low Pressure Natural Gas, Liquefied Petroleum Gas (LPG) or Oil | C (Poor): Asset is operational but major repair or replacement will be needed. | Category 2 (Necessary): Essential work required to prevent the deterioration of an asset. | 50 | 2017-04-23 | 7.0062 | 47.1975 | x | 5 | 5. Severe | 11960 | Reactive Maintenance | 1
1015611 | Hand Dryer | C (Poor): Asset is operational but major repair or replacement will be needed. | Category 2 (Necessary): Essential work required to prevent the deterioration of an asset. | 5 | 2022-02-10 | 2.204 | 41.1841 | x | 5 | 2. Minor | 11960 | Reactive Maintenance | 14
1015612 | Pipework Systems - General | C (Poor): Asset is operational but major repair or replacement will be needed. | Category 2 (Necessary): Essential work required to prevent the deterioration of an asset. | 20 | 2013-01-06 | 11.2991 | 38.7009 | x | 5 | 4. Significant | 11960 | Reactive Maintenance | 3
1015613 | Pipework Systems - General | C (Poor): Asset is operational but major repair or replacement will be needed. | Category 2 (Necessary): Essential work required to prevent the deterioration of an asset. | 35 | 2017-10-07 | 6.5489 | 46.2577 | x | 5 | 4. Significant | 11960 | Reactive Maintenance | 3
1015614 | Pipework Systems - General | C (Poor): Asset is operational but major repair or replacement will be needed. | Category 2 (Necessary): Essential work required to prevent the deterioration of an asset. | 35 | 1999-08-26 | 24.6653 | 35.9055 | x | 5 | 4. Significant | 11960 | Reactive Maintenance | 3
1015615 | Pipework Systems - General | C (Poor): Asset is operational but major repair or replacement will be needed. | Category 2 (Necessary): Essential work required to prevent the deterioration of an asset. | 35 | 2018-02-25 | 6.1629 | 46.4783 | x | 5 | 4. Significant | 11960 | Reactive Maintenance | 3
1015616 | Pipework Systems - General | C (Poor): Asset is operational but major repair or replacement will be needed. | Category 2 (Necessary): Essential work required to prevent the deterioration of an asset. | 20 | 2016-08-11 | 7.7043 | 42.2957 | x | 5 | 4. Significant | 11960 | Reactive Maintenance | 3
1015617 | Pipework Systems - General | C (Poor): Asset is operational but major repair or replacement will be needed. | Category 2 (Necessary): Essential work required to prevent the deterioration of an asset. | 20 | 2005-07-26 | 18.7488 | 31.2512 | x | 5 | 4. Significant | 11960 | Reactive Maintenance | 3
1015618 | Pipework Systems - General | C (Poor): Asset is operational but major repair or replacement will be needed. | Category 2 (Necessary): Essential work required to prevent the deterioration of an asset. | 35 | 2001-09-03 | 22.642 | 37.0617 | x | 5 | 4. Significant | 11960 | Reactive Maintenance | 3
1015619 | Pipework Systems - General | C (Poor): Asset is operational but major repair or replacement will be needed. | Category 2 (Necessary): Essential work required to prevent the deterioration of an asset. | 35 | 2021-07-28 | 2.7433 | 48.4324 | x | 5 | 4. Significant | 11960 | Reactive Maintenance | 3
1015620 | Pipework Systems - General | C (Poor): Asset is operational but major repair or replacement will be needed. | Category 2 (Necessary): Essential work required to prevent the deterioration of an asset. | 35 | 2013-01-22 | 11.2553 | 43.5684 | x | 5 | 4. Significant | 11960 | Reactive Maintenance | 3
1015621 | Pipework Systems - General | C (Poor): Asset is operational but major repair or replacement will be needed. | Category 2 (Necessary): Essential work required to prevent the deterioration of an asset. | 45 | 2010-10-18 | 13.5195 | 43.9913 | x | 5 | 4. Significant | 11960 | Reactive Maintenance | 3
1015622 | Pipework Systems - General | C (Poor): Asset is operational but major repair or replacement will be needed. | Category 2 (Necessary): Essential work required to prevent the deterioration of an asset. | 45 | 2008-06-20 | 15.8467 | 42.957 | x | 5 | 4. Significant | 11960 | Reactive Maintenance | 3
1015623 | Pipework Systems - General | C (Poor): Asset is operational but major repair or replacement will be needed. | Category 2 (Necessary): Essential work required to prevent the deterioration of an asset. | 45 | 1995-03-19 | 29.1034 | 37.0652 | x | 5 | 4. Significant | 11960 | Reactive Maintenance | 3
1015624 | Intercom System | C (Poor): Asset is operational but major repair or replacement will be needed. | Category 2 (Necessary): Essential work required to prevent the deterioration of an asset. | 15 | 2019-05-24 | 4.9227 | 43.4365 | x | 5 | 3. Moderate | 11960 | Reactive Maintenance | 7
1015630 | Intruder Alarms | C (Poor): Asset is operational but major repair or replacement will be needed. | Category 2 (Necessary): Essential work required to prevent the deterioration of an asset. | 15 | 2020-11-07 | 3.4634 | 45.3822 | x | 5 | 5. Severe | 11960 | Reactive Maintenance | 1
1015631 | Electrical Installation - Generally | C (Poor): Asset is operational but major repair or replacement will be needed. | Category 2 (Necessary): Essential work required to prevent the deterioration of an asset. | 35 | 2022-02-26 | 2.1602 | 48.7656 | x | 5 | 4. Significant | 11960 | Reactive Maintenance | 3
1015633 | Fire Extinguishers - Foam (Stored Pressure) | C (Poor): Asset is operational but major repair or replacement will be needed. | Category 2 (Necessary): Essential work required to prevent the deterioration of an asset. | 15 | 2014-09-17 | 9.6044 | 37.1942 | x | 5 | 5. Severe | 11960 | Reactive Maintenance | 1
1015635 | Roof Coverings and Flashings | C (Poor): Asset is operational but major repair or replacement will be needed. | Category 2 (Necessary): Essential work required to prevent the deterioration of an asset. | 40 | 2010-08-09 | 13.7112 | 43.1444 | x | 5 | 4. Significant | 11960 | Reactive Maintenance | 3
1015638 | Showers | C (Poor): Asset is operational but major repair or replacement will be needed. | Category 2 (Necessary): Essential work required to prevent the deterioration of an asset. | 5 | 2022-10-31 | 1.4839 | 44.0643 | x | 5 | 3. Moderate | 11960 | Reactive Maintenance | 7
1015639 | Fans - Window or Wall Mounted | C (Poor): Asset is operational but major repair or replacement will be needed. | Category 2 (Necessary): Essential work required to prevent the deterioration of an asset. | 15 | 2019-04-17 | 5.024 | 43.3014 | x | 5 | 2. Minor | 11960 | Reactive Maintenance | 14
1015642 | Toilet and Shower Areas | C (Poor): Asset is operational but major repair or replacement will be needed. | Category 2 (Necessary): Essential work required to prevent the deterioration of an asset. | 25 | 2023-10-28 | 0.49281 | 49.6057 | x | 5 | 3. Moderate | 11960 | Reactive Maintenance | 7
1015643 | Toilet and Shower Areas | C (Poor): Asset is operational but major repair or replacement will be needed. | Category 2 (Necessary): Essential work required to prevent the deterioration of an asset. | 25 | 2017-08-24 | 6.6694 | 44.6645 | x | 5 | 3. Moderate | 11960 | Reactive Maintenance | 7
1015644 | Toilet and Shower Areas | C (Poor): Asset is operational but major repair or replacement will be needed. | Category 2 (Necessary): Essential work required to prevent the deterioration of an asset. | 25 | 2008-09-06 | 15.6331 | 37.4935 | x | 5 | 3. Moderate | 11960 | Reactive Maintenance | 7
1015645 | Toilet and Shower Areas | C (Poor): Asset is operational but major repair or replacement will be needed. | Category 2 (Necessary): Essential work required to prevent the deterioration of an asset. | 25 | 2001-01-18 | 23.2663 | 31.387 | x | 5 | 3. Moderate | 11960 | Reactive Maintenance | 7
1015646 | Toilet and Shower Areas | C (Poor): Asset is operational but major repair or replacement will be needed. | Category 2 (Necessary): Essential work required to prevent the deterioration of an asset. | 25 | 2011-01-30 | 13.2348 | 39.4122 | x | 5 | 3. Moderate | 11960 | Reactive Maintenance | 7
1015647 | Toilet and Shower Areas | C (Poor): Asset is operational but major repair or replacement will be needed. | Category 2 (Necessary): Essential work required to prevent the deterioration of an asset. | 25 | 2015-06-15 | 8.8624 | 42.9101 | x | 5 | 3. Moderate | 11960 | Reactive Maintenance | 7
1015648 | Toilet and Shower Areas | C (Poor): Asset is operational but major repair or replacement will be needed. | Category 2 (Necessary): Essential work required to prevent the deterioration of an asset. | 25 | 2013-03-26 | 11.0828 | 41.1337 | x | 5 | 3. Moderate | 11960 | Reactive Maintenance | 7
1015649 | Toilet and Shower Areas | C (Poor): Asset is operational but major repair or replacement will be needed. | Category 2 (Necessary): Essential work required to prevent the deterioration of an asset. | 25 | 2000-01-26 | 24.2464 | 30.6029 | x | 5 | 3. Moderate | 11960 | Reactive Maintenance | 7
1015653 | Refrigerant Distribution System | C (Poor): Asset is operational but major repair or replacement will be needed. | Category 2 (Necessary): Essential work required to prevent the deterioration of an asset. | 30 | 2003-04-06 | 21.0541 | 43.964 | x | 1 | 4. Significant | 10165 | Reactive Maintenance | 3
1015656 | Access Control | C (Poor): Asset is operational but major repair or replacement will be needed. | Category 2 (Necessary): Essential work required to prevent the deterioration of an asset. | 15 | 2020-01-06 | 4.3012 | 52.2651 | x | 1 | 4. Significant | 10165 | Reactive Maintenance | 3
1015657 | Access Control | C (Poor): Asset is operational but major repair or replacement will be needed. | Category 2 (Necessary): Essential work required to prevent the deterioration of an asset. | 15 | 2014-08-27 | 9.6619 | 45.1175 | x | 1 | 4. Significant | 10165 | Reactive Maintenance | 3
1015658 | Access Control | C (Poor): Asset is operational but major repair or replacement will be needed. | Category 2 (Necessary): Essential work required to prevent the deterioration of an asset. | 15 | 2011-05-22 | 12.9281 | 40.7625 | x | 1 | 4. Significant | 10165 | Reactive Maintenance | 3
1015659 | Access Control | C (Poor): Asset is operational but major repair or replacement will be needed. | Category 2 (Necessary): Essential work required to prevent the deterioration of an asset. | 15 | 2014-12-11 | 9.3717 | 45.5044 | x | 1 | 4. Significant | 10165 | Reactive Maintenance | 3
1015660 | Access Control | C (Poor): Asset is operational but major repair or replacement will be needed. | Category 2 (Necessary): Essential work required to prevent the deterioration of an asset. | 15 | 2012-09-20 | 11.5948 | 42.5403 | x | 1 | 4. Significant | 10165 | Reactive Maintenance | 3
1015661 | Access Control | C (Poor): Asset is operational but major repair or replacement will be needed. | Category 2 (Necessary): Essential work required to prevent the deterioration of an asset. | 15 | 2012-11-29 | 11.4031 | 42.7958 | x | 1 | 4. Significant | 10165 | Reactive Maintenance | 3
1015663 | Outstations | C (Poor): Asset is operational but major repair or replacement will be needed. | Category 2 (Necessary): Essential work required to prevent the deterioration of an asset. | 10 | 2017-03-21 | 7.0965 | 43.807 | x | 1 | 4. Significant | 10165 | Reactive Maintenance | 3
1015669 | Catering Equipment | D (Very Poor): Asset runs a serious risk of imminent breakdown or poses a health and safety risk. | Category 2 (Necessary): Essential work required to prevent the deterioration of an asset. | 15 | 2011-01-14 | 13.2786 | 33.2952 | x | 1 | 2. Minor | 10165 | Reactive Maintenance | 14
1015670 | Closed-Circuit Television (CCTV) | C (Poor): Asset is operational but major repair or replacement will be needed. | Category 2 (Necessary): Essential work required to prevent the deterioration of an asset. | 15 | 2014-06-20 | 9.848 | 44.8693 | x | 1 | 5. Severe | 10165 | Reactive Maintenance | 1
1015671 | Emergency Lighting - Self Contained | C (Poor): Asset is operational but major repair or replacement will be needed. | Category 2 (Necessary): Essential work required to prevent the deterioration of an asset. | 25 | 2001-11-12 | 22.4504 | 40.0397 | x | 1 | 4. Significant | 10165 | Reactive Maintenance | 3
1015672 | Emergency Lighting - Self Contained | C (Poor): Asset is operational but major repair or replacement will be needed. | Category 2 (Necessary): Essential work required to prevent the deterioration of an asset. | 25 | 2008-02-29 | 16.1533 | 45.0773 | x | 1 | 4. Significant | 10165 | Reactive Maintenance | 3
1015673 | Emergency Lighting - Self Contained | C (Poor): Asset is operational but major repair or replacement will be needed. | Category 2 (Necessary): Essential work required to prevent the deterioration of an asset. | 25 | 2004-11-16 | 19.4387 | 42.449 | x | 1 | 4. Significant | 10165 | Reactive Maintenance | 3
1015674 | Emergency Lighting - Self Contained | C (Poor): Asset is operational but major repair or replacement will be needed. | Category 2 (Necessary): Essential work required to prevent the deterioration of an asset. | 25 | 2015-08-15 | 8.6954 | 51.0437 | x | 1 | 4. Significant | 10165 | Reactive Maintenance | 3
1015675 | Emergency Lighting - Self Contained | C (Poor): Asset is operational but major repair or replacement will be needed. | Category 2 (Necessary): Essential work required to prevent the deterioration of an asset. | 25 | 2011-11-18 | 12.4353 | 48.0517 | x | 1 | 4. Significant | 10165 | Reactive Maintenance | 3
1015676 | Emergency Lighting - Self Contained | C (Poor): Asset is operational but major repair or replacement will be needed. | Category 2 (Necessary): Essential work required to prevent the deterioration of an asset. | 25 | 2007-10-16 | 16.5257 | 44.7795 | x | 1 | 4. Significant | 10165 | Reactive Maintenance | 3
1015691 | Fire Doors | C (Poor): Asset is operational but major repair or replacement will be needed. | Category 2 (Necessary): Essential work required to prevent the deterioration of an asset. | 20 | 2017-05-21 | 6.9295 | 51.0705 | x | 1 | 3. Moderate | 10165 | Reactive Maintenance | 7
1015692 | Fire Doors | C (Poor): Asset is operational but major repair or replacement will be needed. | Category 2 (Necessary): Essential work required to prevent the deterioration of an asset. | 20 | 2013-04-17 | 11.0226 | 46.9774 | x | 1 | 3. Moderate | 10165 | Reactive Maintenance | 7
1015693 | Fire Doors | C (Poor): Asset is operational but major repair or replacement will be needed. | Category 2 (Necessary): Essential work required to prevent the deterioration of an asset. | 20 | 2010-07-07 | 13.8015 | 44.1985 | x | 1 | 3. Moderate | 10165 | Reactive Maintenance | 7
1015694 | Fire Doors | C (Poor): Asset is operational but major repair or replacement will be needed. | Category 2 (Necessary): Essential work required to prevent the deterioration of an asset. | 20 | 2005-05-16 | 18.9432 | 39.0568 | x | 1 | 3. Moderate | 10165 | Reactive Maintenance | 7
1015695 | Fire Doors | C (Poor): Asset is operational but major repair or replacement will be needed. | Category 2 (Necessary): Essential work required to prevent the deterioration of an asset. | 20 | 2007-04-13 | 17.0349 | 40.9651 | x | 1 | 3. Moderate | 10165 | Reactive Maintenance | 7
1015707 | Pipework for Low Pressure Natural Gas, Liquefied Petroleum Gas (LPG) or Oil | C (Poor): Asset is operational but major repair or replacement will be needed. | Category 2 (Necessary): Essential work required to prevent the deterioration of an asset. | 50 | 1998-06-19 | 25.8508 | 47.6597 | x | 1 | 5. Severe | 10165 | Reactive Maintenance | 1
1015771 | Hand Dryer | C (Poor): Asset is operational but major repair or replacement will be needed. | Category 2 (Necessary): Essential work required to prevent the deterioration of an asset. | 5 | 2020-12-11 | 3.3703 | 44.5188 | x | 1 | 2. Minor | 10165 | Reactive Maintenance | 14
1015772 | Hand Dryer | C (Poor): Asset is operational but major repair or replacement will be needed. | Category 2 (Necessary): Essential work required to prevent the deterioration of an asset. | 5 | 2023-02-06 | 1.2156 | 53.1376 | x | 1 | 2. Minor | 10165 | Reactive Maintenance | 14
1015773 | Hand Dryer | C (Poor): Asset is operational but major repair or replacement will be needed. | Category 2 (Necessary): Essential work required to prevent the deterioration of an asset. | 5 | 2021-10-19 | 2.5161 | 47.9357 | x | 1 | 2. Minor | 10165 | Reactive Maintenance | 14
1015774 | Hand Dryer | C (Poor): Asset is operational but major repair or replacement will be needed. | Category 2 (Necessary): Essential work required to prevent the deterioration of an asset. | 5 | 2023-03-27 | 1.0815 | 53.6742 | x | 1 | 2. Minor | 10165 | Reactive Maintenance | 14
1015775 | Hand Dryer | C (Poor): Asset is operational but major repair or replacement will be needed. | Category 2 (Necessary): Essential work required to prevent the deterioration of an asset. | 5 | 2020-05-30 | 3.9042 | 42.3833 | x | 1 | 2. Minor | 10165 | Reactive Maintenance | 14
1015776 | Hand Dryer | C (Poor): Asset is operational but major repair or replacement will be needed. | Category 2 (Necessary): Essential work required to prevent the deterioration of an asset. | 5 | 2022-02-26 | 2.1602 | 49.3593 | x | 1 | 2. Minor | 10165 | Reactive Maintenance | 14
1015777 | Pipework Systems - General | C (Poor): Asset is operational but major repair or replacement will be needed. | Category 2 (Necessary): Essential work required to prevent the deterioration of an asset. | 20 | 2014-09-26 | 9.5797 | 48.4203 | x | 1 | 4. Significant | 10165 | Reactive Maintenance | 3
1015778 | Pipework Systems - General | C (Poor): Asset is operational but major repair or replacement will be needed. | Category 2 (Necessary): Essential work required to prevent the deterioration of an asset. | 20 | 2023-04-12 | 1.0376 | 56.9624 | x | 1 | 4. Significant | 10165 | Reactive Maintenance | 3
1015779 | Pipework Systems - General | C (Poor): Asset is operational but major repair or replacement will be needed. | Category 2 (Necessary): Essential work required to prevent the deterioration of an asset. | 20 | 2019-12-24 | 4.3368 | 53.6632 | x | 1 | 4. Significant | 10165 | Reactive Maintenance | 3
1015780 | Pipework Systems - General | C (Poor): Asset is operational but major repair or replacement will be needed. | Category 2 (Necessary): Essential work required to prevent the deterioration of an asset. | 20 | 2019-01-22 | 5.2567 | 52.7433 | x | 1 | 4. Significant | 10165 | Reactive Maintenance | 3
1015781 | Pipework Systems - General | C (Poor): Asset is operational but major repair or replacement will be needed. | Category 2 (Necessary): Essential work required to prevent the deterioration of an asset. | 20 | 2022-09-24 | 1.5852 | 56.4148 | x | 1 | 4. Significant | 10165 | Reactive Maintenance | 3
1015782 | Pipework Systems - General | C (Poor): Asset is operational but major repair or replacement will be needed. | Category 2 (Necessary): Essential work required to prevent the deterioration of an asset. | 35 | 2001-01-08 | 23.2936 | 44.6894 | x | 1 | 4. Significant | 10165 | Reactive Maintenance | 3
1015783 | Pipework Systems - General | C (Poor): Asset is operational but major repair or replacement will be needed. | Category 2 (Necessary): Essential work required to prevent the deterioration of an asset. | 35 | 2011-12-11 | 12.3723 | 50.9301 | x | 1 | 4. Significant | 10165 | Reactive Maintenance | 3
1015784 | Pipework Systems - General | C (Poor): Asset is operational but major repair or replacement will be needed. | Category 2 (Necessary): Essential work required to prevent the deterioration of an asset. | 35 | 2010-08-14 | 13.6975 | 50.1729 | x | 1 | 4. Significant | 10165 | Reactive Maintenance | 3
1015785 | Pipework Systems - General | C (Poor): Asset is operational but major repair or replacement will be needed. | Category 2 (Necessary): Essential work required to prevent the deterioration of an asset. | 35 | 2013-04-09 | 11.0445 | 51.6889 | x | 1 | 4. Significant | 10165 | Reactive Maintenance | 3
1015786 | Pipework Systems - General | C (Poor): Asset is operational but major repair or replacement will be needed. | Category 2 (Necessary): Essential work required to prevent the deterioration of an asset. | 35 | 1995-05-10 | 28.961 | 41.4509 | x | 1 | 4. Significant | 10165 | Reactive Maintenance | 3
1015787 | Pipework Systems - General | C (Poor): Asset is operational but major repair or replacement will be needed. | Category 2 (Necessary): Essential work required to prevent the deterioration of an asset. | 35 | 2008-05-11 | 15.9562 | 48.8822 | x | 1 | 4. Significant | 10165 | Reactive Maintenance | 3
1015788 | Pipework Systems - General | C (Poor): Asset is operational but major repair or replacement will be needed. | Category 2 (Necessary): Essential work required to prevent the deterioration of an asset. | 35 | 2012-04-21 | 12.011 | 51.1366 | x | 1 | 4. Significant | 10165 | Reactive Maintenance | 3
1015789 | Pipework Systems - General | C (Poor): Asset is operational but major repair or replacement will be needed. | Category 2 (Necessary): Essential work required to prevent the deterioration of an asset. | 45 | 1997-09-28 | 26.5736 | 46.1895 | x | 1 | 4. Significant | 10165 | Reactive Maintenance | 3
1015790 | Pipework Systems - General | C (Poor): Asset is operational but major repair or replacement will be needed. | Category 2 (Necessary): Essential work required to prevent the deterioration of an asset. | 45 | 1998-07-07 | 25.8015 | 46.5327 | x | 1 | 4. Significant | 10165 | Reactive Maintenance | 3
1015791 | Pipework Systems - General | C (Poor): Asset is operational but major repair or replacement will be needed. | Category 2 (Necessary): Essential work required to prevent the deterioration of an asset. | 45 | 2013-04-13 | 11.0335 | 53.0962 | x | 1 | 4. Significant | 10165 | Reactive Maintenance | 3
1015792 | Pipework Systems - General | C (Poor): Asset is operational but major repair or replacement will be needed. | Category 2 (Necessary): Essential work required to prevent the deterioration of an asset. | 45 | 1996-04-30 | 27.9863 | 45.5616 | x | 1 | 4. Significant | 10165 | Reactive Maintenance | 3
1015793 | Pipework Systems - General | C (Poor): Asset is operational but major repair or replacement will be needed. | Category 2 (Necessary): Essential work required to prevent the deterioration of an asset. | 45 | 2011-04-08 | 13.0486 | 52.2006 | x | 1 | 4. Significant | 10165 | Reactive Maintenance | 3
1015794 | Pipework Systems - General | C (Poor): Asset is operational but major repair or replacement will be needed. | Category 2 (Necessary): Essential work required to prevent the deterioration of an asset. | 45 | 2004-11-09 | 19.4579 | 49.352 | x | 1 | 4. Significant | 10165 | Reactive Maintenance | 3
1015795 | Pipework Systems - General | C (Poor): Asset is operational but major repair or replacement will be needed. | Category 2 (Necessary): Essential work required to prevent the deterioration of an asset. | 20 | 2023-10-17 | 0.52293 | 57.4771 | x | 1 | 4. Significant | 10165 | Reactive Maintenance | 3
1015796 | Pipework Systems - General | C (Poor): Asset is operational but major repair or replacement will be needed. | Category 2 (Necessary): Essential work required to prevent the deterioration of an asset. | 20 | 2016-05-07 | 7.9671 | 50.0329 | x | 1 | 4. Significant | 10165 | Reactive Maintenance | 3
1015797 | Pipework Systems - General | C (Poor): Asset is operational but major repair or replacement will be needed. | Category 2 (Necessary): Essential work required to prevent the deterioration of an asset. | 20 | 2017-01-01 | 7.3128 | 50.6872 | x | 1 | 4. Significant | 10165 | Reactive Maintenance | 3
1015798 | Pipework Systems - General | C (Poor): Asset is operational but major repair or replacement will be needed. | Category 2 (Necessary): Essential work required to prevent the deterioration of an asset. | 20 | 2022-11-27 | 1.41 | 56.59 | x | 1 | 4. Significant | 10165 | Reactive Maintenance | 3
1015799 | Pipework Systems - General | C (Poor): Asset is operational but major repair or replacement will be needed. | Category 2 (Necessary): Essential work required to prevent the deterioration of an asset. | 35 | 2017-03-08 | 7.1321 | 53.9245 | x | 1 | 4. Significant | 10165 | Reactive Maintenance | 3
1015800 | Pipework Systems - General | C (Poor): Asset is operational but major repair or replacement will be needed. | Category 2 (Necessary): Essential work required to prevent the deterioration of an asset. | 45 | 2020-06-30 | 3.8193 | 56.3025 | x | 1 | 4. Significant | 10165 | Reactive Maintenance | 3
1015801 | Pipework Systems - General | C (Poor): Asset is operational but major repair or replacement will be needed. | Category 2 (Necessary): Essential work required to prevent the deterioration of an asset. | 45 | 2007-08-22 | 16.6762 | 50.5883 | x | 1 | 4. Significant | 10165 | Reactive Maintenance | 3
1015802 | Pipework Systems - General | C (Poor): Asset is operational but major repair or replacement will be needed. | Category 2 (Necessary): Essential work required to prevent the deterioration of an asset. | 45 | 1997-07-17 | 26.7734 | 46.1007 | x | 1 | 4. Significant | 10165 | Reactive Maintenance | 3
1015803 | Pipework Systems - General | C (Poor): Asset is operational but major repair or replacement will be needed. | Category 2 (Necessary): Essential work required to prevent the deterioration of an asset. | 45 | 2002-04-20 | 22.0151 | 48.2155 | x | 1 | 4. Significant | 10165 | Reactive Maintenance | 3
1015815 | Intruder Alarms | C (Poor): Asset is operational but major repair or replacement will be needed. | Category 2 (Necessary): Essential work required to prevent the deterioration of an asset. | 15 | 2018-05-31 | 5.9028 | 50.1296 | x | 1 | 5. Severe | 10165 | Reactive Maintenance | 1
1015816 | Intruder Alarms | C (Poor): Asset is operational but major repair or replacement will be needed. | Category 2 (Necessary): Essential work required to prevent the deterioration of an asset. | 15 | 2018-04-16 | 6.026 | 49.9653 | x | 1 | 5. Severe | 10165 | Reactive Maintenance | 1
1015817 | Intruder Alarms | C (Poor): Asset is operational but major repair or replacement will be needed. | Category 2 (Necessary): Essential work required to prevent the deterioration of an asset. | 15 | 2012-05-15 | 11.9452 | 42.073 | x | 1 | 5. Severe | 10165 | Reactive Maintenance | 1
1015818 | Lightning Conductor and Earth | C (Poor): Asset is operational but major repair or replacement will be needed. | Category 2 (Necessary): Essential work required to prevent the deterioration of an asset. | 30 | 2013-11-14 | 10.4449 | 51.0367 | x | 1 | 4. Significant | 10165 | Reactive Maintenance | 3
1015819 | Electrical Installation - Generally | C (Poor): Asset is operational but major repair or replacement will be needed. | Category 2 (Necessary): Essential work required to prevent the deterioration of an asset. | 35 | 2013-06-06 | 10.8857 | 51.7796 | x | 1 | 4. Significant | 10165 | Reactive Maintenance | 3
1015820 | Electrical Installation - Generally | C (Poor): Asset is operational but major repair or replacement will be needed. | Category 2 (Necessary): Essential work required to prevent the deterioration of an asset. | 35 | 2014-06-02 | 9.8973 | 52.3444 | x | 1 | 4. Significant | 10165 | Reactive Maintenance | 3
1015821 | Electrical Installation - Generally | C (Poor): Asset is operational but major repair or replacement will be needed. | Category 2 (Necessary): Essential work required to prevent the deterioration of an asset. | 35 | 1999-07-14 | 24.783 | 43.8383 | x | 1 | 4. Significant | 10165 | Reactive Maintenance | 3
1015822 | Electrical Installation - Generally | C (Poor): Asset is operational but major repair or replacement will be needed. | Category 2 (Necessary): Essential work required to prevent the deterioration of an asset. | 35 | 2006-04-29 | 17.9904 | 47.7198 | x | 1 | 4. Significant | 10165 | Reactive Maintenance | 3
1015823 | Electrical Installation - Generally | C (Poor): Asset is operational but major repair or replacement will be needed. | Category 2 (Necessary): Essential work required to prevent the deterioration of an asset. | 35 | 2022-11-20 | 1.4292 | 57.1833 | x | 1 | 4. Significant | 10165 | Reactive Maintenance | 3
1015824 | Electrical Installation - Generally | C (Poor): Asset is operational but major repair or replacement will be needed. | Category 2 (Necessary): Essential work required to prevent the deterioration of an asset. | 35 | 2002-12-25 | 21.3333 | 45.8095 | x | 1 | 4. Significant | 10165 | Reactive Maintenance | 3
1015826 | Fire Extinguishers - Foam (Stored Pressure) | C (Poor): Asset is operational but major repair or replacement will be needed. | Category 2 (Necessary): Essential work required to prevent the deterioration of an asset. | 15 | 2018-08-13 | 5.7002 | 50.3997 | x | 1 | 5. Severe | 10165 | Reactive Maintenance | 1
1015828 | Roof Coverings and Flashings | C (Poor): Asset is operational but major repair or replacement will be needed. | Category 2 (Necessary): Essential work required to prevent the deterioration of an asset. | 40 | 2002-01-28 | 22.2396 | 46.8802 | x | 1 | 4. Significant | 10165 | Reactive Maintenance | 3
1015847 | Showers | C (Poor): Asset is operational but major repair or replacement will be needed. | Category 2 (Necessary): Essential work required to prevent the deterioration of an asset. | 5 | 2023-08-11 | 0.70637 | 55.1745 | x | 1 | 3. Moderate | 10165 | Reactive Maintenance | 7
1015848 | Fans - Window or Wall Mounted | C (Poor): Asset is operational but major repair or replacement will be needed. | Category 2 (Necessary): Essential work required to prevent the deterioration of an asset. | 15 | 2017-11-09 | 6.4586 | 49.3885 | x | 1 | 2. Minor | 10165 | Reactive Maintenance | 14
1015853 | Toilet and Shower Areas | C (Poor): Asset is operational but major repair or replacement will be needed. | Category 2 (Necessary): Essential work required to prevent the deterioration of an asset. | 25 | 2022-12-31 | 1.3169 | 56.9465 | x | 1 | 3. Moderate | 10165 | Reactive Maintenance | 7
1015854 | Toilet and Shower Areas | C (Poor): Asset is operational but major repair or replacement will be needed. | Category 2 (Necessary): Essential work required to prevent the deterioration of an asset. | 25 | 2005-12-02 | 18.3956 | 43.2835 | x | 1 | 3. Moderate | 10165 | Reactive Maintenance | 7
1015855 | Toilet and Shower Areas | C (Poor): Asset is operational but major repair or replacement will be needed. | Category 2 (Necessary): Essential work required to prevent the deterioration of an asset. | 25 | 2004-07-18 | 19.77 | 42.184 | x | 1 | 3. Moderate | 10165 | Reactive Maintenance | 7
1015856 | Toilet and Shower Areas | C (Poor): Asset is operational but major repair or replacement will be needed. | Category 2 (Necessary): Essential work required to prevent the deterioration of an asset. | 25 | 2019-11-12 | 4.4517 | 54.4386 | x | 1 | 3. Moderate | 10165 | Reactive Maintenance | 7
1015857 | Toilet and Shower Areas | C (Poor): Asset is operational but major repair or replacement will be needed. | Category 2 (Necessary): Essential work required to prevent the deterioration of an asset. | 25 | 2003-12-09 | 20.3778 | 41.6977 | x | 1 | 3. Moderate | 10165 | Reactive Maintenance | 7
1015858 | Toilet and Shower Areas | C (Poor): Asset is operational but major repair or replacement will be needed. | Category 2 (Necessary): Essential work required to prevent the deterioration of an asset. | 25 | 1999-12-04 | 24.3915 | 38.4868 | x | 1 | 3. Moderate | 10165 | Reactive Maintenance | 7
1015859 | Toilet and Shower Areas | C (Poor): Asset is operational but major repair or replacement will be needed. | Category 2 (Necessary): Essential work required to prevent the deterioration of an asset. | 25 | 1999-03-03 | 25.1472 | 37.8823 | x | 1 | 3. Moderate | 10165 | Reactive Maintenance | 7
1015860 | Toilet and Shower Areas | C (Poor): Asset is operational but major repair or replacement will be needed. | Category 2 (Necessary): Essential work required to prevent the deterioration of an asset. | 25 | 2006-12-14 | 17.3634 | 44.1092 | x | 1 | 3. Moderate | 10165 | Reactive Maintenance | 7
1015861 | Toilet and Shower Areas | C (Poor): Asset is operational but major repair or replacement will be needed. | Category 2 (Necessary): Essential work required to prevent the deterioration of an asset. | 25 | 2012-07-20 | 11.7645 | 48.5884 | x | 1 | 3. Moderate | 10165 | Reactive Maintenance | 7
1015862 | Toilet and Shower Areas | C (Poor): Asset is operational but major repair or replacement will be needed. | Category 2 (Necessary): Essential work required to prevent the deterioration of an asset. | 25 | 2021-08-04 | 2.7242 | 55.8207 | x | 1 | 3. Moderate | 10165 | Reactive Maintenance | 7
1015863 | Toilet and Shower Areas | C (Poor): Asset is operational but major repair or replacement will be needed. | Category 2 (Necessary): Essential work required to prevent the deterioration of an asset. | 25 | 2005-09-24 | 18.5845 | 43.1324 | x | 1 | 3. Moderate | 10165 | Reactive Maintenance | 7
1015864 | Toilet and Shower Areas | C (Poor): Asset is operational but major repair or replacement will be needed. | Category 2 (Necessary): Essential work required to prevent the deterioration of an asset. | 25 | 2002-02-25 | 22.1629 | 40.2697 | x | 1 | 3. Moderate | 10165 | Reactive Maintenance | 7
1015872 | Refrigerant Distribution System | C (Poor): Asset is operational but major repair or replacement will be needed. | Category 2 (Necessary): Essential work required to prevent the deterioration of an asset. | 30 | 2012-11-19 | 11.4305 | 44.3796 | x | 4 | 4. Significant | 11754 | Reactive Maintenance | 3
1015875 | Access Control | C (Poor): Asset is operational but major repair or replacement will be needed. | Category 2 (Necessary): Essential work required to prevent the deterioration of an asset. | 15 | 2022-03-27 | 2.0808 | 49.2256 | x | 4 | 4. Significant | 11754 | Reactive Maintenance | 3
1015876 | Access Control | C (Poor): Asset is operational but major repair or replacement will be needed. | Category 2 (Necessary): Essential work required to prevent the deterioration of an asset. | 15 | 2012-09-05 | 11.6359 | 36.4855 | x | 4 | 4. Significant | 11754 | Reactive Maintenance | 3
1015878 | Outstations | C (Poor): Asset is operational but major repair or replacement will be needed. | Category 2 (Necessary): Essential work required to prevent the deterioration of an asset. | 10 | 2018-08-14 | 5.6975 | 40.6051 | x | 4 | 4. Significant | 11754 | Reactive Maintenance | 3
1015883 | Closed-Circuit Television (CCTV) | C (Poor): Asset is operational but major repair or replacement will be needed. | Category 2 (Necessary): Essential work required to prevent the deterioration of an asset. | 15 | 2023-09-30 | 0.56947 | 51.2407 | x | 4 | 5. Severe | 11754 | Reactive Maintenance | 1
1015884 | Closed-Circuit Television (CCTV) | C (Poor): Asset is operational but major repair or replacement will be needed. | Category 2 (Necessary): Essential work required to prevent the deterioration of an asset. | 15 | 2023-11-29 | 0.4052 | 51.4597 | x | 4 | 5. Severe | 11754 | Reactive Maintenance | 1
1015885 | Closed-Circuit Television (CCTV) | C (Poor): Asset is operational but major repair or replacement will be needed. | Category 2 (Necessary): Essential work required to prevent the deterioration of an asset. | 15 | 2017-11-14 | 6.4449 | 43.4068 | x | 4 | 5. Severe | 11754 | Reactive Maintenance | 1
1015886 | Emergency Lighting - Self Contained | C (Poor): Asset is operational but major repair or replacement will be needed. | Category 2 (Necessary): Essential work required to prevent the deterioration of an asset. | 25 | 2014-05-05 | 9.974 | 44.0208 | x | 4 | 4. Significant | 11754 | Reactive Maintenance | 3
1015887 | Emergency Lighting - Self Contained | C (Poor): Asset is operational but major repair or replacement will be needed. | Category 2 (Necessary): Essential work required to prevent the deterioration of an asset. | 25 | 2020-01-04 | 4.3066 | 48.5547 | x | 4 | 4. Significant | 11754 | Reactive Maintenance | 3
1015888 | Emergency Lighting - Self Contained | C (Poor): Asset is operational but major repair or replacement will be needed. | Category 2 (Necessary): Essential work required to prevent the deterioration of an asset. | 25 | 2005-04-17 | 19.0226 | 36.7819 | x | 4 | 4. Significant | 11754 | Reactive Maintenance | 3
1015892 | Fire Doors | C (Poor): Asset is operational but major repair or replacement will be needed. | Category 2 (Necessary): Essential work required to prevent the deterioration of an asset. | 20 | 2014-10-28 | 9.4921 | 42.5079 | x | 4 | 3. Moderate | 11754 | Reactive Maintenance | 7
1015893 | Fire Doors | C (Poor): Asset is operational but major repair or replacement will be needed. | Category 2 (Necessary): Essential work required to prevent the deterioration of an asset. | 20 | 2005-05-13 | 18.9514 | 33.0486 | x | 4 | 3. Moderate | 11754 | Reactive Maintenance | 7
1015896 | Pipework for Low Pressure Natural Gas, Liquefied Petroleum Gas (LPG) or Oil | C (Poor): Asset is operational but major repair or replacement will be needed. | Category 2 (Necessary): Essential work required to prevent the deterioration of an asset. | 50 | 1999-08-30 | 24.6543 | 42.1383 | x | 4 | 5. Severe | 11754 | Reactive Maintenance | 1
1015898 | Hand Dryer | C (Poor): Asset is operational but major repair or replacement will be needed. | Category 2 (Necessary): Essential work required to prevent the deterioration of an asset. | 5 | 2021-03-27 | 3.0801 | 39.6797 | x | 4 | 2. Minor | 11754 | Reactive Maintenance | 14
1015903 | Pipework Systems - General | C (Poor): Asset is operational but major repair or replacement will be needed. | Category 2 (Necessary): Essential work required to prevent the deterioration of an asset. | 35 | 2003-12-02 | 20.397 | 40.3446 | x | 4 | 4. Significant | 11754 | Reactive Maintenance | 3
1015904 | Pipework Systems - General | C (Poor): Asset is operational but major repair or replacement will be needed. | Category 2 (Necessary): Essential work required to prevent the deterioration of an asset. | 45 | 2023-10-26 | 0.49829 | 51.7785 | x | 4 | 4. Significant | 11754 | Reactive Maintenance | 3
1015909 | Intruder Alarms | C (Poor): Asset is operational but major repair or replacement will be needed. | Category 2 (Necessary): Essential work required to prevent the deterioration of an asset. | 15 | 2018-01-26 | 6.245 | 43.6733 | x | 4 | 5. Severe | 11754 | Reactive Maintenance | 1
1015910 | Lightning Conductor and Earth | D (Very Poor): Asset runs a serious risk of imminent breakdown or poses a health and safety risk. | Category 1 (Urgent): Critical work required to address serious health and safety issues and correct any breach of legislation. | 30 | 2002-01-20 | 22.2615 | 23.159 | x | 4 | 4. Significant | 11754 | Reactive Maintenance | 3
1015911 | Electrical Installation - Generally | C (Poor): Asset is operational but major repair or replacement will be needed. | Category 2 (Necessary): Essential work required to prevent the deterioration of an asset. | 35 | 1994-09-27 | 29.577 | 35.0989 | x | 4 | 4. Significant | 11754 | Reactive Maintenance | 3
1015912 | Electrical Installation - Generally | C (Poor): Asset is operational but major repair or replacement will be needed. | Category 2 (Necessary): Essential work required to prevent the deterioration of an asset. | 35 | 2013-12-15 | 10.36 | 46.08 | x | 4 | 4. Significant | 11754 | Reactive Maintenance | 3
1015913 | Electrical Installation - Generally | C (Poor): Asset is operational but major repair or replacement will be needed. | Category 2 (Necessary): Essential work required to prevent the deterioration of an asset. | 35 | 2021-05-22 | 2.9268 | 50.3276 | x | 4 | 4. Significant | 11754 | Reactive Maintenance | 3
1015914 | Electrical Installation - Generally | C (Poor): Asset is operational but major repair or replacement will be needed. | Category 2 (Necessary): Essential work required to prevent the deterioration of an asset. | 35 | 2014-03-16 | 10.1109 | 46.2224 | x | 4 | 4. Significant | 11754 | Reactive Maintenance | 3
1015915 | Electrical Installation - Generally | C (Poor): Asset is operational but major repair or replacement will be needed. | Category 2 (Necessary): Essential work required to prevent the deterioration of an asset. | 35 | 2005-10-10 | 18.5407 | 41.4053 | x | 4 | 4. Significant | 11754 | Reactive Maintenance | 3
1015916 | Electrical Installation - Generally | C (Poor): Asset is operational but major repair or replacement will be needed. | Category 2 (Necessary): Essential work required to prevent the deterioration of an asset. | 35 | 2018-06-02 | 5.8973 | 48.6301 | x | 4 | 4. Significant | 11754 | Reactive Maintenance | 3
1015918 | Fire Extinguishers - Foam (Stored Pressure) | C (Poor): Asset is operational but major repair or replacement will be needed. | Category 2 (Necessary): Essential work required to prevent the deterioration of an asset. | 15 | 2014-10-26 | 9.4976 | 39.3365 | x | 4 | 5. Severe | 11754 | Reactive Maintenance | 1
1015920 | Roof Coverings and Flashings | C (Poor): Asset is operational but major repair or replacement will be needed. | Category 2 (Necessary): Essential work required to prevent the deterioration of an asset. | 40 | 1995-06-20 | 28.8487 | 37.5756 | x | 4 | 4. Significant | 11754 | Reactive Maintenance | 3
1015922 | Showers | C (Poor): Asset is operational but major repair or replacement will be needed. | Category 2 (Necessary): Essential work required to prevent the deterioration of an asset. | 5 | 2020-10-27 | 3.4935 | 38.026 | x | 4 | 3. Moderate | 11754 | Reactive Maintenance | 7
1015926 | Toilet and Shower Areas | C (Poor): Asset is operational but major repair or replacement will be needed. | Category 2 (Necessary): Essential work required to prevent the deterioration of an asset. | 25 | 2016-01-15 | 8.2765 | 45.3788 | x | 4 | 3. Moderate | 11754 | Reactive Maintenance | 7
1015927 | Toilet and Shower Areas | C (Poor): Asset is operational but major repair or replacement will be needed. | Category 2 (Necessary): Essential work required to prevent the deterioration of an asset. | 25 | 2009-04-09 | 15.0445 | 39.9644 | x | 4 | 3. Moderate | 11754 | Reactive Maintenance | 7
1015931 | Refrigerant Distribution System | C (Poor): Asset is operational but major repair or replacement will be needed. | Category 2 (Necessary): Essential work required to prevent the deterioration of an asset. | 30 | 2015-02-19 | 9.18 | 49.88 | x | 2 | 4. Significant | 12349 | Reactive Maintenance | 3
1015932 | Refrigerant Distribution System | C (Poor): Asset is operational but major repair or replacement will be needed. | Category 2 (Necessary): Essential work required to prevent the deterioration of an asset. | 30 | 2004-06-16 | 19.8576 | 42.7616 | x | 2 | 4. Significant | 12349 | Reactive Maintenance | 3
1015936 | Outstations | C (Poor): Asset is operational but major repair or replacement will be needed. | Category 2 (Necessary): Essential work required to prevent the deterioration of an asset. | 10 | 2023-06-28 | 0.82683 | 54.3463 | x | 2 | 4. Significant | 12349 | Reactive Maintenance | 3
1015937 | Outstations | C (Poor): Asset is operational but major repair or replacement will be needed. | Category 2 (Necessary): Essential work required to prevent the deterioration of an asset. | 10 | 2022-06-08 | 1.8809 | 52.2382 | x | 2 | 4. Significant | 12349 | Reactive Maintenance | 3
1015940 | Catering Equipment | D (Very Poor): Asset runs a serious risk of imminent breakdown or poses a health and safety risk. | Category 2 (Necessary): Essential work required to prevent the deterioration of an asset. | 15 | 2022-09-17 | 1.6044 | 46.8608 | x | 2 | 2. Minor | 12349 | Reactive Maintenance | 14
1015941 | Closed-Circuit Television (CCTV) | C (Poor): Asset is operational but major repair or replacement will be needed. | Category 2 (Necessary): Essential work required to prevent the deterioration of an asset. | 15 | 2010-12-28 | 13.3251 | 38.2332 | x | 2 | 5. Severe | 12349 | Reactive Maintenance | 1
1015942 | Pneumatic Tube Systems | C (Poor): Asset is operational but major repair or replacement will be needed. | Category 2 (Necessary): Essential work required to prevent the deterioration of an asset. | 20 | 2016-11-21 | 7.4251 | 48.5749 | x | 2 | 4. Significant | 12349 | Reactive Maintenance | 3
1015943 | Emergency Lighting - Self Contained | C (Poor): Asset is operational but major repair or replacement will be needed. | Category 2 (Necessary): Essential work required to prevent the deterioration of an asset. | 25 | 1999-11-09 | 24.46 | 36.432 | x | 2 | 4. Significant | 12349 | Reactive Maintenance | 3
1015947 | Fire Doors | C (Poor): Asset is operational but major repair or replacement will be needed. | Category 2 (Necessary): Essential work required to prevent the deterioration of an asset. | 20 | 2015-05-22 | 8.9281 | 47.0719 | x | 2 | 3. Moderate | 12349 | Reactive Maintenance | 7
1015948 | Fire Doors | C (Poor): Asset is operational but major repair or replacement will be needed. | Category 2 (Necessary): Essential work required to prevent the deterioration of an asset. | 20 | 2014-11-30 | 9.4018 | 46.5982 | x | 2 | 3. Moderate | 12349 | Reactive Maintenance | 7
1015949 | Fire Doors | C (Poor): Asset is operational but major repair or replacement will be needed. | Category 2 (Necessary): Essential work required to prevent the deterioration of an asset. | 20 | 2021-05-02 | 2.9815 | 53.0185 | x | 2 | 3. Moderate | 12349 | Reactive Maintenance | 7
1015950 | Fire Doors | C (Poor): Asset is operational but major repair or replacement will be needed. | Category 2 (Necessary): Essential work required to prevent the deterioration of an asset. | 20 | 2008-08-12 | 15.7016 | 40.2984 | x | 2 | 3. Moderate | 12349 | Reactive Maintenance | 7
1015951 | Fire Doors | C (Poor): Asset is operational but major repair or replacement will be needed. | Category 2 (Necessary): Essential work required to prevent the deterioration of an asset. | 20 | 2014-07-25 | 9.7522 | 46.2478 | x | 2 | 3. Moderate | 12349 | Reactive Maintenance | 7
1015952 | Fire Doors | C (Poor): Asset is operational but major repair or replacement will be needed. | Category 2 (Necessary): Essential work required to prevent the deterioration of an asset. | 20 | 2006-01-28 | 18.2396 | 37.7604 | x | 2 | 3. Moderate | 12349 | Reactive Maintenance | 7
1015953 | Fire Doors | C (Poor): Asset is operational but major repair or replacement will be needed. | Category 2 (Necessary): Essential work required to prevent the deterioration of an asset. | 20 | 2007-04-24 | 17.0048 | 38.9952 | x | 2 | 3. Moderate | 12349 | Reactive Maintenance | 7
1015954 | Fire Doors | C (Poor): Asset is operational but major repair or replacement will be needed. | Category 2 (Necessary): Essential work required to prevent the deterioration of an asset. | 20 | 2020-01-22 | 4.2574 | 51.7426 | x | 2 | 3. Moderate | 12349 | Reactive Maintenance | 7
1015959 | Pipework for Low Pressure Natural Gas, Liquefied Petroleum Gas (LPG) or Oil | C (Poor): Asset is operational but major repair or replacement will be needed. | Category 2 (Necessary): Essential work required to prevent the deterioration of an asset. | 50 | 1998-05-31 | 25.9028 | 45.6389 | x | 2 | 5. Severe | 12349 | Reactive Maintenance | 1
1015960 | Pipework for Low Pressure Natural Gas, Liquefied Petroleum Gas (LPG) or Oil | C (Poor): Asset is operational but major repair or replacement will be needed. | Category 2 (Necessary): Essential work required to prevent the deterioration of an asset. | 50 | 2015-01-03 | 9.3087 | 52.2765 | x | 2 | 5. Severe | 12349 | Reactive Maintenance | 1
1015967 | Hand Dryer | C (Poor): Asset is operational but major repair or replacement will be needed. | Category 2 (Necessary): Essential work required to prevent the deterioration of an asset. | 5 | 2023-11-25 | 0.41615 | 54.3354 | x | 2 | 2. Minor | 12349 | Reactive Maintenance | 14
1015968 | Pipework Systems - General | C (Poor): Asset is operational but major repair or replacement will be needed. | Category 2 (Necessary): Essential work required to prevent the deterioration of an asset. | 20 | 2019-07-12 | 4.7885 | 51.2115 | x | 2 | 4. Significant | 12349 | Reactive Maintenance | 3
1015969 | Pipework Systems - General | C (Poor): Asset is operational but major repair or replacement will be needed. | Category 2 (Necessary): Essential work required to prevent the deterioration of an asset. | 20 | 2014-06-11 | 9.8727 | 46.1273 | x | 2 | 4. Significant | 12349 | Reactive Maintenance | 3
1015970 | Pipework Systems - General | C (Poor): Asset is operational but major repair or replacement will be needed. | Category 2 (Necessary): Essential work required to prevent the deterioration of an asset. | 20 | 2020-05-11 | 3.9562 | 52.0438 | x | 2 | 4. Significant | 12349 | Reactive Maintenance | 3
1015971 | Pipework Systems - General | C (Poor): Asset is operational but major repair or replacement will be needed. | Category 2 (Necessary): Essential work required to prevent the deterioration of an asset. | 35 | 2009-05-26 | 14.9158 | 47.4767 | x | 2 | 4. Significant | 12349 | Reactive Maintenance | 3
1015972 | Pipework Systems - General | C (Poor): Asset is operational but major repair or replacement will be needed. | Category 2 (Necessary): Essential work required to prevent the deterioration of an asset. | 35 | 2006-05-10 | 17.9603 | 45.737 | x | 2 | 4. Significant | 12349 | Reactive Maintenance | 3
1015973 | Pipework Systems - General | C (Poor): Asset is operational but major repair or replacement will be needed. | Category 2 (Necessary): Essential work required to prevent the deterioration of an asset. | 35 | 2001-03-11 | 23.1239 | 42.7863 | x | 2 | 4. Significant | 12349 | Reactive Maintenance | 3
1015974 | Pipework Systems - General | C (Poor): Asset is operational but major repair or replacement will be needed. | Category 2 (Necessary): Essential work required to prevent the deterioration of an asset. | 35 | 2001-03-09 | 23.1294 | 42.7832 | x | 2 | 4. Significant | 12349 | Reactive Maintenance | 3
1015975 | Pipework Systems - General | C (Poor): Asset is operational but major repair or replacement will be needed. | Category 2 (Necessary): Essential work required to prevent the deterioration of an asset. | 45 | 1998-11-15 | 25.4428 | 44.6921 | x | 2 | 4. Significant | 12349 | Reactive Maintenance | 3
1015976 | Pipework Systems - General | C (Poor): Asset is operational but major repair or replacement will be needed. | Category 2 (Necessary): Essential work required to prevent the deterioration of an asset. | 45 | 2007-07-19 | 16.7693 | 48.547 | x | 2 | 4. Significant | 12349 | Reactive Maintenance | 3
1015977 | Pipework Systems - General | C (Poor): Asset is operational but major repair or replacement will be needed. | Category 2 (Necessary): Essential work required to prevent the deterioration of an asset. | 45 | 1999-07-15 | 24.7803 | 44.9865 | x | 2 | 4. Significant | 12349 | Reactive Maintenance | 3
1015978 | Pipework Systems - General | C (Poor): Asset is operational but major repair or replacement will be needed. | Category 2 (Necessary): Essential work required to prevent the deterioration of an asset. | 45 | 2014-11-28 | 9.4073 | 51.819 | x | 2 | 4. Significant | 12349 | Reactive Maintenance | 3
1015979 | Pipework Systems - General | C (Poor): Asset is operational but major repair or replacement will be needed. | Category 2 (Necessary): Essential work required to prevent the deterioration of an asset. | 45 | 2010-06-04 | 13.8919 | 49.8258 | x | 2 | 4. Significant | 12349 | Reactive Maintenance | 3
1015980 | Pipework Systems - General | C (Poor): Asset is operational but major repair or replacement will be needed. | Category 2 (Necessary): Essential work required to prevent the deterioration of an asset. | 45 | 2022-12-08 | 1.3799 | 55.3867 | x | 2 | 4. Significant | 12349 | Reactive Maintenance | 3
1015981 | Pipework Systems - General | C (Poor): Asset is operational but major repair or replacement will be needed. | Category 2 (Necessary): Essential work required to prevent the deterioration of an asset. | 45 | 1995-09-16 | 28.6078 | 43.2854 | x | 2 | 4. Significant | 12349 | Reactive Maintenance | 3
1015982 | Pipework Systems - General | C (Poor): Asset is operational but major repair or replacement will be needed. | Category 2 (Necessary): Essential work required to prevent the deterioration of an asset. | 45 | 2014-07-18 | 9.7714 | 51.6572 | x | 2 | 4. Significant | 12349 | Reactive Maintenance | 3
1015983 | Pipework Systems - General | C (Poor): Asset is operational but major repair or replacement will be needed. | Category 2 (Necessary): Essential work required to prevent the deterioration of an asset. | 20 | 2023-11-25 | 0.41615 | 55.5838 | x | 2 | 4. Significant | 12349 | Reactive Maintenance | 3
1015984 | Intercom System | C (Poor): Asset is operational but major repair or replacement will be needed. | Category 2 (Necessary): Essential work required to prevent the deterioration of an asset. | 15 | 2015-01-29 | 9.2375 | 43.6833 | x | 2 | 3. Moderate | 12349 | Reactive Maintenance | 7
1015986 | Intruder Alarms | C (Poor): Asset is operational but major repair or replacement will be needed. | Category 2 (Necessary): Essential work required to prevent the deterioration of an asset. | 15 | 2014-07-21 | 9.7632 | 42.9824 | x | 2 | 5. Severe | 12349 | Reactive Maintenance | 1
1015987 | Intruder Alarms | C (Poor): Asset is operational but major repair or replacement will be needed. | Category 2 (Necessary): Essential work required to prevent the deterioration of an asset. | 15 | 2016-05-28 | 7.9097 | 45.4538 | x | 2 | 5. Severe | 12349 | Reactive Maintenance | 1
1015988 | Lightning Conductor and Earth | D (Very Poor): Asset runs a serious risk of imminent breakdown or poses a health and safety risk. | Category 1 (Urgent): Critical work required to address serious health and safety issues and correct any breach of legislation. | 30 | 1995-11-13 | 28.449 | 23.034 | x | 2 | 4. Significant | 12349 | Reactive Maintenance | 3
1015989 | Lightning Conductor and Earth | D (Very Poor): Asset runs a serious risk of imminent breakdown or poses a health and safety risk. | Category 1 (Urgent): Critical work required to address serious health and safety issues and correct any breach of legislation. | 30 | 1995-07-22 | 28.7611 | 22.8259 | x | 2 | 4. Significant | 12349 | Reactive Maintenance | 3
1015992 | Medical gas pipework, manifolds, outlets & accessories | D (Very Poor): Asset runs a serious risk of imminent breakdown or poses a health and safety risk. | Category 1 (Urgent): Critical work required to address serious health and safety issues and correct any breach of legislation. | 20 | 2016-06-21 | 7.8439 | 34.1561 | x | 2 | 4. Significant | 12349 | Reactive Maintenance | 3
1015994 | Fire Extinguishers - Foam (Stored Pressure) | C (Poor): Asset is operational but major repair or replacement will be needed. | Category 2 (Necessary): Essential work required to prevent the deterioration of an asset. | 15 | 2012-03-11 | 12.1232 | 39.8357 | x | 2 | 5. Severe | 12349 | Reactive Maintenance | 1
1015996 | Roof Coverings and Flashings | C (Poor): Asset is operational but major repair or replacement will be needed. | Category 2 (Necessary): Essential work required to prevent the deterioration of an asset. | 40 | 1995-02-02 | 29.2266 | 41.3867 | x | 2 | 4. Significant | 12349 | Reactive Maintenance | 3
1016003 | Showers | C (Poor): Asset is operational but major repair or replacement will be needed. | Category 2 (Necessary): Essential work required to prevent the deterioration of an asset. | 5 | 2020-03-08 | 4.1314 | 39.4743 | x | 2 | 3. Moderate | 12349 | Reactive Maintenance | 7
1016004 | Fans - Window or Wall Mounted | C (Poor): Asset is operational but major repair or replacement will be needed. | Category 2 (Necessary): Essential work required to prevent the deterioration of an asset. | 15 | 2021-07-01 | 2.8172 | 52.2437 | x | 2 | 2. Minor | 12349 | Reactive Maintenance | 14
1016008 | Toilet and Shower Areas | C (Poor): Asset is operational but major repair or replacement will be needed. | Category 2 (Necessary): Essential work required to prevent the deterioration of an asset. | 25 | 1999-06-07 | 24.8843 | 36.0925 | x | 2 | 3. Moderate | 12349 | Reactive Maintenance | 7
1016009 | Toilet and Shower Areas | C (Poor): Asset is operational but major repair or replacement will be needed. | Category 2 (Necessary): Essential work required to prevent the deterioration of an asset. | 25 | 2023-10-16 | 0.52567 | 55.5795 | x | 2 | 3. Moderate | 12349 | Reactive Maintenance | 7
1016010 | Toilet and Shower Areas | C (Poor): Asset is operational but major repair or replacement will be needed. | Category 2 (Necessary): Essential work required to prevent the deterioration of an asset. | 25 | 2011-02-03 | 13.2238 | 45.4209 | x | 2 | 3. Moderate | 12349 | Reactive Maintenance | 7
1016014 | Refrigerant Distribution System | C (Poor): Asset is operational but major repair or replacement will be needed. | Category 2 (Necessary): Essential work required to prevent the deterioration of an asset. | 30 | 2011-07-10 | 12.794 | 43.4707 | x | 4 | 4. Significant | 10000 | Reactive Maintenance | 3
1016017 | Access Control | C (Poor): Asset is operational but major repair or replacement will be needed. | Category 2 (Necessary): Essential work required to prevent the deterioration of an asset. | 15 | 2017-01-27 | 7.2416 | 42.3445 | x | 4 | 4. Significant | 10000 | Reactive Maintenance | 3
1016018 | Access Control | C (Poor): Asset is operational but major repair or replacement will be needed. | Category 2 (Necessary): Essential work required to prevent the deterioration of an asset. | 15 | 2019-06-27 | 4.8296 | 45.5606 | x | 4 | 4. Significant | 10000 | Reactive Maintenance | 3
1016019 | Access Control | C (Poor): Asset is operational but major repair or replacement will be needed. | Category 2 (Necessary): Essential work required to prevent the deterioration of an asset. | 15 | 2020-12-11 | 3.3703 | 47.5063 | x | 4 | 4. Significant | 10000 | Reactive Maintenance | 3
1016020 | Access Control | C (Poor): Asset is operational but major repair or replacement will be needed. | Category 2 (Necessary): Essential work required to prevent the deterioration of an asset. | 15 | 2014-12-12 | 9.3689 | 39.5081 | x | 4 | 4. Significant | 10000 | Reactive Maintenance | 3
1016021 | Access Control | C (Poor): Asset is operational but major repair or replacement will be needed. | Category 2 (Necessary): Essential work required to prevent the deterioration of an asset. | 15 | 2017-03-14 | 7.1157 | 42.5124 | x | 4 | 4. Significant | 10000 | Reactive Maintenance | 3
1016022 | Access Control | C (Poor): Asset is operational but major repair or replacement will be needed. | Category 2 (Necessary): Essential work required to prevent the deterioration of an asset. | 15 | 2021-05-31 | 2.9021 | 48.1305 | x | 4 | 4. Significant | 10000 | Reactive Maintenance | 3
1016025 | Outstations | C (Poor): Asset is operational but major repair or replacement will be needed. | Category 2 (Necessary): Essential work required to prevent the deterioration of an asset. | 10 | 2022-07-04 | 1.8097 | 48.3806 | x | 4 | 4. Significant | 10000 | Reactive Maintenance | 3
1016029 | Closed-Circuit Television (CCTV) | C (Poor): Asset is operational but major repair or replacement will be needed. | Category 2 (Necessary): Essential work required to prevent the deterioration of an asset. | 15 | 2017-03-04 | 7.1431 | 42.4759 | x | 4 | 5. Severe | 10000 | Reactive Maintenance | 1
1016030 | Closed-Circuit Television (CCTV) | C (Poor): Asset is operational but major repair or replacement will be needed. | Category 2 (Necessary): Essential work required to prevent the deterioration of an asset. | 15 | 2012-10-25 | 11.499 | 36.668 | x | 4 | 5. Severe | 10000 | Reactive Maintenance | 1
1016031 | Pneumatic Tube Systems | C (Poor): Asset is operational but major repair or replacement will be needed. | Category 2 (Necessary): Essential work required to prevent the deterioration of an asset. | 20 | 2022-06-04 | 1.8919 | 50.1081 | x | 4 | 4. Significant | 10000 | Reactive Maintenance | 3
1016032 | Emergency Lighting - Self Contained | C (Poor): Asset is operational but major repair or replacement will be needed. | Category 2 (Necessary): Essential work required to prevent the deterioration of an asset. | 25 | 2023-12-22 | 0.34223 | 51.7262 | x | 4 | 4. Significant | 10000 | Reactive Maintenance | 3
1016033 | Emergency Lighting - Self Contained | C (Poor): Asset is operational but major repair or replacement will be needed. | Category 2 (Necessary): Essential work required to prevent the deterioration of an asset. | 25 | 2022-06-14 | 1.8645 | 50.5084 | x | 4 | 4. Significant | 10000 | Reactive Maintenance | 3
1016034 | Emergency Lighting - Self Contained | C (Poor): Asset is operational but major repair or replacement will be needed. | Category 2 (Necessary): Essential work required to prevent the deterioration of an asset. | 25 | 2004-07-06 | 19.8029 | 36.1577 | x | 4 | 4. Significant | 10000 | Reactive Maintenance | 3
1016035 | Emergency Lighting - Self Contained | C (Poor): Asset is operational but major repair or replacement will be needed. | Category 2 (Necessary): Essential work required to prevent the deterioration of an asset. | 25 | 2017-01-15 | 7.2745 | 46.1804 | x | 4 | 4. Significant | 10000 | Reactive Maintenance | 3
1016038 | Fire Doors | C (Poor): Asset is operational but major repair or replacement will be needed. | Category 2 (Necessary): Essential work required to prevent the deterioration of an asset. | 20 | 2011-09-15 | 12.6105 | 39.3895 | x | 4 | 3. Moderate | 10000 | Reactive Maintenance | 7
1016039 | Fire Doors | C (Poor): Asset is operational but major repair or replacement will be needed. | Category 2 (Necessary): Essential work required to prevent the deterioration of an asset. | 20 | 2008-03-13 | 16.1177 | 35.8823 | x | 4 | 3. Moderate | 10000 | Reactive Maintenance | 7
1016044 | Pipework for Low Pressure Natural Gas, Liquefied Petroleum Gas (LPG) or Oil | C (Poor): Asset is operational but major repair or replacement will be needed. | Category 2 (Necessary): Essential work required to prevent the deterioration of an asset. | 50 | 2012-03-02 | 12.1478 | 47.1409 | x | 4 | 5. Severe | 10000 | Reactive Maintenance | 1
1016045 | Pipework for Low Pressure Natural Gas, Liquefied Petroleum Gas (LPG) or Oil | C (Poor): Asset is operational but major repair or replacement will be needed. | Category 2 (Necessary): Essential work required to prevent the deterioration of an asset. | 50 | 2013-06-11 | 10.872 | 47.6512 | x | 4 | 5. Severe | 10000 | Reactive Maintenance | 1
1016074 | Hand Dryer | C (Poor): Asset is operational but major repair or replacement will be needed. | Category 2 (Necessary): Essential work required to prevent the deterioration of an asset. | 5 | 2021-11-10 | 2.4559 | 42.1766 | x | 4 | 2. Minor | 10000 | Reactive Maintenance | 14
1016075 | Pipework Systems - General | C (Poor): Asset is operational but major repair or replacement will be needed. | Category 2 (Necessary): Essential work required to prevent the deterioration of an asset. | 20 | 2004-08-09 | 19.7098 | 32.2902 | x | 4 | 4. Significant | 10000 | Reactive Maintenance | 3
1016076 | Pipework Systems - General | C (Poor): Asset is operational but major repair or replacement will be needed. | Category 2 (Necessary): Essential work required to prevent the deterioration of an asset. | 20 | 2021-05-28 | 2.9103 | 49.0897 | x | 4 | 4. Significant | 10000 | Reactive Maintenance | 3
1016077 | Pipework Systems - General | C (Poor): Asset is operational but major repair or replacement will be needed. | Category 2 (Necessary): Essential work required to prevent the deterioration of an asset. | 20 | 2021-03-07 | 3.1348 | 48.8652 | x | 4 | 4. Significant | 10000 | Reactive Maintenance | 3
1016078 | Pipework Systems - General | C (Poor): Asset is operational but major repair or replacement will be needed. | Category 2 (Necessary): Essential work required to prevent the deterioration of an asset. | 35 | 2014-01-08 | 10.2943 | 46.1175 | x | 4 | 4. Significant | 10000 | Reactive Maintenance | 3
1016079 | Pipework Systems - General | C (Poor): Asset is operational but major repair or replacement will be needed. | Category 2 (Necessary): Essential work required to prevent the deterioration of an asset. | 35 | 2001-07-30 | 22.7379 | 39.0069 | x | 4 | 4. Significant | 10000 | Reactive Maintenance | 3
1016080 | Pipework Systems - General | C (Poor): Asset is operational but major repair or replacement will be needed. | Category 2 (Necessary): Essential work required to prevent the deterioration of an asset. | 45 | 2020-01-30 | 4.2355 | 50.1176 | x | 4 | 4. Significant | 10000 | Reactive Maintenance | 3
1016081 | Pipework Systems - General | C (Poor): Asset is operational but major repair or replacement will be needed. | Category 2 (Necessary): Essential work required to prevent the deterioration of an asset. | 45 | 2008-11-04 | 15.4716 | 45.1237 | x | 4 | 4. Significant | 10000 | Reactive Maintenance | 3
1016082 | Pipework Systems - General | C (Poor): Asset is operational but major repair or replacement will be needed. | Category 2 (Necessary): Essential work required to prevent the deterioration of an asset. | 45 | 2008-06-05 | 15.8877 | 44.9388 | x | 4 | 4. Significant | 10000 | Reactive Maintenance | 3
1016083 | Pipework Systems - General | C (Poor): Asset is operational but major repair or replacement will be needed. | Category 2 (Necessary): Essential work required to prevent the deterioration of an asset. | 35 | 1999-01-26 | 25.2457 | 37.5739 | x | 4 | 4. Significant | 10000 | Reactive Maintenance | 3
1016084 | Pipework Systems - General | C (Poor): Asset is operational but major repair or replacement will be needed. | Category 2 (Necessary): Essential work required to prevent the deterioration of an asset. | 35 | 2018-10-28 | 5.4921 | 48.8616 | x | 4 | 4. Significant | 10000 | Reactive Maintenance | 3
1016085 | Pipework Systems - General | C (Poor): Asset is operational but major repair or replacement will be needed. | Category 2 (Necessary): Essential work required to prevent the deterioration of an asset. | 35 | 2009-10-03 | 14.5599 | 43.6801 | x | 4 | 4. Significant | 10000 | Reactive Maintenance | 3
1016086 | Pipework Systems - General | C (Poor): Asset is operational but major repair or replacement will be needed. | Category 2 (Necessary): Essential work required to prevent the deterioration of an asset. | 35 | 2002-07-27 | 21.7467 | 39.5733 | x | 4 | 4. Significant | 10000 | Reactive Maintenance | 3
1016087 | Pipework Systems - General | C (Poor): Asset is operational but major repair or replacement will be needed. | Category 2 (Necessary): Essential work required to prevent the deterioration of an asset. | 45 | 2005-04-24 | 19.0034 | 43.554 | x | 4 | 4. Significant | 10000 | Reactive Maintenance | 3
1016093 | Lightning Conductor and Earth | D (Very Poor): Asset runs a serious risk of imminent breakdown or poses a health and safety risk. | Category 1 (Urgent): Critical work required to address serious health and safety issues and correct any breach of legislation. | 30 | 1997-02-09 | 27.206 | 19.8627 | x | 4 | 4. Significant | 10000 | Reactive Maintenance | 3
1016094 | Electrical Installation - Generally | C (Poor): Asset is operational but major repair or replacement will be needed. | Category 2 (Necessary): Essential work required to prevent the deterioration of an asset. | 35 | 2009-04-21 | 15.0116 | 43.4219 | x | 4 | 4. Significant | 10000 | Reactive Maintenance | 3
1016095 | Electrical Installation - Generally | C (Poor): Asset is operational but major repair or replacement will be needed. | Category 2 (Necessary): Essential work required to prevent the deterioration of an asset. | 35 | 2019-03-12 | 5.1225 | 49.0728 | x | 4 | 4. Significant | 10000 | Reactive Maintenance | 3
1016096 | Electrical Installation - Generally | C (Poor): Asset is operational but major repair or replacement will be needed. | Category 2 (Necessary): Essential work required to prevent the deterioration of an asset. | 35 | 2022-02-15 | 2.1903 | 50.7484 | x | 4 | 4. Significant | 10000 | Reactive Maintenance | 3
1016097 | Electrical Installation - Generally | C (Poor): Asset is operational but major repair or replacement will be needed. | Category 2 (Necessary): Essential work required to prevent the deterioration of an asset. | 35 | 1994-06-30 | 29.8207 | 34.9596 | x | 4 | 4. Significant | 10000 | Reactive Maintenance | 3
1016098 | Medical gas pipework, manifolds, outlets & accessories | D (Very Poor): Asset runs a serious risk of imminent breakdown or poses a health and safety risk. | Category 1 (Urgent): Critical work required to address serious health and safety issues and correct any breach of legislation. | 20 | 2023-12-28 | 0.3258 | 37.6742 | x | 4 | 4. Significant | 10000 | Reactive Maintenance | 3
1016100 | Fire Extinguishers - Foam (Stored Pressure) | C (Poor): Asset is operational but major repair or replacement will be needed. | Category 2 (Necessary): Essential work required to prevent the deterioration of an asset. | 15 | 2017-01-05 | 7.3018 | 42.2642 | x | 4 | 5. Severe | 10000 | Reactive Maintenance | 1
1016102 | Roof Coverings and Flashings | C (Poor): Asset is operational but major repair or replacement will be needed. | Category 2 (Necessary): Essential work required to prevent the deterioration of an asset. | 40 | 2004-03-23 | 20.0903 | 41.9548 | x | 4 | 4. Significant | 10000 | Reactive Maintenance | 3
1016106 | Showers | C (Poor): Asset is operational but major repair or replacement will be needed. | Category 2 (Necessary): Essential work required to prevent the deterioration of an asset. | 5 | 2022-05-28 | 1.911 | 44.3559 | x | 4 | 3. Moderate | 10000 | Reactive Maintenance | 7
1016107 | Fans - Window or Wall Mounted | B (Average): Asset is sound, operationally safe and exhibits only minor deterioration. | Category 2 (Necessary): Essential work required to prevent the deterioration of an asset. | 15 | 2014-04-13 | 10.0342 | 52.621 | x | 4 | 2. Minor | 10000 | Reactive Maintenance | 14
1016108 | Fans - Window or Wall Mounted | B (Average): Asset is sound, operationally safe and exhibits only minor deterioration. | Category 2 (Necessary): Essential work required to prevent the deterioration of an asset. | 15 | 2021-09-06 | 2.6338 | 62.4883 | x | 4 | 2. Minor | 10000 | Reactive Maintenance | 14
1016112 | Toilet and Shower Areas | C (Poor): Asset is operational but major repair or replacement will be needed. | Category 2 (Necessary): Essential work required to prevent the deterioration of an asset. | 25 | 2022-12-03 | 1.3936 | 50.8851 | x | 4 | 3. Moderate | 10000 | Reactive Maintenance | 7
1016113 | Toilet and Shower Areas | C (Poor): Asset is operational but major repair or replacement will be needed. | Category 2 (Necessary): Essential work required to prevent the deterioration of an asset. | 25 | 2001-11-17 | 22.4367 | 34.0507 | x | 4 | 3. Moderate | 10000 | Reactive Maintenance | 7
1016114 | Toilet and Shower Areas | C (Poor): Asset is operational but major repair or replacement will be needed. | Category 2 (Necessary): Essential work required to prevent the deterioration of an asset. | 25 | 2011-07-03 | 12.8131 | 41.7495 | x | 4 | 3. Moderate | 10000 | Reactive Maintenance | 7
1016115 | Toilet and Shower Areas | C (Poor): Asset is operational but major repair or replacement will be needed. | Category 2 (Necessary): Essential work required to prevent the deterioration of an asset. | 25 | 2007-10-05 | 16.5558 | 38.7554 | x | 4 | 3. Moderate | 10000 | Reactive Maintenance | 7
1016116 | Toilet and Shower Areas | C (Poor): Asset is operational but major repair or replacement will be needed. | Category 2 (Necessary): Essential work required to prevent the deterioration of an asset. | 25 | 2021-07-21 | 2.7625 | 49.79 | x | 4 | 3. Moderate | 10000 | Reactive Maintenance | 7
1016117 | Toilet and Shower Areas | C (Poor): Asset is operational but major repair or replacement will be needed. | Category 2 (Necessary): Essential work required to prevent the deterioration of an asset. | 25 | 2017-03-09 | 7.1294 | 46.2965 | x | 4 | 3. Moderate | 10000 | Reactive Maintenance | 7
1016118 | Toilet and Shower Areas | C (Poor): Asset is operational but major repair or replacement will be needed. | Category 2 (Necessary): Essential work required to prevent the deterioration of an asset. | 25 | 2016-08-01 | 7.7317 | 45.8146 | x | 4 | 3. Moderate | 10000 | Reactive Maintenance | 7
1016119 | Toilet and Shower Areas | C (Poor): Asset is operational but major repair or replacement will be needed. | Category 2 (Necessary): Essential work required to prevent the deterioration of an asset. | 25 | 2018-08-13 | 5.7002 | 47.4398 | x | 4 | 3. Moderate | 10000 | Reactive Maintenance | 7
1016120 | Toilet and Shower Areas | C (Poor): Asset is operational but major repair or replacement will be needed. | Category 2 (Necessary): Essential work required to prevent the deterioration of an asset. | 25 | 2019-08-19 | 4.6845 | 48.2524 | x | 4 | 3. Moderate | 10000 | Reactive Maintenance | 7
1016121 | Toilet and Shower Areas | C (Poor): Asset is operational but major repair or replacement will be needed. | Category 2 (Necessary): Essential work required to prevent the deterioration of an asset. | 25 | 2011-08-01 | 12.7337 | 41.813 | x | 4 | 3. Moderate | 10000 | Reactive Maintenance | 7
1016122 | Toilet and Shower Areas | C (Poor): Asset is operational but major repair or replacement will be needed. | Category 2 (Necessary): Essential work required to prevent the deterioration of an asset. | 25 | 2011-09-14 | 12.6133 | 41.9094 | x | 4 | 3. Moderate | 10000 | Reactive Maintenance | 7
1016129 | Outstations | C (Poor): Asset is operational but major repair or replacement will be needed. | Category 2 (Necessary): Essential work required to prevent the deterioration of an asset. | 10 | 2017-07-21 | 6.7625 | 38.475 | x | 4 | 4. Significant | 11953 | Reactive Maintenance | 3
1016133 | Closed-Circuit Television (CCTV) | C (Poor): Asset is operational but major repair or replacement will be needed. | Category 2 (Necessary): Essential work required to prevent the deterioration of an asset. | 15 | 2016-01-10 | 8.2902 | 40.9464 | x | 4 | 5. Severe | 11953 | Reactive Maintenance | 1
1016134 | Pneumatic Tube Systems | C (Poor): Asset is operational but major repair or replacement will be needed. | Category 2 (Necessary): Essential work required to prevent the deterioration of an asset. | 20 | 2004-09-28 | 19.5729 | 32.4271 | x | 4 | 4. Significant | 11953 | Reactive Maintenance | 3
1016135 | Emergency Lighting - Self Contained | C (Poor): Asset is operational but major repair or replacement will be needed. | Category 2 (Necessary): Essential work required to prevent the deterioration of an asset. | 25 | 2022-03-03 | 2.1465 | 50.2828 | x | 4 | 4. Significant | 11953 | Reactive Maintenance | 3
1016136 | Emergency Lighting - Self Contained | C (Poor): Asset is operational but major repair or replacement will be needed. | Category 2 (Necessary): Essential work required to prevent the deterioration of an asset. | 25 | 2006-04-30 | 17.9877 | 37.6099 | x | 4 | 4. Significant | 11953 | Reactive Maintenance | 3
1016138 | Fire Doors | C (Poor): Asset is operational but major repair or replacement will be needed. | Category 2 (Necessary): Essential work required to prevent the deterioration of an asset. | 20 | 2020-06-02 | 3.896 | 48.104 | x | 4 | 3. Moderate | 11953 | Reactive Maintenance | 7
1016139 | Fire Doors | C (Poor): Asset is operational but major repair or replacement will be needed. | Category 2 (Necessary): Essential work required to prevent the deterioration of an asset. | 20 | 2010-01-12 | 14.2834 | 37.7166 | x | 4 | 3. Moderate | 11953 | Reactive Maintenance | 7
1016140 | Fire Doors | C (Poor): Asset is operational but major repair or replacement will be needed. | Category 2 (Necessary): Essential work required to prevent the deterioration of an asset. | 20 | 2006-03-15 | 18.1136 | 33.8864 | x | 4 | 3. Moderate | 11953 | Reactive Maintenance | 7
1016146 | Pipework for Low Pressure Natural Gas, Liquefied Petroleum Gas (LPG) or Oil | C (Poor): Asset is operational but major repair or replacement will be needed. | Category 2 (Necessary): Essential work required to prevent the deterioration of an asset. | 50 | 2016-11-02 | 7.4771 | 49.0092 | x | 4 | 5. Severe | 11953 | Reactive Maintenance | 1
1016149 | Hand Dryer | C (Poor): Asset is operational but major repair or replacement will be needed. | Category 2 (Necessary): Essential work required to prevent the deterioration of an asset. | 5 | 2023-11-23 | 0.42163 | 50.3135 | x | 4 | 2. Minor | 11953 | Reactive Maintenance | 14
1016150 | Pipework Systems - General | C (Poor): Asset is operational but major repair or replacement will be needed. | Category 2 (Necessary): Essential work required to prevent the deterioration of an asset. | 20 | 2016-08-29 | 7.655 | 44.345 | x | 4 | 4. Significant | 11953 | Reactive Maintenance | 3
1016151 | Pipework Systems - General | C (Poor): Asset is operational but major repair or replacement will be needed. | Category 2 (Necessary): Essential work required to prevent the deterioration of an asset. | 20 | 2004-03-29 | 20.0739 | 31.9261 | x | 4 | 4. Significant | 11953 | Reactive Maintenance | 3
1016152 | Pipework Systems - General | C (Poor): Asset is operational but major repair or replacement will be needed. | Category 2 (Necessary): Essential work required to prevent the deterioration of an asset. | 20 | 2022-08-18 | 1.6865 | 50.3135 | x | 4 | 4. Significant | 11953 | Reactive Maintenance | 3
1016153 | Pipework Systems - General | C (Poor): Asset is operational but major repair or replacement will be needed. | Category 2 (Necessary): Essential work required to prevent the deterioration of an asset. | 45 | 2021-12-12 | 2.3682 | 50.9474 | x | 4 | 4. Significant | 11953 | Reactive Maintenance | 3
1016156 | Electrical Installation - Generally | C (Poor): Asset is operational but major repair or replacement will be needed. | Category 2 (Necessary): Essential work required to prevent the deterioration of an asset. | 35 | 2012-06-30 | 11.8193 | 45.2461 | x | 4 | 4. Significant | 11953 | Reactive Maintenance | 3
1016158 | Fire Extinguishers - Foam (Stored Pressure) | C (Poor): Asset is operational but major repair or replacement will be needed. | Category 2 (Necessary): Essential work required to prevent the deterioration of an asset. | 15 | 2020-03-01 | 4.1506 | 46.4659 | x | 4 | 5. Severe | 11953 | Reactive Maintenance | 1
1016160 | Roof Coverings and Flashings | C (Poor): Asset is operational but major repair or replacement will be needed. | Category 2 (Necessary): Essential work required to prevent the deterioration of an asset. | 40 | 2016-11-29 | 7.4031 | 48.2984 | x | 4 | 4. Significant | 11953 | Reactive Maintenance | 3
1016162 | Showers | C (Poor): Asset is operational but major repair or replacement will be needed. | Category 2 (Necessary): Essential work required to prevent the deterioration of an asset. | 5 | 2021-11-18 | 2.4339 | 42.2642 | x | 4 | 3. Moderate | 11953 | Reactive Maintenance | 7
1016163 | Fans - Window or Wall Mounted | C (Poor): Asset is operational but major repair or replacement will be needed. | Category 2 (Necessary): Essential work required to prevent the deterioration of an asset. | 15 | 2017-01-05 | 7.3018 | 42.2642 | x | 4 | 2. Minor | 11953 | Reactive Maintenance | 14
1016166 | Toilet and Shower Areas | C (Poor): Asset is operational but major repair or replacement will be needed. | Category 2 (Necessary): Essential work required to prevent the deterioration of an asset. | 25 | 2011-05-23 | 12.9254 | 41.6597 | x | 4 | 3. Moderate | 11953 | Reactive Maintenance | 7
1016167 | Toilet and Shower Areas | C (Poor): Asset is operational but major repair or replacement will be needed. | Category 2 (Necessary): Essential work required to prevent the deterioration of an asset. | 25 | 2001-06-09 | 22.8775 | 33.698 | x | 4 | 3. Moderate | 11953 | Reactive Maintenance | 7
1016173 | Access Control | C (Poor): Asset is operational but major repair or replacement will be needed. | Category 2 (Necessary): Essential work required to prevent the deterioration of an asset. | 15 | 2015-01-23 | 9.2539 | 37.6614 | x | 5 | 4. Significant | 10387 | Reactive Maintenance | 3
1016180 | Outstations | C (Poor): Asset is operational but major repair or replacement will be needed. | Category 2 (Necessary): Essential work required to prevent the deterioration of an asset. | 10 | 2021-05-28 | 2.9103 | 44.1793 | x | 5 | 4. Significant | 10387 | Reactive Maintenance | 3
1016183 | Catering Equipment | C (Poor): Asset is operational but major repair or replacement will be needed. | Category 2 (Necessary): Essential work required to prevent the deterioration of an asset. | 15 | 2012-02-29 | 12.1533 | 33.7956 | x | 5 | 2. Minor | 10387 | Reactive Maintenance | 14
1016184 | Closed-Circuit Television (CCTV) | C (Poor): Asset is operational but major repair or replacement will be needed. | Category 2 (Necessary): Essential work required to prevent the deterioration of an asset. | 15 | 2018-06-13 | 5.8672 | 42.177 | x | 5 | 5. Severe | 10387 | Reactive Maintenance | 1
1016185 | Emergency Lighting - Self Contained | C (Poor): Asset is operational but major repair or replacement will be needed. | Category 2 (Necessary): Essential work required to prevent the deterioration of an asset. | 25 | 2014-01-24 | 10.2505 | 41.7996 | x | 5 | 4. Significant | 10387 | Reactive Maintenance | 3
1016186 | Emergency Lighting - Self Contained | C (Poor): Asset is operational but major repair or replacement will be needed. | Category 2 (Necessary): Essential work required to prevent the deterioration of an asset. | 25 | 2020-04-10 | 4.0411 | 46.7671 | x | 5 | 4. Significant | 10387 | Reactive Maintenance | 3
1016191 | Fire Doors | C (Poor): Asset is operational but major repair or replacement will be needed. | Category 2 (Necessary): Essential work required to prevent the deterioration of an asset. | 20 | 2017-12-03 | 6.3929 | 43.6071 | x | 5 | 3. Moderate | 10387 | Reactive Maintenance | 7
1016192 | Fire Doors | C (Poor): Asset is operational but major repair or replacement will be needed. | Category 2 (Necessary): Essential work required to prevent the deterioration of an asset. | 20 | 2006-01-05 | 18.3025 | 31.6975 | x | 5 | 3. Moderate | 10387 | Reactive Maintenance | 7
1016275 | Hand Dryer | C (Poor): Asset is operational but major repair or replacement will be needed. | Category 2 (Necessary): Essential work required to prevent the deterioration of an asset. | 5 | 2020-09-06 | 3.6331 | 35.4675 | x | 5 | 2. Minor | 10387 | Reactive Maintenance | 14
1016276 | Pipework Systems - General | C (Poor): Asset is operational but major repair or replacement will be needed. | Category 2 (Necessary): Essential work required to prevent the deterioration of an asset. | 20 | 2005-06-20 | 18.8474 | 31.1526 | x | 5 | 4. Significant | 10387 | Reactive Maintenance | 3
1016277 | Pipework Systems - General | C (Poor): Asset is operational but major repair or replacement will be needed. | Category 2 (Necessary): Essential work required to prevent the deterioration of an asset. | 20 | 2007-05-17 | 16.9418 | 33.0582 | x | 5 | 4. Significant | 10387 | Reactive Maintenance | 3
1016278 | Pipework Systems - General | C (Poor): Asset is operational but major repair or replacement will be needed. | Category 2 (Necessary): Essential work required to prevent the deterioration of an asset. | 20 | 2014-01-01 | 10.3135 | 39.6865 | x | 5 | 4. Significant | 10387 | Reactive Maintenance | 3
1016279 | Pipework Systems - General | C (Poor): Asset is operational but major repair or replacement will be needed. | Category 2 (Necessary): Essential work required to prevent the deterioration of an asset. | 20 | 2004-01-28 | 20.2409 | 29.7591 | x | 5 | 4. Significant | 10387 | Reactive Maintenance | 3
1016280 | Pipework Systems - General | C (Poor): Asset is operational but major repair or replacement will be needed. | Category 2 (Necessary): Essential work required to prevent the deterioration of an asset. | 20 | 2014-10-12 | 9.5359 | 40.4641 | x | 5 | 4. Significant | 10387 | Reactive Maintenance | 3
1016281 | Pipework Systems - General | C (Poor): Asset is operational but major repair or replacement will be needed. | Category 2 (Necessary): Essential work required to prevent the deterioration of an asset. | 20 | 2022-02-24 | 2.1656 | 47.8344 | x | 5 | 4. Significant | 10387 | Reactive Maintenance | 3
1016282 | Pipework Systems - General | C (Poor): Asset is operational but major repair or replacement will be needed. | Category 2 (Necessary): Essential work required to prevent the deterioration of an asset. | 20 | 2023-01-03 | 1.3087 | 48.6913 | x | 5 | 4. Significant | 10387 | Reactive Maintenance | 3
1016283 | Pipework Systems - General | C (Poor): Asset is operational but major repair or replacement will be needed. | Category 2 (Necessary): Essential work required to prevent the deterioration of an asset. | 35 | 2013-07-02 | 10.8145 | 43.8203 | x | 5 | 4. Significant | 10387 | Reactive Maintenance | 3
1016284 | Pipework Systems - General | C (Poor): Asset is operational but major repair or replacement will be needed. | Category 2 (Necessary): Essential work required to prevent the deterioration of an asset. | 35 | 2021-10-19 | 2.5161 | 48.5622 | x | 5 | 4. Significant | 10387 | Reactive Maintenance | 3
1016285 | Pipework Systems - General | C (Poor): Asset is operational but major repair or replacement will be needed. | Category 2 (Necessary): Essential work required to prevent the deterioration of an asset. | 35 | 2016-02-11 | 8.2026 | 45.3128 | x | 5 | 4. Significant | 10387 | Reactive Maintenance | 3
1016286 | Pipework Systems - General | C (Poor): Asset is operational but major repair or replacement will be needed. | Category 2 (Necessary): Essential work required to prevent the deterioration of an asset. | 45 | 2009-02-07 | 15.2115 | 43.2393 | x | 5 | 4. Significant | 10387 | Reactive Maintenance | 3
1016287 | Pipework Systems - General | C (Poor): Asset is operational but major repair or replacement will be needed. | Category 2 (Necessary): Essential work required to prevent the deterioration of an asset. | 45 | 1995-02-07 | 29.2129 | 37.0165 | x | 5 | 4. Significant | 10387 | Reactive Maintenance | 3
1016288 | Pipework Systems - General | C (Poor): Asset is operational but major repair or replacement will be needed. | Category 2 (Necessary): Essential work required to prevent the deterioration of an asset. | 45 | 2020-10-04 | 3.5565 | 48.4193 | x | 5 | 4. Significant | 10387 | Reactive Maintenance | 3
1016289 | Pipework Systems - General | C (Poor): Asset is operational but major repair or replacement will be needed. | Category 2 (Necessary): Essential work required to prevent the deterioration of an asset. | 20 | 2006-09-01 | 17.6482 | 32.3518 | x | 5 | 4. Significant | 10387 | Reactive Maintenance | 3
1016290 | Pipework Systems - General | C (Poor): Asset is operational but major repair or replacement will be needed. | Category 2 (Necessary): Essential work required to prevent the deterioration of an asset. | 20 | 2013-05-25 | 10.9185 | 39.0815 | x | 5 | 4. Significant | 10387 | Reactive Maintenance | 3
1016291 | Pipework Systems - General | C (Poor): Asset is operational but major repair or replacement will be needed. | Category 2 (Necessary): Essential work required to prevent the deterioration of an asset. | 35 | 1994-05-12 | 29.9548 | 32.883 | x | 5 | 4. Significant | 10387 | Reactive Maintenance | 3
1016292 | Pipework Systems - General | C (Poor): Asset is operational but major repair or replacement will be needed. | Category 2 (Necessary): Essential work required to prevent the deterioration of an asset. | 45 | 2017-08-31 | 6.6502 | 47.0443 | x | 5 | 4. Significant | 10387 | Reactive Maintenance | 3
1016293 | Pipework Systems - General | C (Poor): Asset is operational but major repair or replacement will be needed. | Category 2 (Necessary): Essential work required to prevent the deterioration of an asset. | 45 | 1997-09-15 | 26.6092 | 38.1737 | x | 5 | 4. Significant | 10387 | Reactive Maintenance | 3
1016294 | Intercom System | C (Poor): Asset is operational but major repair or replacement will be needed. | Category 2 (Necessary): Essential work required to prevent the deterioration of an asset. | 15 | 2023-10-21 | 0.51198 | 49.3174 | x | 5 | 3. Moderate | 10387 | Reactive Maintenance | 7
1016301 | Electrical Installation - Generally | C (Poor): Asset is operational but major repair or replacement will be needed. | Category 2 (Necessary): Essential work required to prevent the deterioration of an asset. | 35 | 2021-04-29 | 2.9897 | 48.2916 | x | 5 | 4. Significant | 10387 | Reactive Maintenance | 3
1016302 | Electrical Installation - Generally | C (Poor): Asset is operational but major repair or replacement will be needed. | Category 2 (Necessary): Essential work required to prevent the deterioration of an asset. | 35 | 2016-01-07 | 8.2984 | 45.258 | x | 5 | 4. Significant | 10387 | Reactive Maintenance | 3
1016303 | Electrical Installation - Generally | C (Poor): Asset is operational but major repair or replacement will be needed. | Category 2 (Necessary): Essential work required to prevent the deterioration of an asset. | 35 | 2020-08-27 | 3.6605 | 47.9083 | x | 5 | 4. Significant | 10387 | Reactive Maintenance | 3
1016304 | Electrical Installation - Generally | C (Poor): Asset is operational but major repair or replacement will be needed. | Category 2 (Necessary): Essential work required to prevent the deterioration of an asset. | 35 | 2019-05-18 | 4.9391 | 47.1777 | x | 5 | 4. Significant | 10387 | Reactive Maintenance | 3
1016305 | Electrical Installation - Generally | C (Poor): Asset is operational but major repair or replacement will be needed. | Category 2 (Necessary): Essential work required to prevent the deterioration of an asset. | 35 | 2020-05-10 | 3.9589 | 47.7378 | x | 5 | 4. Significant | 10387 | Reactive Maintenance | 3
1016307 | Fire Extinguishers - Foam (Stored Pressure) | C (Poor): Asset is operational but major repair or replacement will be needed. | Category 2 (Necessary): Essential work required to prevent the deterioration of an asset. | 15 | 2023-11-17 | 0.43806 | 49.4159 | x | 5 | 5. Severe | 10387 | Reactive Maintenance | 1
1016311 | Roof Coverings and Flashings | C (Poor): Asset is operational but major repair or replacement will be needed. | Category 2 (Necessary): Essential work required to prevent the deterioration of an asset. | 40 | 2002-11-21 | 21.4264 | 39.2868 | x | 5 | 4. Significant | 10387 | Reactive Maintenance | 3
1016312 | Access Control | C (Poor): Asset is operational but major repair or replacement will be needed. | Category 2 (Necessary): Essential work required to prevent the deterioration of an asset. | 15 | 2015-09-07 | 8.6324 | 38.4901 | x | 5 | 4. Significant | 10387 | Reactive Maintenance | 3
1016342 | Showers | C (Poor): Asset is operational but major repair or replacement will be needed. | Category 2 (Necessary): Essential work required to prevent the deterioration of an asset. | 5 | 2021-04-04 | 3.0582 | 37.7673 | x | 5 | 3. Moderate | 10387 | Reactive Maintenance | 7
1016343 | Showers | C (Poor): Asset is operational but major repair or replacement will be needed. | Category 2 (Necessary): Essential work required to prevent the deterioration of an asset. | 5 | 2023-02-01 | 1.2293 | 45.0828 | x | 5 | 3. Moderate | 10387 | Reactive Maintenance | 7
1016344 | Showers | C (Poor): Asset is operational but major repair or replacement will be needed. | Category 2 (Necessary): Essential work required to prevent the deterioration of an asset. | 5 | 2021-01-15 | 3.2745 | 36.9021 | x | 5 | 3. Moderate | 10387 | Reactive Maintenance | 7
1016345 | Showers | C (Poor): Asset is operational but major repair or replacement will be needed. | Category 2 (Necessary): Essential work required to prevent the deterioration of an asset. | 5 | 2023-11-16 | 0.44079 | 48.2368 | x | 5 | 3. Moderate | 10387 | Reactive Maintenance | 7
1016346 | Showers | C (Poor): Asset is operational but major repair or replacement will be needed. | Category 2 (Necessary): Essential work required to prevent the deterioration of an asset. | 5 | 2023-03-05 | 1.1417 | 45.4333 | x | 5 | 3. Moderate | 10387 | Reactive Maintenance | 7
1016347 | Showers | C (Poor): Asset is operational but major repair or replacement will be needed. | Category 2 (Necessary): Essential work required to prevent the deterioration of an asset. | 5 | 2023-12-03 | 0.39425 | 48.423 | x | 5 | 3. Moderate | 10387 | Reactive Maintenance | 7
1016348 | Showers | C (Poor): Asset is operational but major repair or replacement will be needed. | Category 2 (Necessary): Essential work required to prevent the deterioration of an asset. | 5 | 2020-09-22 | 3.5893 | 35.6427 | x | 5 | 3. Moderate | 10387 | Reactive Maintenance | 7
1016349 | Showers | C (Poor): Asset is operational but major repair or replacement will be needed. | Category 2 (Necessary): Essential work required to prevent the deterioration of an asset. | 5 | 2021-05-03 | 2.9788 | 38.0849 | x | 5 | 3. Moderate | 10387 | Reactive Maintenance | 7
1016350 | Fans - Window or Wall Mounted | B (Average): Asset is sound, operationally safe and exhibits only minor deterioration. | Category 2 (Necessary): Essential work required to prevent the deterioration of an asset. | 15 | 2010-02-15 | 14.1903 | 45.0796 | x | 5 | 2. Minor | 10387 | Reactive Maintenance | 14
1016351 | Fans - Window or Wall Mounted | B (Average): Asset is sound, operationally safe and exhibits only minor deterioration. | Category 2 (Necessary): Essential work required to prevent the deterioration of an asset. | 15 | 2015-11-01 | 8.4819 | 52.6909 | x | 5 | 2. Minor | 10387 | Reactive Maintenance | 14
1016352 | Fans - Window or Wall Mounted | B (Average): Asset is sound, operationally safe and exhibits only minor deterioration. | Category 2 (Necessary): Essential work required to prevent the deterioration of an asset. | 15 | 2022-02-17 | 2.1848 | 61.0869 | x | 5 | 2. Minor | 10387 | Reactive Maintenance | 14
1016353 | Fans - Window or Wall Mounted | B (Average): Asset is sound, operationally safe and exhibits only minor deterioration. | Category 2 (Necessary): Essential work required to prevent the deterioration of an asset. | 15 | 2017-06-24 | 6.8364 | 54.8848 | x | 5 | 2. Minor | 10387 | Reactive Maintenance | 14
1016354 | Fans - Window or Wall Mounted | B (Average): Asset is sound, operationally safe and exhibits only minor deterioration. | Category 2 (Necessary): Essential work required to prevent the deterioration of an asset. | 15 | 2021-05-31 | 2.9021 | 60.1305 | x | 5 | 2. Minor | 10387 | Reactive Maintenance | 14
1016355 | Fans - Window or Wall Mounted | B (Average): Asset is sound, operationally safe and exhibits only minor deterioration. | Category 2 (Necessary): Essential work required to prevent the deterioration of an asset. | 15 | 2022-11-03 | 1.4757 | 62.0324 | x | 5 | 2. Minor | 10387 | Reactive Maintenance | 14
1016356 | Fans - Window or Wall Mounted | B (Average): Asset is sound, operationally safe and exhibits only minor deterioration. | Category 2 (Necessary): Essential work required to prevent the deterioration of an asset. | 15 | 2014-10-02 | 9.5633 | 51.2489 | x | 5 | 2. Minor | 10387 | Reactive Maintenance | 14
1016357 | Fans - Window or Wall Mounted | B (Average): Asset is sound, operationally safe and exhibits only minor deterioration. | Category 2 (Necessary): Essential work required to prevent the deterioration of an asset. | 15 | 2016-06-05 | 7.8877 | 53.483 | x | 5 | 2. Minor | 10387 | Reactive Maintenance | 14
1016358 | Fans - Window or Wall Mounted | B (Average): Asset is sound, operationally safe and exhibits only minor deterioration. | Category 2 (Necessary): Essential work required to prevent the deterioration of an asset. | 15 | 2018-10-29 | 5.4894 | 56.6808 | x | 5 | 2. Minor | 10387 | Reactive Maintenance | 14
1016361 | Toilet and Shower Areas | C (Poor): Asset is operational but major repair or replacement will be needed. | Category 2 (Necessary): Essential work required to prevent the deterioration of an asset. | 25 | 2003-04-29 | 20.9911 | 33.2071 | x | 5 | 3. Moderate | 10387 | Reactive Maintenance | 7
1016362 | Toilet and Shower Areas | C (Poor): Asset is operational but major repair or replacement will be needed. | Category 2 (Necessary): Essential work required to prevent the deterioration of an asset. | 25 | 2004-07-13 | 19.7837 | 34.173 | x | 5 | 3. Moderate | 10387 | Reactive Maintenance | 7
1016363 | Toilet and Shower Areas | C (Poor): Asset is operational but major repair or replacement will be needed. | Category 2 (Necessary): Essential work required to prevent the deterioration of an asset. | 25 | 2006-09-26 | 17.5797 | 35.9362 | x | 5 | 3. Moderate | 10387 | Reactive Maintenance | 7
1016364 | Toilet and Shower Areas | C (Poor): Asset is operational but major repair or replacement will be needed. | Category 2 (Necessary): Essential work required to prevent the deterioration of an asset. | 25 | 2005-10-10 | 18.5407 | 35.1674 | x | 5 | 3. Moderate | 10387 | Reactive Maintenance | 7
1016365 | Toilet and Shower Areas | C (Poor): Asset is operational but major repair or replacement will be needed. | Category 2 (Necessary): Essential work required to prevent the deterioration of an asset. | 25 | 2002-09-05 | 21.6372 | 32.6902 | x | 5 | 3. Moderate | 10387 | Reactive Maintenance | 7
1016366 | Toilet and Shower Areas | C (Poor): Asset is operational but major repair or replacement will be needed. | Category 2 (Necessary): Essential work required to prevent the deterioration of an asset. | 25 | 2007-01-05 | 17.3032 | 36.1574 | x | 5 | 3. Moderate | 10387 | Reactive Maintenance | 7
1016367 | Toilet and Shower Areas | C (Poor): Asset is operational but major repair or replacement will be needed. | Category 2 (Necessary): Essential work required to prevent the deterioration of an asset. | 25 | 2003-10-15 | 20.5284 | 33.5773 | x | 5 | 3. Moderate | 10387 | Reactive Maintenance | 7
1016368 | Toilet and Shower Areas | C (Poor): Asset is operational but major repair or replacement will be needed. | Category 2 (Necessary): Essential work required to prevent the deterioration of an asset. | 25 | 2014-09-05 | 9.6372 | 42.2902 | x | 5 | 3. Moderate | 10387 | Reactive Maintenance | 7
1016369 | Toilet and Shower Areas | C (Poor): Asset is operational but major repair or replacement will be needed. | Category 2 (Necessary): Essential work required to prevent the deterioration of an asset. | 25 | 1999-03-17 | 25.1088 | 29.9129 | x | 5 | 3. Moderate | 10387 | Reactive Maintenance | 7
1016370 | Toilet and Shower Areas | C (Poor): Asset is operational but major repair or replacement will be needed. | Category 2 (Necessary): Essential work required to prevent the deterioration of an asset. | 25 | 2002-08-29 | 21.6564 | 32.6749 | x | 5 | 3. Moderate | 10387 | Reactive Maintenance | 7
1016371 | Toilet and Shower Areas | C (Poor): Asset is operational but major repair or replacement will be needed. | Category 2 (Necessary): Essential work required to prevent the deterioration of an asset. | 25 | 2016-09-07 | 7.6304 | 43.8957 | x | 5 | 3. Moderate | 10387 | Reactive Maintenance | 7
1016372 | Toilet and Shower Areas | C (Poor): Asset is operational but major repair or replacement will be needed. | Category 2 (Necessary): Essential work required to prevent the deterioration of an asset. | 25 | 2023-01-30 | 1.2348 | 49.0122 | x | 5 | 3. Moderate | 10387 | Reactive Maintenance | 7
1016373 | Toilet and Shower Areas | C (Poor): Asset is operational but major repair or replacement will be needed. | Category 2 (Necessary): Essential work required to prevent the deterioration of an asset. | 25 | 2002-11-12 | 21.4511 | 32.8392 | x | 5 | 3. Moderate | 10387 | Reactive Maintenance | 7
1016374 | Toilet and Shower Areas | C (Poor): Asset is operational but major repair or replacement will be needed. | Category 2 (Necessary): Essential work required to prevent the deterioration of an asset. | 25 | 2012-07-07 | 11.8001 | 40.5599 | x | 5 | 3. Moderate | 10387 | Reactive Maintenance | 7
1016375 | Toilet and Shower Areas | C (Poor): Asset is operational but major repair or replacement will be needed. | Category 2 (Necessary): Essential work required to prevent the deterioration of an asset. | 25 | 2001-07-11 | 22.7899 | 31.7681 | x | 5 | 3. Moderate | 10387 | Reactive Maintenance | 7
1016376 | Toilet and Shower Areas | C (Poor): Asset is operational but major repair or replacement will be needed. | Category 2 (Necessary): Essential work required to prevent the deterioration of an asset. | 25 | 2023-12-04 | 0.39151 | 49.6868 | x | 5 | 3. Moderate | 10387 | Reactive Maintenance | 7
1016377 | Toilet and Shower Areas | C (Poor): Asset is operational but major repair or replacement will be needed. | Category 2 (Necessary): Essential work required to prevent the deterioration of an asset. | 25 | 2002-11-29 | 21.4045 | 32.8764 | x | 5 | 3. Moderate | 10387 | Reactive Maintenance | 7
1016378 | Toilet and Shower Areas | C (Poor): Asset is operational but major repair or replacement will be needed. | Category 2 (Necessary): Essential work required to prevent the deterioration of an asset. | 25 | 2005-08-08 | 18.7132 | 35.0294 | x | 5 | 3. Moderate | 10387 | Reactive Maintenance | 7
1016379 | Toilet and Shower Areas | C (Poor): Asset is operational but major repair or replacement will be needed. | Category 2 (Necessary): Essential work required to prevent the deterioration of an asset. | 25 | 2012-01-08 | 12.2957 | 40.1634 | x | 5 | 3. Moderate | 10387 | Reactive Maintenance | 7
1016380 | Toilet and Shower Areas | C (Poor): Asset is operational but major repair or replacement will be needed. | Category 2 (Necessary): Essential work required to prevent the deterioration of an asset. | 25 | 2008-04-01 | 16.0657 | 37.1474 | x | 5 | 3. Moderate | 10387 | Reactive Maintenance | 7
1016381 | Toilet and Shower Areas | C (Poor): Asset is operational but major repair or replacement will be needed. | Category 2 (Necessary): Essential work required to prevent the deterioration of an asset. | 25 | 2019-12-13 | 4.3669 | 46.5065 | x | 5 | 3. Moderate | 10387 | Reactive Maintenance | 7
1016382 | Toilet and Shower Areas | C (Poor): Asset is operational but major repair or replacement will be needed. | Category 2 (Necessary): Essential work required to prevent the deterioration of an asset. | 25 | 2016-06-16 | 7.8576 | 43.7139 | x | 5 | 3. Moderate | 10387 | Reactive Maintenance | 7
1016383 | Toilet and Shower Areas | C (Poor): Asset is operational but major repair or replacement will be needed. | Category 2 (Necessary): Essential work required to prevent the deterioration of an asset. | 25 | 2008-09-19 | 15.5975 | 37.522 | x | 5 | 3. Moderate | 10387 | Reactive Maintenance | 7
1016384 | Toilet and Shower Areas | C (Poor): Asset is operational but major repair or replacement will be needed. | Category 2 (Necessary): Essential work required to prevent the deterioration of an asset. | 25 | 1999-01-08 | 25.295 | 29.764 | x | 5 | 3. Moderate | 10387 | Reactive Maintenance | 7
1016385 | Toilet and Shower Areas | C (Poor): Asset is operational but major repair or replacement will be needed. | Category 2 (Necessary): Essential work required to prevent the deterioration of an asset. | 25 | 2004-08-24 | 19.6687 | 34.265 | x | 5 | 3. Moderate | 10387 | Reactive Maintenance | 7
1016386 | Toilet and Shower Areas | C (Poor): Asset is operational but major repair or replacement will be needed. | Category 2 (Necessary): Essential work required to prevent the deterioration of an asset. | 25 | 2023-11-10 | 0.45722 | 49.6342 | x | 5 | 3. Moderate | 10387 | Reactive Maintenance | 7
1016387 | Toilet and Shower Areas | C (Poor): Asset is operational but major repair or replacement will be needed. | Category 2 (Necessary): Essential work required to prevent the deterioration of an asset. | 25 | 2005-09-03 | 18.642 | 35.0864 | x | 5 | 3. Moderate | 10387 | Reactive Maintenance | 7
1016388 | Toilet and Shower Areas | C (Poor): Asset is operational but major repair or replacement will be needed. | Category 2 (Necessary): Essential work required to prevent the deterioration of an asset. | 25 | 1999-08-09 | 24.7118 | 30.2305 | x | 5 | 3. Moderate | 10387 | Reactive Maintenance | 7
1016389 | Toilet and Shower Areas | C (Poor): Asset is operational but major repair or replacement will be needed. | Category 2 (Necessary): Essential work required to prevent the deterioration of an asset. | 25 | 2004-09-22 | 19.5893 | 34.3285 | x | 5 | 3. Moderate | 10387 | Reactive Maintenance | 7
1016390 | Toilet and Shower Areas | C (Poor): Asset is operational but major repair or replacement will be needed. | Category 2 (Necessary): Essential work required to prevent the deterioration of an asset. | 25 | 2006-09-01 | 17.6482 | 35.8815 | x | 5 | 3. Moderate | 10387 | Reactive Maintenance | 7
1016391 | Toilet and Shower Areas | C (Poor): Asset is operational but major repair or replacement will be needed. | Category 2 (Necessary): Essential work required to prevent the deterioration of an asset. | 25 | 2016-07-12 | 7.7864 | 43.7708 | x | 5 | 3. Moderate | 10387 | Reactive Maintenance | 7
1016392 | Toilet and Shower Areas | C (Poor): Asset is operational but major repair or replacement will be needed. | Category 2 (Necessary): Essential work required to prevent the deterioration of an asset. | 25 | 2010-05-10 | 13.9603 | 38.8318 | x | 5 | 3. Moderate | 10387 | Reactive Maintenance | 7
1016393 | Toilet and Shower Areas | C (Poor): Asset is operational but major repair or replacement will be needed. | Category 2 (Necessary): Essential work required to prevent the deterioration of an asset. | 25 | 2013-03-22 | 11.0938 | 41.125 | x | 5 | 3. Moderate | 10387 | Reactive Maintenance | 7
1016394 | Toilet and Shower Areas | C (Poor): Asset is operational but major repair or replacement will be needed. | Category 2 (Necessary): Essential work required to prevent the deterioration of an asset. | 25 | 2008-05-10 | 15.9589 | 37.2329 | x | 5 | 3. Moderate | 10387 | Reactive Maintenance | 7
1016395 | Toilet and Shower Areas | C (Poor): Asset is operational but major repair or replacement will be needed. | Category 2 (Necessary): Essential work required to prevent the deterioration of an asset. | 25 | 2022-04-22 | 2.0096 | 48.3923 | x | 5 | 3. Moderate | 10387 | Reactive Maintenance | 7
1016396 | Toilet and Shower Areas | C (Poor): Asset is operational but major repair or replacement will be needed. | Category 2 (Necessary): Essential work required to prevent the deterioration of an asset. | 25 | 2011-12-03 | 12.3943 | 40.0846 | x | 5 | 3. Moderate | 10387 | Reactive Maintenance | 7
1016407 | Access Control | C (Poor): Asset is operational but major repair or replacement will be needed. | Category 2 (Necessary): Essential work required to prevent the deterioration of an asset. | 15 | 2023-09-13 | 0.61602 | 49.1786 | x | 5 | 4. Significant | 10424 | Reactive Maintenance | 3
1016412 | Outstations | C (Poor): Asset is operational but major repair or replacement will be needed. | Category 2 (Necessary): Essential work required to prevent the deterioration of an asset. | 10 | 2019-04-01 | 5.0678 | 39.8645 | x | 5 | 4. Significant | 10424 | Reactive Maintenance | 3
1016417 | Closed-Circuit Television (CCTV) | C (Poor): Asset is operational but major repair or replacement will be needed. | Category 2 (Necessary): Essential work required to prevent the deterioration of an asset. | 15 | 2015-03-29 | 9.076 | 37.8987 | x | 5 | 5. Severe | 10424 | Reactive Maintenance | 1
1016418 | Emergency Lighting - Self Contained | C (Poor): Asset is operational but major repair or replacement will be needed. | Category 2 (Necessary): Essential work required to prevent the deterioration of an asset. | 25 | 2016-02-03 | 8.2245 | 43.4204 | x | 5 | 4. Significant | 10424 | Reactive Maintenance | 3
1016419 | Emergency Lighting - Self Contained | C (Poor): Asset is operational but major repair or replacement will be needed. | Category 2 (Necessary): Essential work required to prevent the deterioration of an asset. | 25 | 2001-04-20 | 23.0144 | 31.5885 | x | 5 | 4. Significant | 10424 | Reactive Maintenance | 3
1016420 | Emergency Lighting - Self Contained | C (Poor): Asset is operational but major repair or replacement will be needed. | Category 2 (Necessary): Essential work required to prevent the deterioration of an asset. | 25 | 2000-12-31 | 23.3155 | 31.3476 | x | 5 | 4. Significant | 10424 | Reactive Maintenance | 3
1016421 | Emergency Lighting - Self Contained | C (Poor): Asset is operational but major repair or replacement will be needed. | Category 2 (Necessary): Essential work required to prevent the deterioration of an asset. | 25 | 2011-10-05 | 12.5558 | 39.9554 | x | 5 | 4. Significant | 10424 | Reactive Maintenance | 3
1016422 | Emergency Lighting - Self Contained | C (Poor): Asset is operational but major repair or replacement will be needed. | Category 2 (Necessary): Essential work required to prevent the deterioration of an asset. | 25 | 2010-07-02 | 13.8152 | 38.9478 | x | 5 | 4. Significant | 10424 | Reactive Maintenance | 3
1016423 | Emergency Lighting - Self Contained | C (Poor): Asset is operational but major repair or replacement will be needed. | Category 2 (Necessary): Essential work required to prevent the deterioration of an asset. | 25 | 2000-10-07 | 23.5483 | 31.1614 | x | 5 | 4. Significant | 10424 | Reactive Maintenance | 3
1016424 | Emergency Lighting - Self Contained | C (Poor): Asset is operational but major repair or replacement will be needed. | Category 2 (Necessary): Essential work required to prevent the deterioration of an asset. | 25 | 2004-08-19 | 19.6824 | 34.2541 | x | 5 | 4. Significant | 10424 | Reactive Maintenance | 3
1016425 | Emergency Lighting - Self Contained | C (Poor): Asset is operational but major repair or replacement will be needed. | Category 2 (Necessary): Essential work required to prevent the deterioration of an asset. | 25 | 2003-02-28 | 21.1554 | 33.0757 | x | 5 | 4. Significant | 10424 | Reactive Maintenance | 3
1016426 | Emergency Lighting - Self Contained | C (Poor): Asset is operational but major repair or replacement will be needed. | Category 2 (Necessary): Essential work required to prevent the deterioration of an asset. | 25 | 2004-03-09 | 20.1287 | 33.8971 | x | 5 | 4. Significant | 10424 | Reactive Maintenance | 3
1016427 | Emergency Lighting - Self Contained | C (Poor): Asset is operational but major repair or replacement will be needed. | Category 2 (Necessary): Essential work required to prevent the deterioration of an asset. | 25 | 2016-01-13 | 8.282 | 43.3744 | x | 5 | 4. Significant | 10424 | Reactive Maintenance | 3
1016428 | Emergency Lighting - Self Contained | C (Poor): Asset is operational but major repair or replacement will be needed. | Category 2 (Necessary): Essential work required to prevent the deterioration of an asset. | 25 | 1999-08-09 | 24.7118 | 30.2305 | x | 5 | 4. Significant | 10424 | Reactive Maintenance | 3
1016429 | Emergency Lighting - Self Contained | C (Poor): Asset is operational but major repair or replacement will be needed. | Category 2 (Necessary): Essential work required to prevent the deterioration of an asset. | 25 | 2007-02-14 | 17.1937 | 36.245 | x | 5 | 4. Significant | 10424 | Reactive Maintenance | 3
1016430 | Emergency Lighting - Self Contained | C (Poor): Asset is operational but major repair or replacement will be needed. | Category 2 (Necessary): Essential work required to prevent the deterioration of an asset. | 25 | 2006-04-02 | 18.0643 | 35.5485 | x | 5 | 4. Significant | 10424 | Reactive Maintenance | 3
1016431 | Emergency Lighting - Self Contained | C (Poor): Asset is operational but major repair or replacement will be needed. | Category 2 (Necessary): Essential work required to prevent the deterioration of an asset. | 25 | 2023-07-23 | 0.75838 | 49.3933 | x | 5 | 4. Significant | 10424 | Reactive Maintenance | 3
1016432 | Emergency Lighting - Self Contained | C (Poor): Asset is operational but major repair or replacement will be needed. | Category 2 (Necessary): Essential work required to prevent the deterioration of an asset. | 25 | 2020-06-04 | 3.8905 | 46.8876 | x | 5 | 4. Significant | 10424 | Reactive Maintenance | 3
1016433 | Emergency Lighting - Self Contained | C (Poor): Asset is operational but major repair or replacement will be needed. | Category 2 (Necessary): Essential work required to prevent the deterioration of an asset. | 25 | 2014-06-12 | 9.87 | 42.104 | x | 5 | 4. Significant | 10424 | Reactive Maintenance | 3
1016434 | Emergency Lighting - Self Contained | C (Poor): Asset is operational but major repair or replacement will be needed. | Category 2 (Necessary): Essential work required to prevent the deterioration of an asset. | 25 | 2013-05-31 | 10.9021 | 41.2783 | x | 5 | 4. Significant | 10424 | Reactive Maintenance | 3
1016435 | Emergency Lighting - Self Contained | C (Poor): Asset is operational but major repair or replacement will be needed. | Category 2 (Necessary): Essential work required to prevent the deterioration of an asset. | 25 | 2010-09-11 | 13.6208 | 39.1034 | x | 5 | 4. Significant | 10424 | Reactive Maintenance | 3
1016441 | Fire Doors | C (Poor): Asset is operational but major repair or replacement will be needed. | Category 2 (Necessary): Essential work required to prevent the deterioration of an asset. | 20 | 2008-02-14 | 16.1944 | 33.8056 | x | 5 | 3. Moderate | 10424 | Reactive Maintenance | 7
1016442 | Fire Doors | C (Poor): Asset is operational but major repair or replacement will be needed. | Category 2 (Necessary): Essential work required to prevent the deterioration of an asset. | 20 | 2020-01-06 | 4.3012 | 45.6988 | x | 5 | 3. Moderate | 10424 | Reactive Maintenance | 7
1016443 | Fire Doors | C (Poor): Asset is operational but major repair or replacement will be needed. | Category 2 (Necessary): Essential work required to prevent the deterioration of an asset. | 20 | 2022-02-15 | 2.1903 | 47.8097 | x | 5 | 3. Moderate | 10424 | Reactive Maintenance | 7
1016444 | Fire Doors | C (Poor): Asset is operational but major repair or replacement will be needed. | Category 2 (Necessary): Essential work required to prevent the deterioration of an asset. | 20 | 2008-05-27 | 15.9124 | 34.0876 | x | 5 | 3. Moderate | 10424 | Reactive Maintenance | 7
1016445 | Fire Doors | C (Poor): Asset is operational but major repair or replacement will be needed. | Category 2 (Necessary): Essential work required to prevent the deterioration of an asset. | 20 | 2006-01-05 | 18.3025 | 31.6975 | x | 5 | 3. Moderate | 10424 | Reactive Maintenance | 7
1016446 | Fire Doors | C (Poor): Asset is operational but major repair or replacement will be needed. | Category 2 (Necessary): Essential work required to prevent the deterioration of an asset. | 20 | 2016-09-19 | 7.5975 | 42.4025 | x | 5 | 3. Moderate | 10424 | Reactive Maintenance | 7
1016514 | Hand Dryer | C (Poor): Asset is operational but major repair or replacement will be needed. | Category 2 (Necessary): Essential work required to prevent the deterioration of an asset. | 5 | 2023-12-29 | 0.32307 | 48.7077 | x | 5 | 2. Minor | 10424 | Reactive Maintenance | 14
1016515 | Pipework Systems - General | C (Poor): Asset is operational but major repair or replacement will be needed. | Category 2 (Necessary): Essential work required to prevent the deterioration of an asset. | 20 | 2012-11-11 | 11.4524 | 38.5476 | x | 5 | 4. Significant | 10424 | Reactive Maintenance | 3
1016516 | Pipework Systems - General | C (Poor): Asset is operational but major repair or replacement will be needed. | Category 2 (Necessary): Essential work required to prevent the deterioration of an asset. | 35 | 2001-08-21 | 22.6776 | 37.0414 | x | 5 | 4. Significant | 10424 | Reactive Maintenance | 3
1016517 | Pipework Systems - General | C (Poor): Asset is operational but major repair or replacement will be needed. | Category 2 (Necessary): Essential work required to prevent the deterioration of an asset. | 35 | 2016-04-18 | 8.0192 | 45.4176 | x | 5 | 4. Significant | 10424 | Reactive Maintenance | 3
1016518 | Pipework Systems - General | C (Poor): Asset is operational but major repair or replacement will be needed. | Category 2 (Necessary): Essential work required to prevent the deterioration of an asset. | 35 | 2007-05-04 | 16.9774 | 40.2986 | x | 5 | 4. Significant | 10424 | Reactive Maintenance | 3
1016519 | Pipework Systems - General | C (Poor): Asset is operational but major repair or replacement will be needed. | Category 2 (Necessary): Essential work required to prevent the deterioration of an asset. | 35 | 1998-01-11 | 26.2861 | 34.9794 | x | 5 | 4. Significant | 10424 | Reactive Maintenance | 3
1016520 | Pipework Systems - General | C (Poor): Asset is operational but major repair or replacement will be needed. | Category 2 (Necessary): Essential work required to prevent the deterioration of an asset. | 45 | 2015-12-20 | 8.3477 | 46.2899 | x | 5 | 4. Significant | 10424 | Reactive Maintenance | 3
1016521 | Pipework Systems - General | C (Poor): Asset is operational but major repair or replacement will be needed. | Category 2 (Necessary): Essential work required to prevent the deterioration of an asset. | 45 | 2022-04-19 | 2.0178 | 49.1032 | x | 5 | 4. Significant | 10424 | Reactive Maintenance | 3
1016522 | Pipework Systems - General | C (Poor): Asset is operational but major repair or replacement will be needed. | Category 2 (Necessary): Essential work required to prevent the deterioration of an asset. | 20 | 2019-04-15 | 5.0294 | 44.9706 | x | 5 | 4. Significant | 10424 | Reactive Maintenance | 3
1016523 | Pipework Systems - General | C (Poor): Asset is operational but major repair or replacement will be needed. | Category 2 (Necessary): Essential work required to prevent the deterioration of an asset. | 35 | 2019-08-08 | 4.7146 | 47.306 | x | 5 | 4. Significant | 10424 | Reactive Maintenance | 3
1016524 | Pipework Systems - General | C (Poor): Asset is operational but major repair or replacement will be needed. | Category 2 (Necessary): Essential work required to prevent the deterioration of an asset. | 35 | 2011-01-29 | 13.2375 | 42.4357 | x | 5 | 4. Significant | 10424 | Reactive Maintenance | 3
1016525 | Pipework Systems - General | C (Poor): Asset is operational but major repair or replacement will be needed. | Category 2 (Necessary): Essential work required to prevent the deterioration of an asset. | 35 | 2007-09-02 | 16.6461 | 40.4879 | x | 5 | 4. Significant | 10424 | Reactive Maintenance | 3
1016526 | Pipework Systems - General | C (Poor): Asset is operational but major repair or replacement will be needed. | Category 2 (Necessary): Essential work required to prevent the deterioration of an asset. | 35 | 2011-08-29 | 12.6571 | 42.7674 | x | 5 | 4. Significant | 10424 | Reactive Maintenance | 3
1016527 | Pipework Systems - General | C (Poor): Asset is operational but major repair or replacement will be needed. | Category 2 (Necessary): Essential work required to prevent the deterioration of an asset. | 45 | 2006-07-06 | 17.8042 | 42.087 | x | 5 | 4. Significant | 10424 | Reactive Maintenance | 3
1016528 | Pipework Systems - General | C (Poor): Asset is operational but major repair or replacement will be needed. | Category 2 (Necessary): Essential work required to prevent the deterioration of an asset. | 45 | 2007-03-16 | 17.1116 | 42.3949 | x | 5 | 4. Significant | 10424 | Reactive Maintenance | 3
1016529 | Pipework Systems - General | C (Poor): Asset is operational but major repair or replacement will be needed. | Category 2 (Necessary): Essential work required to prevent the deterioration of an asset. | 45 | 2004-03-03 | 20.1451 | 41.0466 | x | 5 | 4. Significant | 10424 | Reactive Maintenance | 3
1016530 | Intercom System | C (Poor): Asset is operational but major repair or replacement will be needed. | Category 2 (Necessary): Essential work required to prevent the deterioration of an asset. | 15 | 2023-06-27 | 0.82957 | 48.8939 | x | 5 | 3. Moderate | 10424 | Reactive Maintenance | 7
1016543 | Electrical Installation - Generally | C (Poor): Asset is operational but major repair or replacement will be needed. | Category 2 (Necessary): Essential work required to prevent the deterioration of an asset. | 35 | 1999-11-02 | 24.4791 | 36.0119 | x | 5 | 4. Significant | 10424 | Reactive Maintenance | 3
1016544 | Electrical Installation - Generally | C (Poor): Asset is operational but major repair or replacement will be needed. | Category 2 (Necessary): Essential work required to prevent the deterioration of an asset. | 35 | 2013-05-27 | 10.9131 | 43.764 | x | 5 | 4. Significant | 10424 | Reactive Maintenance | 3
1016545 | Electrical Installation - Generally | C (Poor): Asset is operational but major repair or replacement will be needed. | Category 2 (Necessary): Essential work required to prevent the deterioration of an asset. | 35 | 1996-10-14 | 27.5291 | 34.2691 | x | 5 | 4. Significant | 10424 | Reactive Maintenance | 3
1016546 | Electrical Installation - Generally | C (Poor): Asset is operational but major repair or replacement will be needed. | Category 2 (Necessary): Essential work required to prevent the deterioration of an asset. | 35 | 2002-02-01 | 22.2286 | 37.2979 | x | 5 | 4. Significant | 10424 | Reactive Maintenance | 3
1016547 | Electrical Installation - Generally | C (Poor): Asset is operational but major repair or replacement will be needed. | Category 2 (Necessary): Essential work required to prevent the deterioration of an asset. | 35 | 2019-09-02 | 4.6461 | 47.3451 | x | 5 | 4. Significant | 10424 | Reactive Maintenance | 3
1016548 | Electrical Installation - Generally | C (Poor): Asset is operational but major repair or replacement will be needed. | Category 2 (Necessary): Essential work required to prevent the deterioration of an asset. | 35 | 2014-03-30 | 10.0726 | 44.2443 | x | 5 | 4. Significant | 10424 | Reactive Maintenance | 3
1016549 | Electrical Installation - Generally | C (Poor): Asset is operational but major repair or replacement will be needed. | Category 2 (Necessary): Essential work required to prevent the deterioration of an asset. | 35 | 2023-12-15 | 0.3614 | 49.7935 | x | 5 | 4. Significant | 10424 | Reactive Maintenance | 3
1016551 | Fire Extinguishers - Foam (Stored Pressure) | C (Poor): Asset is operational but major repair or replacement will be needed. | Category 2 (Necessary): Essential work required to prevent the deterioration of an asset. | 15 | 2019-03-21 | 5.0979 | 43.2028 | x | 5 | 5. Severe | 10424 | Reactive Maintenance | 1
1016553 | Roof Coverings and Flashings | C (Poor): Asset is operational but major repair or replacement will be needed. | Category 2 (Necessary): Essential work required to prevent the deterioration of an asset. | 40 | 2004-07-23 | 19.7563 | 40.1218 | x | 5 | 4. Significant | 10424 | Reactive Maintenance | 3
1016554 | Access Control | C (Poor): Asset is operational but major repair or replacement will be needed. | Category 2 (Necessary): Essential work required to prevent the deterioration of an asset. | 15 | 2016-09-01 | 7.6468 | 39.8042 | x | 5 | 4. Significant | 10424 | Reactive Maintenance | 3
1016577 | Showers | C (Poor): Asset is operational but major repair or replacement will be needed. | Category 2 (Necessary): Essential work required to prevent the deterioration of an asset. | 5 | 2021-07-29 | 2.7406 | 39.0376 | x | 5 | 3. Moderate | 10424 | Reactive Maintenance | 7
1016578 | Showers | C (Poor): Asset is operational but major repair or replacement will be needed. | Category 2 (Necessary): Essential work required to prevent the deterioration of an asset. | 5 | 2023-05-11 | 0.95825 | 46.167 | x | 5 | 3. Moderate | 10424 | Reactive Maintenance | 7
1016579 | Showers | C (Poor): Asset is operational but major repair or replacement will be needed. | Category 2 (Necessary): Essential work required to prevent the deterioration of an asset. | 5 | 2020-02-25 | 4.1643 | 33.3429 | x | 5 | 3. Moderate | 10424 | Reactive Maintenance | 7
1016580 | Showers | C (Poor): Asset is operational but major repair or replacement will be needed. | Category 2 (Necessary): Essential work required to prevent the deterioration of an asset. | 5 | 2023-12-25 | 0.33402 | 48.6639 | x | 5 | 3. Moderate | 10424 | Reactive Maintenance | 7
1016581 | Fans - Window or Wall Mounted | B (Average): Asset is sound, operationally safe and exhibits only minor deterioration. | Category 2 (Necessary): Essential work required to prevent the deterioration of an asset. | 15 | 2010-05-14 | 13.9493 | 45.4009 | x | 5 | 2. Minor | 10424 | Reactive Maintenance | 14
1016582 | Fans - Window or Wall Mounted | B (Average): Asset is sound, operationally safe and exhibits only minor deterioration. | Category 2 (Necessary): Essential work required to prevent the deterioration of an asset. | 15 | 2012-03-01 | 12.1506 | 47.7992 | x | 5 | 2. Minor | 10424 | Reactive Maintenance | 14
1016583 | Fans - Window or Wall Mounted | B (Average): Asset is sound, operationally safe and exhibits only minor deterioration. | Category 2 (Necessary): Essential work required to prevent the deterioration of an asset. | 15 | 2024-01-07 | 0.29843 | 63.6021 | x | 5 | 2. Minor | 10424 | Reactive Maintenance | 14
1016584 | Fans - Window or Wall Mounted | B (Average): Asset is sound, operationally safe and exhibits only minor deterioration. | Category 2 (Necessary): Essential work required to prevent the deterioration of an asset. | 15 | 2014-11-23 | 9.4209 | 51.4387 | x | 5 | 2. Minor | 10424 | Reactive Maintenance | 14
1016585 | Fans - Window or Wall Mounted | B (Average): Asset is sound, operationally safe and exhibits only minor deterioration. | Category 2 (Necessary): Essential work required to prevent the deterioration of an asset. | 15 | 2023-11-18 | 0.43532 | 63.4196 | x | 5 | 2. Minor | 10424 | Reactive Maintenance | 14
1016586 | Fans - Window or Wall Mounted | B (Average): Asset is sound, operationally safe and exhibits only minor deterioration. | Category 2 (Necessary): Essential work required to prevent the deterioration of an asset. | 15 | 2011-10-12 | 12.5366 | 47.2845 | x | 5 | 2. Minor | 10424 | Reactive Maintenance | 14
1016587 | Fans - Window or Wall Mounted | B (Average): Asset is sound, operationally safe and exhibits only minor deterioration. | Category 2 (Necessary): Essential work required to prevent the deterioration of an asset. | 15 | 2011-04-24 | 13.0048 | 46.6603 | x | 5 | 2. Minor | 10424 | Reactive Maintenance | 14
1016588 | Fans - Window or Wall Mounted | B (Average): Asset is sound, operationally safe and exhibits only minor deterioration. | Category 2 (Necessary): Essential work required to prevent the deterioration of an asset. | 15 | 2013-06-05 | 10.8884 | 49.4821 | x | 5 | 2. Minor | 10424 | Reactive Maintenance | 14
1016589 | Fans - Window or Wall Mounted | B (Average): Asset is sound, operationally safe and exhibits only minor deterioration. | Category 2 (Necessary): Essential work required to prevent the deterioration of an asset. | 15 | 2011-05-21 | 12.9309 | 46.7588 | x | 5 | 2. Minor | 10424 | Reactive Maintenance | 14
1016590 | Fans - Window or Wall Mounted | B (Average): Asset is sound, operationally safe and exhibits only minor deterioration. | Category 2 (Necessary): Essential work required to prevent the deterioration of an asset. | 15 | 2019-12-23 | 4.3395 | 58.214 | x | 5 | 2. Minor | 10424 | Reactive Maintenance | 14
1016591 | Fans - Window or Wall Mounted | B (Average): Asset is sound, operationally safe and exhibits only minor deterioration. | Category 2 (Necessary): Essential work required to prevent the deterioration of an asset. | 15 | 2015-09-12 | 8.6188 | 52.5083 | x | 5 | 2. Minor | 10424 | Reactive Maintenance | 14
1016592 | Fans - Window or Wall Mounted | B (Average): Asset is sound, operationally safe and exhibits only minor deterioration. | Category 2 (Necessary): Essential work required to prevent the deterioration of an asset. | 15 | 2014-03-16 | 10.1109 | 50.5188 | x | 5 | 2. Minor | 10424 | Reactive Maintenance | 14
1016593 | Fans - Window or Wall Mounted | B (Average): Asset is sound, operationally safe and exhibits only minor deterioration. | Category 2 (Necessary): Essential work required to prevent the deterioration of an asset. | 15 | 2023-12-12 | 0.36961 | 63.5072 | x | 5 | 2. Minor | 10424 | Reactive Maintenance | 14
1016594 | Fans - Window or Wall Mounted | B (Average): Asset is sound, operationally safe and exhibits only minor deterioration. | Category 2 (Necessary): Essential work required to prevent the deterioration of an asset. | 15 | 2016-05-18 | 7.937 | 53.4173 | x | 5 | 2. Minor | 10424 | Reactive Maintenance | 14
1016597 | Toilet and Shower Areas | C (Poor): Asset is operational but major repair or replacement will be needed. | Category 2 (Necessary): Essential work required to prevent the deterioration of an asset. | 25 | 2008-08-09 | 15.7098 | 37.4322 | x | 5 | 3. Moderate | 10424 | Reactive Maintenance | 7
1016598 | Toilet and Shower Areas | C (Poor): Asset is operational but major repair or replacement will be needed. | Category 2 (Necessary): Essential work required to prevent the deterioration of an asset. | 25 | 2013-10-08 | 10.5462 | 41.563 | x | 5 | 3. Moderate | 10424 | Reactive Maintenance | 7
1016599 | Toilet and Shower Areas | C (Poor): Asset is operational but major repair or replacement will be needed. | Category 2 (Necessary): Essential work required to prevent the deterioration of an asset. | 25 | 2004-03-16 | 20.1095 | 33.9124 | x | 5 | 3. Moderate | 10424 | Reactive Maintenance | 7
1016600 | Toilet and Shower Areas | C (Poor): Asset is operational but major repair or replacement will be needed. | Category 2 (Necessary): Essential work required to prevent the deterioration of an asset. | 25 | 2022-10-21 | 1.5113 | 48.791 | x | 5 | 3. Moderate | 10424 | Reactive Maintenance | 7
1016601 | Toilet and Shower Areas | C (Poor): Asset is operational but major repair or replacement will be needed. | Category 2 (Necessary): Essential work required to prevent the deterioration of an asset. | 25 | 1999-11-24 | 24.4189 | 30.4649 | x | 5 | 3. Moderate | 10424 | Reactive Maintenance | 7
1016602 | Toilet and Shower Areas | C (Poor): Asset is operational but major repair or replacement will be needed. | Category 2 (Necessary): Essential work required to prevent the deterioration of an asset. | 25 | 2008-03-12 | 16.1205 | 37.1036 | x | 5 | 3. Moderate | 10424 | Reactive Maintenance | 7
1016603 | Toilet and Shower Areas | C (Poor): Asset is operational but major repair or replacement will be needed. | Category 2 (Necessary): Essential work required to prevent the deterioration of an asset. | 25 | 2013-08-27 | 10.6612 | 41.471 | x | 5 | 3. Moderate | 10424 | Reactive Maintenance | 7
1016604 | Toilet and Shower Areas | C (Poor): Asset is operational but major repair or replacement will be needed. | Category 2 (Necessary): Essential work required to prevent the deterioration of an asset. | 25 | 2007-07-06 | 16.8049 | 36.5561 | x | 5 | 3. Moderate | 10424 | Reactive Maintenance | 7
1016605 | Toilet and Shower Areas | C (Poor): Asset is operational but major repair or replacement will be needed. | Category 2 (Necessary): Essential work required to prevent the deterioration of an asset. | 25 | 2002-07-03 | 21.8125 | 32.55 | x | 5 | 3. Moderate | 10424 | Reactive Maintenance | 7
1016606 | Toilet and Shower Areas | C (Poor): Asset is operational but major repair or replacement will be needed. | Category 2 (Necessary): Essential work required to prevent the deterioration of an asset. | 25 | 2018-06-01 | 5.9001 | 45.2799 | x | 5 | 3. Moderate | 10424 | Reactive Maintenance | 7
1016607 | Toilet and Shower Areas | C (Poor): Asset is operational but major repair or replacement will be needed. | Category 2 (Necessary): Essential work required to prevent the deterioration of an asset. | 25 | 2019-12-15 | 4.3614 | 46.5109 | x | 5 | 3. Moderate | 10424 | Reactive Maintenance | 7
1016608 | Toilet and Shower Areas | C (Poor): Asset is operational but major repair or replacement will be needed. | Category 2 (Necessary): Essential work required to prevent the deterioration of an asset. | 25 | 2012-07-09 | 11.7947 | 40.5643 | x | 5 | 3. Moderate | 10424 | Reactive Maintenance | 7
1016609 | Toilet and Shower Areas | C (Poor): Asset is operational but major repair or replacement will be needed. | Category 2 (Necessary): Essential work required to prevent the deterioration of an asset. | 25 | 2000-10-17 | 23.5209 | 31.1833 | x | 5 | 3. Moderate | 10424 | Reactive Maintenance | 7
1016610 | Toilet and Shower Areas | C (Poor): Asset is operational but major repair or replacement will be needed. | Category 2 (Necessary): Essential work required to prevent the deterioration of an asset. | 25 | 2012-05-25 | 11.9179 | 40.4657 | x | 5 | 3. Moderate | 10424 | Reactive Maintenance | 7
1016611 | Toilet and Shower Areas | C (Poor): Asset is operational but major repair or replacement will be needed. | Category 2 (Necessary): Essential work required to prevent the deterioration of an asset. | 25 | 2019-01-07 | 5.2977 | 45.7618 | x | 5 | 3. Moderate | 10424 | Reactive Maintenance | 7
1016612 | Toilet and Shower Areas | C (Poor): Asset is operational but major repair or replacement will be needed. | Category 2 (Necessary): Essential work required to prevent the deterioration of an asset. | 25 | 2003-05-04 | 20.9774 | 33.2181 | x | 5 | 3. Moderate | 10424 | Reactive Maintenance | 7
1016613 | Toilet and Shower Areas | C (Poor): Asset is operational but major repair or replacement will be needed. | Category 2 (Necessary): Essential work required to prevent the deterioration of an asset. | 25 | 2007-09-22 | 16.5914 | 36.7269 | x | 5 | 3. Moderate | 10424 | Reactive Maintenance | 7
1016614 | Toilet and Shower Areas | C (Poor): Asset is operational but major repair or replacement will be needed. | Category 2 (Necessary): Essential work required to prevent the deterioration of an asset. | 25 | 2021-06-12 | 2.8693 | 47.7046 | x | 5 | 3. Moderate | 10424 | Reactive Maintenance | 7
1016615 | Toilet and Shower Areas | C (Poor): Asset is operational but major repair or replacement will be needed. | Category 2 (Necessary): Essential work required to prevent the deterioration of an asset. | 25 | 2008-03-21 | 16.0958 | 37.1233 | x | 5 | 3. Moderate | 10424 | Reactive Maintenance | 7
1016616 | Toilet and Shower Areas | C (Poor): Asset is operational but major repair or replacement will be needed. | Category 2 (Necessary): Essential work required to prevent the deterioration of an asset. | 25 | 2003-10-03 | 20.5613 | 33.551 | x | 5 | 3. Moderate | 10424 | Reactive Maintenance | 7
1016617 | Toilet and Shower Areas | C (Poor): Asset is operational but major repair or replacement will be needed. | Category 2 (Necessary): Essential work required to prevent the deterioration of an asset. | 25 | 2015-05-10 | 8.961 | 42.8312 | x | 5 | 3. Moderate | 10424 | Reactive Maintenance | 7
1016618 | Toilet and Shower Areas | C (Poor): Asset is operational but major repair or replacement will be needed. | Category 2 (Necessary): Essential work required to prevent the deterioration of an asset. | 25 | 2020-01-23 | 4.2546 | 46.5963 | x | 5 | 3. Moderate | 10424 | Reactive Maintenance | 7
1016619 | Toilet and Shower Areas | C (Poor): Asset is operational but major repair or replacement will be needed. | Category 2 (Necessary): Essential work required to prevent the deterioration of an asset. | 25 | 2002-02-15 | 22.1903 | 32.2478 | x | 5 | 3. Moderate | 10424 | Reactive Maintenance | 7
1016620 | Toilet and Shower Areas | C (Poor): Asset is operational but major repair or replacement will be needed. | Category 2 (Necessary): Essential work required to prevent the deterioration of an asset. | 25 | 2012-03-25 | 12.0849 | 40.3321 | x | 5 | 3. Moderate | 10424 | Reactive Maintenance | 7
1016640 | Access Control | C (Poor): Asset is operational but major repair or replacement will be needed. | Category 2 (Necessary): Essential work required to prevent the deterioration of an asset. | 15 | 2022-01-08 | 2.2943 | 46.9409 | x | 5 | 4. Significant | 10185 | Reactive Maintenance | 3
1016641 | Access Control | C (Poor): Asset is operational but major repair or replacement will be needed. | Category 2 (Necessary): Essential work required to prevent the deterioration of an asset. | 15 | 2015-11-04 | 8.4736 | 38.7018 | x | 5 | 4. Significant | 10185 | Reactive Maintenance | 3
1016643 | Outstations | C (Poor): Asset is operational but major repair or replacement will be needed. | Category 2 (Necessary): Essential work required to prevent the deterioration of an asset. | 10 | 2019-11-28 | 4.4079 | 41.1841 | x | 5 | 4. Significant | 10185 | Reactive Maintenance | 3
1016648 | Closed-Circuit Television (CCTV) | C (Poor): Asset is operational but major repair or replacement will be needed. | Category 2 (Necessary): Essential work required to prevent the deterioration of an asset. | 15 | 2021-06-29 | 2.8227 | 46.2364 | x | 5 | 5. Severe | 10185 | Reactive Maintenance | 1
1016649 | Pneumatic Tube Systems | C (Poor): Asset is operational but major repair or replacement will be needed. | Category 2 (Necessary): Essential work required to prevent the deterioration of an asset. | 20 | 2023-07-26 | 0.75017 | 49.2498 | x | 5 | 4. Significant | 10185 | Reactive Maintenance | 3
1016650 | Emergency Lighting - Self Contained | C (Poor): Asset is operational but major repair or replacement will be needed. | Category 2 (Necessary): Essential work required to prevent the deterioration of an asset. | 25 | 2001-10-02 | 22.5626 | 31.9499 | x | 5 | 4. Significant | 10185 | Reactive Maintenance | 3
1016657 | Fire Doors | C (Poor): Asset is operational but major repair or replacement will be needed. | Category 2 (Necessary): Essential work required to prevent the deterioration of an asset. | 20 | 2010-03-28 | 14.078 | 35.922 | x | 5 | 3. Moderate | 10185 | Reactive Maintenance | 7
1016658 | Fire Doors | C (Poor): Asset is operational but major repair or replacement will be needed. | Category 2 (Necessary): Essential work required to prevent the deterioration of an asset. | 20 | 2020-01-14 | 4.2793 | 45.7207 | x | 5 | 3. Moderate | 10185 | Reactive Maintenance | 7
1016661 | Pipework for Low Pressure Natural Gas, Liquefied Petroleum Gas (LPG) or Oil | C (Poor): Asset is operational but major repair or replacement will be needed. | Category 2 (Necessary): Essential work required to prevent the deterioration of an asset. | 50 | 2004-12-07 | 19.3812 | 42.2475 | x | 5 | 5. Severe | 10185 | Reactive Maintenance | 1
1016674 | Hand Dryer | C (Poor): Asset is operational but major repair or replacement will be needed. | Category 2 (Necessary): Essential work required to prevent the deterioration of an asset. | 5 | 2021-07-17 | 2.7734 | 38.9062 | x | 5 | 2. Minor | 10185 | Reactive Maintenance | 14
1016675 | Pipework Systems - General | C (Poor): Asset is operational but major repair or replacement will be needed. | Category 2 (Necessary): Essential work required to prevent the deterioration of an asset. | 20 | 2017-10-22 | 6.5079 | 43.4921 | x | 5 | 4. Significant | 10185 | Reactive Maintenance | 3
1016676 | Pipework Systems - General | C (Poor): Asset is operational but major repair or replacement will be needed. | Category 2 (Necessary): Essential work required to prevent the deterioration of an asset. | 20 | 2004-08-21 | 19.6769 | 30.3231 | x | 5 | 4. Significant | 10185 | Reactive Maintenance | 3
1016677 | Pipework Systems - General | C (Poor): Asset is operational but major repair or replacement will be needed. | Category 2 (Necessary): Essential work required to prevent the deterioration of an asset. | 20 | 2004-02-05 | 20.219 | 29.781 | x | 5 | 4. Significant | 10185 | Reactive Maintenance | 3
1016678 | Pipework Systems - General | C (Poor): Asset is operational but major repair or replacement will be needed. | Category 2 (Necessary): Essential work required to prevent the deterioration of an asset. | 20 | 2010-06-20 | 13.848 | 36.152 | x | 5 | 4. Significant | 10185 | Reactive Maintenance | 3
1016679 | Pipework Systems - General | C (Poor): Asset is operational but major repair or replacement will be needed. | Category 2 (Necessary): Essential work required to prevent the deterioration of an asset. | 20 | 2011-03-16 | 13.1116 | 36.8884 | x | 5 | 4. Significant | 10185 | Reactive Maintenance | 3
1016680 | Pipework Systems - General | C (Poor): Asset is operational but major repair or replacement will be needed. | Category 2 (Necessary): Essential work required to prevent the deterioration of an asset. | 20 | 2022-12-18 | 1.3525 | 48.6475 | x | 5 | 4. Significant | 10185 | Reactive Maintenance | 3
1016681 | Pipework Systems - General | C (Poor): Asset is operational but major repair or replacement will be needed. | Category 2 (Necessary): Essential work required to prevent the deterioration of an asset. | 20 | 2005-04-01 | 19.0664 | 30.9336 | x | 5 | 4. Significant | 10185 | Reactive Maintenance | 3
1016682 | Pipework Systems - General | C (Poor): Asset is operational but major repair or replacement will be needed. | Category 2 (Necessary): Essential work required to prevent the deterioration of an asset. | 35 | 1998-01-27 | 26.2423 | 35.0044 | x | 5 | 4. Significant | 10185 | Reactive Maintenance | 3
1016683 | Pipework Systems - General | C (Poor): Asset is operational but major repair or replacement will be needed. | Category 2 (Necessary): Essential work required to prevent the deterioration of an asset. | 35 | 2011-07-12 | 12.7885 | 42.6923 | x | 5 | 4. Significant | 10185 | Reactive Maintenance | 3
1016684 | Pipework Systems - General | C (Poor): Asset is operational but major repair or replacement will be needed. | Category 2 (Necessary): Essential work required to prevent the deterioration of an asset. | 35 | 1996-11-21 | 27.4251 | 34.3285 | x | 5 | 4. Significant | 10185 | Reactive Maintenance | 3
1016685 | Pipework Systems - General | C (Poor): Asset is operational but major repair or replacement will be needed. | Category 2 (Necessary): Essential work required to prevent the deterioration of an asset. | 45 | 2008-09-08 | 15.6277 | 43.0544 | x | 5 | 4. Significant | 10185 | Reactive Maintenance | 3
1016686 | Pipework Systems - General | C (Poor): Asset is operational but major repair or replacement will be needed. | Category 2 (Necessary): Essential work required to prevent the deterioration of an asset. | 45 | 2016-04-10 | 8.0411 | 46.4262 | x | 5 | 4. Significant | 10185 | Reactive Maintenance | 3
1016687 | Pipework Systems - General | C (Poor): Asset is operational but major repair or replacement will be needed. | Category 2 (Necessary): Essential work required to prevent the deterioration of an asset. | 45 | 1994-04-11 | 30.0397 | 36.649 | x | 5 | 4. Significant | 10185 | Reactive Maintenance | 3
1016688 | Pipework Systems - General | C (Poor): Asset is operational but major repair or replacement will be needed. | Category 2 (Necessary): Essential work required to prevent the deterioration of an asset. | 45 | 2020-08-29 | 3.655 | 48.3755 | x | 5 | 4. Significant | 10185 | Reactive Maintenance | 3
1016689 | Pipework Systems - General | C (Poor): Asset is operational but major repair or replacement will be needed. | Category 2 (Necessary): Essential work required to prevent the deterioration of an asset. | 45 | 2013-06-27 | 10.8282 | 45.1875 | x | 5 | 4. Significant | 10185 | Reactive Maintenance | 3
1016690 | Pipework Systems - General | C (Poor): Asset is operational but major repair or replacement will be needed. | Category 2 (Necessary): Essential work required to prevent the deterioration of an asset. | 45 | 2017-06-02 | 6.8966 | 46.9348 | x | 5 | 4. Significant | 10185 | Reactive Maintenance | 3
1016691 | Pipework Systems - General | C (Poor): Asset is operational but major repair or replacement will be needed. | Category 2 (Necessary): Essential work required to prevent the deterioration of an asset. | 45 | 1995-06-08 | 28.8816 | 37.1637 | x | 5 | 4. Significant | 10185 | Reactive Maintenance | 3
1016697 | Intruder Alarms | C (Poor): Asset is operational but major repair or replacement will be needed. | Category 2 (Necessary): Essential work required to prevent the deterioration of an asset. | 15 | 2016-07-19 | 7.7673 | 39.6436 | x | 5 | 5. Severe | 10185 | Reactive Maintenance | 1
1016698 | Intruder Alarms | C (Poor): Asset is operational but major repair or replacement will be needed. | Category 2 (Necessary): Essential work required to prevent the deterioration of an asset. | 15 | 2013-05-15 | 10.9459 | 35.4054 | x | 5 | 5. Severe | 10185 | Reactive Maintenance | 1
1016699 | Kitchen Extract/Ventilation System | C (Poor): Asset is operational but major repair or replacement will be needed. | Category 2 (Necessary): Essential work required to prevent the deterioration of an asset. | 35 | 1998-10-28 | 25.4921 | 35.4331 | x | 5 | 4. Significant | 10185 | Reactive Maintenance | 3
1016700 | Electrical Installation - Generally | C (Poor): Asset is operational but major repair or replacement will be needed. | Category 2 (Necessary): Essential work required to prevent the deterioration of an asset. | 35 | 2015-01-10 | 9.2895 | 44.6917 | x | 5 | 4. Significant | 10185 | Reactive Maintenance | 3
1016701 | Electrical Installation - Generally | C (Poor): Asset is operational but major repair or replacement will be needed. | Category 2 (Necessary): Essential work required to prevent the deterioration of an asset. | 35 | 2023-04-08 | 1.0486 | 49.4008 | x | 5 | 4. Significant | 10185 | Reactive Maintenance | 3
1016702 | Electrical Installation - Generally | C (Poor): Asset is operational but major repair or replacement will be needed. | Category 2 (Necessary): Essential work required to prevent the deterioration of an asset. | 35 | 2014-08-21 | 9.6783 | 44.4695 | x | 5 | 4. Significant | 10185 | Reactive Maintenance | 3
1016703 | Electrical Installation - Generally | C (Poor): Asset is operational but major repair or replacement will be needed. | Category 2 (Necessary): Essential work required to prevent the deterioration of an asset. | 35 | 2008-09-23 | 15.5866 | 41.0934 | x | 5 | 4. Significant | 10185 | Reactive Maintenance | 3
1016705 | Fire Extinguishers - Foam (Stored Pressure) | C (Poor): Asset is operational but major repair or replacement will be needed. | Category 2 (Necessary): Essential work required to prevent the deterioration of an asset. | 15 | 2021-06-11 | 2.872 | 46.1707 | x | 5 | 5. Severe | 10185 | Reactive Maintenance | 1
1016727 | Showers | C (Poor): Asset is operational but major repair or replacement will be needed. | Category 2 (Necessary): Essential work required to prevent the deterioration of an asset. | 5 | 2020-08-18 | 3.6851 | 35.2594 | x | 5 | 3. Moderate | 10185 | Reactive Maintenance | 7
1016728 | Fans - Window or Wall Mounted | C (Poor): Asset is operational but major repair or replacement will be needed. | Category 2 (Necessary): Essential work required to prevent the deterioration of an asset. | 15 | 2020-06-03 | 3.8932 | 44.809 | x | 5 | 2. Minor | 10185 | Reactive Maintenance | 14
1016731 | Toilet and Shower Areas | C (Poor): Asset is operational but major repair or replacement will be needed. | Category 2 (Necessary): Essential work required to prevent the deterioration of an asset. | 25 | 2001-10-12 | 22.5352 | 31.9718 | x | 5 | 3. Moderate | 10185 | Reactive Maintenance | 7
1016732 | Toilet and Shower Areas | C (Poor): Asset is operational but major repair or replacement will be needed. | Category 2 (Necessary): Essential work required to prevent the deterioration of an asset. | 25 | 2022-11-22 | 1.4237 | 48.8611 | x | 5 | 3. Moderate | 10185 | Reactive Maintenance | 7
1016733 | Toilet and Shower Areas | C (Poor): Asset is operational but major repair or replacement will be needed. | Category 2 (Necessary): Essential work required to prevent the deterioration of an asset. | 25 | 2002-01-23 | 22.2533 | 32.1974 | x | 5 | 3. Moderate | 10185 | Reactive Maintenance | 7
1016734 | Toilet and Shower Areas | C (Poor): Asset is operational but major repair or replacement will be needed. | Category 2 (Necessary): Essential work required to prevent the deterioration of an asset. | 25 | 2011-03-08 | 13.1335 | 39.4932 | x | 5 | 3. Moderate | 10185 | Reactive Maintenance | 7
1016735 | Toilet and Shower Areas | C (Poor): Asset is operational but major repair or replacement will be needed. | Category 2 (Necessary): Essential work required to prevent the deterioration of an asset. | 25 | 2013-05-07 | 10.9678 | 41.2257 | x | 5 | 3. Moderate | 10185 | Reactive Maintenance | 7
1016736 | Toilet and Shower Areas | C (Poor): Asset is operational but major repair or replacement will be needed. | Category 2 (Necessary): Essential work required to prevent the deterioration of an asset. | 25 | 2016-08-08 | 7.7125 | 43.83 | x | 5 | 3. Moderate | 10185 | Reactive Maintenance | 7
1016737 | Toilet and Shower Areas | C (Poor): Asset is operational but major repair or replacement will be needed. | Category 2 (Necessary): Essential work required to prevent the deterioration of an asset. | 25 | 2012-08-11 | 11.7043 | 40.6366 | x | 5 | 3. Moderate | 10185 | Reactive Maintenance | 7
1016738 | Toilet and Shower Areas | C (Poor): Asset is operational but major repair or replacement will be needed. | Category 2 (Necessary): Essential work required to prevent the deterioration of an asset. | 25 | 2000-12-13 | 23.3648 | 31.3081 | x | 5 | 3. Moderate | 10185 | Reactive Maintenance | 7
1016739 | Toilet and Shower Areas | C (Poor): Asset is operational but major repair or replacement will be needed. | Category 2 (Necessary): Essential work required to prevent the deterioration of an asset. | 25 | 2004-08-31 | 19.6496 | 34.2804 | x | 5 | 3. Moderate | 10185 | Reactive Maintenance | 7
1016740 | Toilet and Shower Areas | C (Poor): Asset is operational but major repair or replacement will be needed. | Category 2 (Necessary): Essential work required to prevent the deterioration of an asset. | 25 | 2009-10-06 | 14.5517 | 38.3587 | x | 5 | 3. Moderate | 10185 | Reactive Maintenance | 7
1016741 | Toilet and Shower Areas | C (Poor): Asset is operational but major repair or replacement will be needed. | Category 2 (Necessary): Essential work required to prevent the deterioration of an asset. | 25 | 2013-11-07 | 10.4641 | 41.6287 | x | 5 | 3. Moderate | 10185 | Reactive Maintenance | 7
1016742 | Toilet and Shower Areas | C (Poor): Asset is operational but major repair or replacement will be needed. | Category 2 (Necessary): Essential work required to prevent the deterioration of an asset. | 25 | 2011-12-16 | 12.3587 | 40.1131 | x | 5 | 3. Moderate | 10185 | Reactive Maintenance | 7
1016743 | Toilet and Shower Areas | C (Poor): Asset is operational but major repair or replacement will be needed. | Category 2 (Necessary): Essential work required to prevent the deterioration of an asset. | 25 | 2015-10-01 | 8.5667 | 43.1466 | x | 5 | 3. Moderate | 10185 | Reactive Maintenance | 7
1016748 | Refrigerant Distribution System | C (Poor): Asset is operational but major repair or replacement will be needed. | Category 2 (Necessary): Essential work required to prevent the deterioration of an asset. | 30 | 2013-04-01 | 11.0664 | 48.6224 | x | 2 | 4. Significant | 11972 | Reactive Maintenance | 3
1016749 | Refrigerant Distribution System | C (Poor): Asset is operational but major repair or replacement will be needed. | Category 2 (Necessary): Essential work required to prevent the deterioration of an asset. | 30 | 2005-09-15 | 18.6092 | 43.5939 | x | 2 | 4. Significant | 11972 | Reactive Maintenance | 3
1016752 | Access Control | C (Poor): Asset is operational but major repair or replacement will be needed. | Category 2 (Necessary): Essential work required to prevent the deterioration of an asset. | 15 | 2024-01-20 | 0.26283 | 55.6496 | x | 2 | 4. Significant | 11972 | Reactive Maintenance | 3
1016753 | Access Control | C (Poor): Asset is operational but major repair or replacement will be needed. | Category 2 (Necessary): Essential work required to prevent the deterioration of an asset. | 15 | 2016-11-20 | 7.4278 | 46.0963 | x | 2 | 4. Significant | 11972 | Reactive Maintenance | 3
1016759 | Closed-Circuit Television (CCTV) | C (Poor): Asset is operational but major repair or replacement will be needed. | Category 2 (Necessary): Essential work required to prevent the deterioration of an asset. | 15 | 2017-02-14 | 7.1923 | 46.4102 | x | 2 | 5. Severe | 11972 | Reactive Maintenance | 1
1016760 | Emergency Lighting - Self Contained | C (Poor): Asset is operational but major repair or replacement will be needed. | Category 2 (Necessary): Essential work required to prevent the deterioration of an asset. | 25 | 2019-05-25 | 4.9199 | 52.0641 | x | 2 | 4. Significant | 11972 | Reactive Maintenance | 3
1016761 | Emergency Lighting - Self Contained | C (Poor): Asset is operational but major repair or replacement will be needed. | Category 2 (Necessary): Essential work required to prevent the deterioration of an asset. | 25 | 2016-04-13 | 8.0329 | 49.5737 | x | 2 | 4. Significant | 11972 | Reactive Maintenance | 3
1016766 | Fire Doors | C (Poor): Asset is operational but major repair or replacement will be needed. | Category 2 (Necessary): Essential work required to prevent the deterioration of an asset. | 20 | 2005-04-29 | 18.9897 | 37.0103 | x | 2 | 3. Moderate | 11972 | Reactive Maintenance | 7
1016767 | Fire Doors | C (Poor): Asset is operational but major repair or replacement will be needed. | Category 2 (Necessary): Essential work required to prevent the deterioration of an asset. | 20 | 2006-10-29 | 17.4894 | 38.5106 | x | 2 | 3. Moderate | 11972 | Reactive Maintenance | 7
1016768 | Fire Doors | C (Poor): Asset is operational but major repair or replacement will be needed. | Category 2 (Necessary): Essential work required to prevent the deterioration of an asset. | 20 | 2014-03-22 | 10.0945 | 45.9055 | x | 2 | 3. Moderate | 11972 | Reactive Maintenance | 7
1016769 | Fire Doors | C (Poor): Asset is operational but major repair or replacement will be needed. | Category 2 (Necessary): Essential work required to prevent the deterioration of an asset. | 20 | 2021-11-26 | 2.412 | 53.588 | x | 2 | 3. Moderate | 11972 | Reactive Maintenance | 7
1016770 | Fire Doors | C (Poor): Asset is operational but major repair or replacement will be needed. | Category 2 (Necessary): Essential work required to prevent the deterioration of an asset. | 20 | 2015-04-02 | 9.065 | 46.935 | x | 2 | 3. Moderate | 11972 | Reactive Maintenance | 7
1016771 | Fire Doors | C (Poor): Asset is operational but major repair or replacement will be needed. | Category 2 (Necessary): Essential work required to prevent the deterioration of an asset. | 20 | 2021-02-18 | 3.1814 | 52.8186 | x | 2 | 3. Moderate | 11972 | Reactive Maintenance | 7
1016778 | Pipework for Low Pressure Natural Gas, Liquefied Petroleum Gas (LPG) or Oil | C (Poor): Asset is operational but major repair or replacement will be needed. | Category 2 (Necessary): Essential work required to prevent the deterioration of an asset. | 50 | 2009-12-02 | 14.3956 | 50.2418 | x | 2 | 5. Severe | 11972 | Reactive Maintenance | 1
1016838 | Hand Dryer | C (Poor): Asset is operational but major repair or replacement will be needed. | Category 2 (Necessary): Essential work required to prevent the deterioration of an asset. | 5 | 2022-02-06 | 2.2149 | 47.1403 | x | 2 | 2. Minor | 11972 | Reactive Maintenance | 14
1016839 | Hand Dryer | C (Poor): Asset is operational but major repair or replacement will be needed. | Category 2 (Necessary): Essential work required to prevent the deterioration of an asset. | 5 | 2023-07-11 | 0.79124 | 52.835 | x | 2 | 2. Minor | 11972 | Reactive Maintenance | 14
1016840 | Hand Dryer | C (Poor): Asset is operational but major repair or replacement will be needed. | Category 2 (Necessary): Essential work required to prevent the deterioration of an asset. | 5 | 2020-01-27 | 4.2437 | 39.0253 | x | 2 | 2. Minor | 11972 | Reactive Maintenance | 14
1016841 | Hand Dryer | C (Poor): Asset is operational but major repair or replacement will be needed. | Category 2 (Necessary): Essential work required to prevent the deterioration of an asset. | 5 | 2020-03-02 | 4.1478 | 39.4086 | x | 2 | 2. Minor | 11972 | Reactive Maintenance | 14
1016842 | Hand Dryer | C (Poor): Asset is operational but major repair or replacement will be needed. | Category 2 (Necessary): Essential work required to prevent the deterioration of an asset. | 5 | 2023-08-27 | 0.66256 | 53.3498 | x | 2 | 2. Minor | 11972 | Reactive Maintenance | 14
1016843 | Pipework Systems - General | C (Poor): Asset is operational but major repair or replacement will be needed. | Category 2 (Necessary): Essential work required to prevent the deterioration of an asset. | 20 | 2020-03-30 | 4.0712 | 51.9288 | x | 2 | 4. Significant | 11972 | Reactive Maintenance | 3
1016844 | Pipework Systems - General | C (Poor): Asset is operational but major repair or replacement will be needed. | Category 2 (Necessary): Essential work required to prevent the deterioration of an asset. | 20 | 2013-11-04 | 10.4723 | 45.5277 | x | 2 | 4. Significant | 11972 | Reactive Maintenance | 3
1016845 | Pipework Systems - General | C (Poor): Asset is operational but major repair or replacement will be needed. | Category 2 (Necessary): Essential work required to prevent the deterioration of an asset. | 20 | 2019-01-18 | 5.2676 | 50.7324 | x | 2 | 4. Significant | 11972 | Reactive Maintenance | 3
1016846 | Pipework Systems - General | C (Poor): Asset is operational but major repair or replacement will be needed. | Category 2 (Necessary): Essential work required to prevent the deterioration of an asset. | 20 | 2014-01-25 | 10.2478 | 45.7522 | x | 2 | 4. Significant | 11972 | Reactive Maintenance | 3
1016847 | Pipework Systems - General | C (Poor): Asset is operational but major repair or replacement will be needed. | Category 2 (Necessary): Essential work required to prevent the deterioration of an asset. | 20 | 2015-12-03 | 8.3943 | 47.6057 | x | 2 | 4. Significant | 11972 | Reactive Maintenance | 3
1016848 | Pipework Systems - General | C (Poor): Asset is operational but major repair or replacement will be needed. | Category 2 (Necessary): Essential work required to prevent the deterioration of an asset. | 20 | 2017-06-30 | 6.82 | 49.18 | x | 2 | 4. Significant | 11972 | Reactive Maintenance | 3
1016849 | Pipework Systems - General | C (Poor): Asset is operational but major repair or replacement will be needed. | Category 2 (Necessary): Essential work required to prevent the deterioration of an asset. | 35 | 2017-08-02 | 6.7296 | 52.1545 | x | 2 | 4. Significant | 11972 | Reactive Maintenance | 3
1016850 | Pipework Systems - General | C (Poor): Asset is operational but major repair or replacement will be needed. | Category 2 (Necessary): Essential work required to prevent the deterioration of an asset. | 35 | 2017-12-17 | 6.3546 | 52.3688 | x | 2 | 4. Significant | 11972 | Reactive Maintenance | 3
1016851 | Pipework Systems - General | C (Poor): Asset is operational but major repair or replacement will be needed. | Category 2 (Necessary): Essential work required to prevent the deterioration of an asset. | 35 | 2011-06-28 | 12.8268 | 48.6704 | x | 2 | 4. Significant | 11972 | Reactive Maintenance | 3
1016852 | Pipework Systems - General | C (Poor): Asset is operational but major repair or replacement will be needed. | Category 2 (Necessary): Essential work required to prevent the deterioration of an asset. | 35 | 2006-07-14 | 17.7823 | 45.8387 | x | 2 | 4. Significant | 11972 | Reactive Maintenance | 3
1016853 | Pipework Systems - General | C (Poor): Asset is operational but major repair or replacement will be needed. | Category 2 (Necessary): Essential work required to prevent the deterioration of an asset. | 45 | 2018-07-21 | 5.7632 | 53.4386 | x | 2 | 4. Significant | 11972 | Reactive Maintenance | 3
1016854 | Pipework Systems - General | C (Poor): Asset is operational but major repair or replacement will be needed. | Category 2 (Necessary): Essential work required to prevent the deterioration of an asset. | 45 | 2014-11-08 | 9.462 | 51.7947 | x | 2 | 4. Significant | 11972 | Reactive Maintenance | 3
1016855 | Pipework Systems - General | C (Poor): Asset is operational but major repair or replacement will be needed. | Category 2 (Necessary): Essential work required to prevent the deterioration of an asset. | 45 | 2022-11-11 | 1.4538 | 55.3539 | x | 2 | 4. Significant | 11972 | Reactive Maintenance | 3
1016856 | Pipework Systems - General | C (Poor): Asset is operational but major repair or replacement will be needed. | Category 2 (Necessary): Essential work required to prevent the deterioration of an asset. | 20 | 2010-11-29 | 13.4045 | 42.5955 | x | 2 | 4. Significant | 11972 | Reactive Maintenance | 3
1016857 | Pipework Systems - General | C (Poor): Asset is operational but major repair or replacement will be needed. | Category 2 (Necessary): Essential work required to prevent the deterioration of an asset. | 20 | 2012-12-03 | 11.3922 | 44.6078 | x | 2 | 4. Significant | 11972 | Reactive Maintenance | 3
1016858 | Pipework Systems - General | C (Poor): Asset is operational but major repair or replacement will be needed. | Category 2 (Necessary): Essential work required to prevent the deterioration of an asset. | 35 | 2020-11-10 | 3.4552 | 54.0256 | x | 2 | 4. Significant | 11972 | Reactive Maintenance | 3
1016859 | Pipework Systems - General | C (Poor): Asset is operational but major repair or replacement will be needed. | Category 2 (Necessary): Essential work required to prevent the deterioration of an asset. | 35 | 2006-12-05 | 17.3881 | 46.0639 | x | 2 | 4. Significant | 11972 | Reactive Maintenance | 3
1016860 | Pipework Systems - General | C (Poor): Asset is operational but major repair or replacement will be needed. | Category 2 (Necessary): Essential work required to prevent the deterioration of an asset. | 35 | 2016-06-22 | 7.8412 | 51.5193 | x | 2 | 4. Significant | 11972 | Reactive Maintenance | 3
1016861 | Pipework Systems - General | C (Poor): Asset is operational but major repair or replacement will be needed. | Category 2 (Necessary): Essential work required to prevent the deterioration of an asset. | 35 | 2014-12-29 | 9.3224 | 50.6729 | x | 2 | 4. Significant | 11972 | Reactive Maintenance | 3
1016862 | Pipework Systems - General | C (Poor): Asset is operational but major repair or replacement will be needed. | Category 2 (Necessary): Essential work required to prevent the deterioration of an asset. | 35 | 2006-07-25 | 17.7522 | 45.8559 | x | 2 | 4. Significant | 11972 | Reactive Maintenance | 3
1016863 | Pipework Systems - General | C (Poor): Asset is operational but major repair or replacement will be needed. | Category 2 (Necessary): Essential work required to prevent the deterioration of an asset. | 35 | 1995-11-29 | 28.4052 | 39.7685 | x | 2 | 4. Significant | 11972 | Reactive Maintenance | 3
1016864 | Pipework Systems - General | C (Poor): Asset is operational but major repair or replacement will be needed. | Category 2 (Necessary): Essential work required to prevent the deterioration of an asset. | 35 | 2009-10-05 | 14.5544 | 47.6832 | x | 2 | 4. Significant | 11972 | Reactive Maintenance | 3
1016865 | Pipework Systems - General | C (Poor): Asset is operational but major repair or replacement will be needed. | Category 2 (Necessary): Essential work required to prevent the deterioration of an asset. | 35 | 2008-04-17 | 16.0219 | 46.8446 | x | 2 | 4. Significant | 11972 | Reactive Maintenance | 3
1016866 | Pipework Systems - General | C (Poor): Asset is operational but major repair or replacement will be needed. | Category 2 (Necessary): Essential work required to prevent the deterioration of an asset. | 35 | 1996-03-27 | 28.0794 | 39.9546 | x | 2 | 4. Significant | 11972 | Reactive Maintenance | 3
1016867 | Pipework Systems - General | C (Poor): Asset is operational but major repair or replacement will be needed. | Category 2 (Necessary): Essential work required to prevent the deterioration of an asset. | 35 | 2019-09-24 | 4.5859 | 53.3795 | x | 2 | 4. Significant | 11972 | Reactive Maintenance | 3
1016868 | Pipework Systems - General | C (Poor): Asset is operational but major repair or replacement will be needed. | Category 2 (Necessary): Essential work required to prevent the deterioration of an asset. | 45 | 2003-01-09 | 21.2923 | 46.5368 | x | 2 | 4. Significant | 11972 | Reactive Maintenance | 3
1016869 | Pipework Systems - General | C (Poor): Asset is operational but major repair or replacement will be needed. | Category 2 (Necessary): Essential work required to prevent the deterioration of an asset. | 45 | 2006-06-20 | 17.848 | 48.0675 | x | 2 | 4. Significant | 11972 | Reactive Maintenance | 3
1016870 | Pipework Systems - General | C (Poor): Asset is operational but major repair or replacement will be needed. | Category 2 (Necessary): Essential work required to prevent the deterioration of an asset. | 45 | 1996-12-12 | 27.3676 | 43.8366 | x | 2 | 4. Significant | 11972 | Reactive Maintenance | 3
1016871 | Pipework Systems - General | C (Poor): Asset is operational but major repair or replacement will be needed. | Category 2 (Necessary): Essential work required to prevent the deterioration of an asset. | 45 | 1996-03-16 | 28.1095 | 43.5069 | x | 2 | 4. Significant | 11972 | Reactive Maintenance | 3
1016872 | Pipework Systems - General | C (Poor): Asset is operational but major repair or replacement will be needed. | Category 2 (Necessary): Essential work required to prevent the deterioration of an asset. | 45 | 2003-08-22 | 20.6762 | 46.8106 | x | 2 | 4. Significant | 11972 | Reactive Maintenance | 3
1016873 | Intercom System | C (Poor): Asset is operational but major repair or replacement will be needed. | Category 2 (Necessary): Essential work required to prevent the deterioration of an asset. | 15 | 2022-06-05 | 1.8891 | 53.4812 | x | 2 | 3. Moderate | 11972 | Reactive Maintenance | 7
1016882 | Intruder Alarms | C (Poor): Asset is operational but major repair or replacement will be needed. | Category 2 (Necessary): Essential work required to prevent the deterioration of an asset. | 15 | 2017-07-26 | 6.7488 | 47.0016 | x | 2 | 5. Severe | 11972 | Reactive Maintenance | 1
1016883 | Intruder Alarms | C (Poor): Asset is operational but major repair or replacement will be needed. | Category 2 (Necessary): Essential work required to prevent the deterioration of an asset. | 15 | 2012-10-17 | 11.5209 | 40.6388 | x | 2 | 5. Severe | 11972 | Reactive Maintenance | 1
1016884 | Kitchen Extract/Ventilation System | C (Poor): Asset is operational but major repair or replacement will be needed. | Category 2 (Necessary): Essential work required to prevent the deterioration of an asset. | 35 | 1999-09-26 | 24.5804 | 41.954 | x | 2 | 4. Significant | 11972 | Reactive Maintenance | 3
1016885 | Lightning Conductor and Earth | D (Very Poor): Asset runs a serious risk of imminent breakdown or poses a health and safety risk. | Category 1 (Urgent): Critical work required to address serious health and safety issues and correct any breach of legislation. | 30 | 2003-05-09 | 20.9637 | 28.0242 | x | 2 | 4. Significant | 11972 | Reactive Maintenance | 3
1016886 | Electrical Installation - Generally | C (Poor): Asset is operational but major repair or replacement will be needed. | Category 2 (Necessary): Essential work required to prevent the deterioration of an asset. | 35 | 2006-07-08 | 17.7988 | 45.8293 | x | 2 | 4. Significant | 11972 | Reactive Maintenance | 3
1016887 | Electrical Installation - Generally | C (Poor): Asset is operational but major repair or replacement will be needed. | Category 2 (Necessary): Essential work required to prevent the deterioration of an asset. | 35 | 1994-09-27 | 29.577 | 39.0989 | x | 2 | 4. Significant | 11972 | Reactive Maintenance | 3
1016888 | Medical gas pipework, manifolds, outlets & accessories | D (Very Poor): Asset runs a serious risk of imminent breakdown or poses a health and safety risk. | Category 1 (Urgent): Critical work required to address serious health and safety issues and correct any breach of legislation. | 20 | 2023-03-28 | 1.0787 | 40.9213 | x | 2 | 4. Significant | 11972 | Reactive Maintenance | 3
1016890 | Fire Extinguishers - Foam (Stored Pressure) | C (Poor): Asset is operational but major repair or replacement will be needed. | Category 2 (Necessary): Essential work required to prevent the deterioration of an asset. | 15 | 2014-07-08 | 9.7988 | 42.935 | x | 2 | 5. Severe | 11972 | Reactive Maintenance | 1
1016895 | Roof Coverings and Flashings | C (Poor): Asset is operational but major repair or replacement will be needed. | Category 2 (Necessary): Essential work required to prevent the deterioration of an asset. | 40 | 2015-07-14 | 8.783 | 51.6085 | x | 2 | 4. Significant | 11972 | Reactive Maintenance | 3
1016953 | Showers | C (Poor): Asset is operational but major repair or replacement will be needed. | Category 2 (Necessary): Essential work required to prevent the deterioration of an asset. | 5 | 2020-01-24 | 4.2519 | 38.9925 | x | 2 | 3. Moderate | 11972 | Reactive Maintenance | 7
1016954 | Fans - Window or Wall Mounted | B (Average): Asset is sound, operationally safe and exhibits only minor deterioration. | Category 2 (Necessary): Essential work required to prevent the deterioration of an asset. | 15 | 2019-10-19 | 4.5175 | 63.9767 | x | 2 | 2. Minor | 11972 | Reactive Maintenance | 14
1016955 | Fans - Window or Wall Mounted | B (Average): Asset is sound, operationally safe and exhibits only minor deterioration. | Category 2 (Necessary): Essential work required to prevent the deterioration of an asset. | 15 | 2022-01-26 | 2.245 | 67.0066 | x | 2 | 2. Minor | 11972 | Reactive Maintenance | 14
1016956 | Fans - Window or Wall Mounted | B (Average): Asset is sound, operationally safe and exhibits only minor deterioration. | Category 2 (Necessary): Essential work required to prevent the deterioration of an asset. | 15 | 2014-01-29 | 10.2368 | 56.3509 | x | 2 | 2. Minor | 11972 | Reactive Maintenance | 14
1016957 | Fans - Window or Wall Mounted | B (Average): Asset is sound, operationally safe and exhibits only minor deterioration. | Category 2 (Necessary): Essential work required to prevent the deterioration of an asset. | 15 | 2022-06-16 | 1.859 | 67.5213 | x | 2 | 2. Minor | 11972 | Reactive Maintenance | 14
1016961 | Toilet and Shower Areas | C (Poor): Asset is operational but major repair or replacement will be needed. | Category 2 (Necessary): Essential work required to prevent the deterioration of an asset. | 25 | 2011-12-17 | 12.3559 | 46.1153 | x | 2 | 3. Moderate | 11972 | Reactive Maintenance | 7
1016962 | Toilet and Shower Areas | C (Poor): Asset is operational but major repair or replacement will be needed. | Category 2 (Necessary): Essential work required to prevent the deterioration of an asset. | 25 | 2015-12-22 | 8.3422 | 49.3262 | x | 2 | 3. Moderate | 11972 | Reactive Maintenance | 7
1016963 | Toilet and Shower Areas | C (Poor): Asset is operational but major repair or replacement will be needed. | Category 2 (Necessary): Essential work required to prevent the deterioration of an asset. | 25 | 2002-05-23 | 21.9247 | 38.4602 | x | 2 | 3. Moderate | 11972 | Reactive Maintenance | 7
1016964 | Toilet and Shower Areas | C (Poor): Asset is operational but major repair or replacement will be needed. | Category 2 (Necessary): Essential work required to prevent the deterioration of an asset. | 25 | 2005-09-23 | 18.5873 | 41.1302 | x | 2 | 3. Moderate | 11972 | Reactive Maintenance | 7
1016965 | Toilet and Shower Areas | C (Poor): Asset is operational but major repair or replacement will be needed. | Category 2 (Necessary): Essential work required to prevent the deterioration of an asset. | 25 | 2019-09-07 | 4.6324 | 52.294 | x | 2 | 3. Moderate | 11972 | Reactive Maintenance | 7
1016966 | Toilet and Shower Areas | C (Poor): Asset is operational but major repair or replacement will be needed. | Category 2 (Necessary): Essential work required to prevent the deterioration of an asset. | 25 | 2011-07-16 | 12.7775 | 45.778 | x | 2 | 3. Moderate | 11972 | Reactive Maintenance | 7
1016967 | Toilet and Shower Areas | C (Poor): Asset is operational but major repair or replacement will be needed. | Category 2 (Necessary): Essential work required to prevent the deterioration of an asset. | 25 | 2012-10-20 | 11.5127 | 46.7899 | x | 2 | 3. Moderate | 11972 | Reactive Maintenance | 7
1016968 | Toilet and Shower Areas | C (Poor): Asset is operational but major repair or replacement will be needed. | Category 2 (Necessary): Essential work required to prevent the deterioration of an asset. | 25 | 2015-09-29 | 8.5722 | 49.1422 | x | 2 | 3. Moderate | 11972 | Reactive Maintenance | 7
1016969 | Toilet and Shower Areas | C (Poor): Asset is operational but major repair or replacement will be needed. | Category 2 (Necessary): Essential work required to prevent the deterioration of an asset. | 25 | 2008-04-01 | 16.0657 | 43.1474 | x | 2 | 3. Moderate | 11972 | Reactive Maintenance | 7
1016970 | Toilet and Shower Areas | C (Poor): Asset is operational but major repair or replacement will be needed. | Category 2 (Necessary): Essential work required to prevent the deterioration of an asset. | 25 | 2002-06-11 | 21.8727 | 38.5018 | x | 2 | 3. Moderate | 11972 | Reactive Maintenance | 7
1016971 | Toilet and Shower Areas | C (Poor): Asset is operational but major repair or replacement will be needed. | Category 2 (Necessary): Essential work required to prevent the deterioration of an asset. | 25 | 2010-04-29 | 13.9904 | 44.8077 | x | 2 | 3. Moderate | 11972 | Reactive Maintenance | 7
1016972 | Toilet and Shower Areas | C (Poor): Asset is operational but major repair or replacement will be needed. | Category 2 (Necessary): Essential work required to prevent the deterioration of an asset. | 25 | 2007-06-11 | 16.8734 | 42.5013 | x | 2 | 3. Moderate | 11972 | Reactive Maintenance | 7
1016973 | Toilet and Shower Areas | C (Poor): Asset is operational but major repair or replacement will be needed. | Category 2 (Necessary): Essential work required to prevent the deterioration of an asset. | 25 | 2010-10-10 | 13.5414 | 45.1669 | x | 2 | 3. Moderate | 11972 | Reactive Maintenance | 7
1016974 | Toilet and Shower Areas | C (Poor): Asset is operational but major repair or replacement will be needed. | Category 2 (Necessary): Essential work required to prevent the deterioration of an asset. | 25 | 2010-08-26 | 13.6646 | 45.0683 | x | 2 | 3. Moderate | 11972 | Reactive Maintenance | 7
1016975 | Toilet and Shower Areas | C (Poor): Asset is operational but major repair or replacement will be needed. | Category 2 (Necessary): Essential work required to prevent the deterioration of an asset. | 25 | 2011-06-09 | 12.8789 | 45.6969 | x | 2 | 3. Moderate | 11972 | Reactive Maintenance | 7
1016976 | Toilet and Shower Areas | C (Poor): Asset is operational but major repair or replacement will be needed. | Category 2 (Necessary): Essential work required to prevent the deterioration of an asset. | 25 | 2006-05-01 | 17.9849 | 41.612 | x | 2 | 3. Moderate | 11972 | Reactive Maintenance | 7
1016977 | Toilet and Shower Areas | C (Poor): Asset is operational but major repair or replacement will be needed. | Category 2 (Necessary): Essential work required to prevent the deterioration of an asset. | 25 | 2012-06-04 | 11.8905 | 46.4876 | x | 2 | 3. Moderate | 11972 | Reactive Maintenance | 7
1016978 | Toilet and Shower Areas | C (Poor): Asset is operational but major repair or replacement will be needed. | Category 2 (Necessary): Essential work required to prevent the deterioration of an asset. | 25 | 2005-08-22 | 18.6749 | 41.0601 | x | 2 | 3. Moderate | 11972 | Reactive Maintenance | 7
1016979 | Toilet and Shower Areas | C (Poor): Asset is operational but major repair or replacement will be needed. | Category 2 (Necessary): Essential work required to prevent the deterioration of an asset. | 25 | 2011-12-13 | 12.3669 | 46.1065 | x | 2 | 3. Moderate | 11972 | Reactive Maintenance | 7
1016980 | Toilet and Shower Areas | C (Poor): Asset is operational but major repair or replacement will be needed. | Category 2 (Necessary): Essential work required to prevent the deterioration of an asset. | 25 | 2008-07-12 | 15.7864 | 43.3708 | x | 2 | 3. Moderate | 11972 | Reactive Maintenance | 7
1016981 | Toilet and Shower Areas | C (Poor): Asset is operational but major repair or replacement will be needed. | Category 2 (Necessary): Essential work required to prevent the deterioration of an asset. | 25 | 2021-05-17 | 2.9405 | 53.6476 | x | 2 | 3. Moderate | 11972 | Reactive Maintenance | 7
1016982 | Toilet and Shower Areas | C (Poor): Asset is operational but major repair or replacement will be needed. | Category 2 (Necessary): Essential work required to prevent the deterioration of an asset. | 25 | 2017-12-27 | 6.3272 | 50.9383 | x | 2 | 3. Moderate | 11972 | Reactive Maintenance | 7
1016993 | Closed-Circuit Television (CCTV) | C (Poor): Asset is operational but major repair or replacement will be needed. | Category 2 (Necessary): Essential work required to prevent the deterioration of an asset. | 15 | 2021-06-23 | 2.8392 | 50.2145 | x | 3 | 5. Severe | 10079 | Reactive Maintenance | 1
1016994 | Closed-Circuit Television (CCTV) | C (Poor): Asset is operational but major repair or replacement will be needed. | Category 2 (Necessary): Essential work required to prevent the deterioration of an asset. | 15 | 2023-08-05 | 0.72279 | 53.0363 | x | 3 | 5. Severe | 10079 | Reactive Maintenance | 1
1016995 | Closed-Circuit Television (CCTV) | C (Poor): Asset is operational but major repair or replacement will be needed. | Category 2 (Necessary): Essential work required to prevent the deterioration of an asset. | 15 | 2018-04-01 | 6.0671 | 45.9106 | x | 3 | 5. Severe | 10079 | Reactive Maintenance | 1
1016996 | Closed-Circuit Television (CCTV) | C (Poor): Asset is operational but major repair or replacement will be needed. | Category 2 (Necessary): Essential work required to prevent the deterioration of an asset. | 15 | 2013-10-12 | 10.5352 | 39.953 | x | 3 | 5. Severe | 10079 | Reactive Maintenance | 1
1016997 | Closed-Circuit Television (CCTV) | C (Poor): Asset is operational but major repair or replacement will be needed. | Category 2 (Necessary): Essential work required to prevent the deterioration of an asset. | 15 | 2021-08-31 | 2.6502 | 50.4663 | x | 3 | 5. Severe | 10079 | Reactive Maintenance | 1
1016998 | Closed-Circuit Television (CCTV) | C (Poor): Asset is operational but major repair or replacement will be needed. | Category 2 (Necessary): Essential work required to prevent the deterioration of an asset. | 15 | 2020-03-25 | 4.0849 | 48.5535 | x | 3 | 5. Severe | 10079 | Reactive Maintenance | 1
1016999 | Closed-Circuit Television (CCTV) | C (Poor): Asset is operational but major repair or replacement will be needed. | Category 2 (Necessary): Essential work required to prevent the deterioration of an asset. | 15 | 2013-07-26 | 10.7488 | 39.6683 | x | 3 | 5. Severe | 10079 | Reactive Maintenance | 1
1017000 | Closed-Circuit Television (CCTV) | C (Poor): Asset is operational but major repair or replacement will be needed. | Category 2 (Necessary): Essential work required to prevent the deterioration of an asset. | 15 | 2011-02-09 | 13.2074 | 36.3901 | x | 3 | 5. Severe | 10079 | Reactive Maintenance | 1
1017016 | HV Packaged Substations | D (Very Poor): Asset runs a serious risk of imminent breakdown or poses a health and safety risk. | Category 1 (Urgent): Critical work required to address serious health and safety issues and correct any breach of legislation. | 30 | 2012-02-05 | 12.219 | 31.854 | x | 3 | 5. Severe | 10079 | Reactive Maintenance | 1
1017017 | HV Packaged Substations | D (Very Poor): Asset runs a serious risk of imminent breakdown or poses a health and safety risk. | Category 1 (Urgent): Critical work required to address serious health and safety issues and correct any breach of legislation. | 30 | 2013-11-18 | 10.4339 | 33.044 | x | 3 | 5. Severe | 10079 | Reactive Maintenance | 1
1017018 | HV Packaged Substations | D (Very Poor): Asset runs a serious risk of imminent breakdown or poses a health and safety risk. | Category 1 (Urgent): Critical work required to address serious health and safety issues and correct any breach of legislation. | 30 | 1996-08-12 | 27.7016 | 21.5323 | x | 3 | 5. Severe | 10079 | Reactive Maintenance | 1
1017019 | Rising Fire Mains and Hydrants | D (Very Poor): Asset runs a serious risk of imminent breakdown or poses a health and safety risk. | Category 1 (Urgent): Critical work required to address serious health and safety issues and correct any breach of legislation. | 20 | 2015-01-27 | 9.243 | 30.757 | x | 3 | 5. Severe | 10079 | Reactive Maintenance | 1
1017020 | Rising Fire Mains and Hydrants | D (Very Poor): Asset runs a serious risk of imminent breakdown or poses a health and safety risk. | Category 1 (Urgent): Critical work required to address serious health and safety issues and correct any breach of legislation. | 20 | 2018-01-20 | 6.2615 | 33.7385 | x | 3 | 5. Severe | 10079 | Reactive Maintenance | 1
1017021 | Rising Fire Mains and Hydrants | D (Very Poor): Asset runs a serious risk of imminent breakdown or poses a health and safety risk. | Category 1 (Urgent): Critical work required to address serious health and safety issues and correct any breach of legislation. | 20 | 2007-04-25 | 17.0021 | 22.9979 | x | 3 | 5. Severe | 10079 | Reactive Maintenance | 1
1017027 | Refrigerant Distribution System | C (Poor): Asset is operational but major repair or replacement will be needed. | Category 2 (Necessary): Essential work required to prevent the deterioration of an asset. | 30 | 2017-04-25 | 7.0007 | 49.3329 | x | 3 | 4. Significant | 10157 | Reactive Maintenance | 3
1017031 | Access Control | C (Poor): Asset is operational but major repair or replacement will be needed. | Category 2 (Necessary): Essential work required to prevent the deterioration of an asset. | 15 | 2014-05-12 | 9.9548 | 40.7269 | x | 3 | 4. Significant | 10157 | Reactive Maintenance | 3
1017034 | Outstations | C (Poor): Asset is operational but major repair or replacement will be needed. | Category 2 (Necessary): Essential work required to prevent the deterioration of an asset. | 10 | 2020-03-25 | 4.0849 | 45.8303 | x | 3 | 4. Significant | 10157 | Reactive Maintenance | 3
1017038 | Closed-Circuit Television (CCTV) | C (Poor): Asset is operational but major repair or replacement will be needed. | Category 2 (Necessary): Essential work required to prevent the deterioration of an asset. | 15 | 2014-04-25 | 10.0014 | 40.6648 | x | 3 | 5. Severe | 10157 | Reactive Maintenance | 1
1017039 | Closed-Circuit Television (CCTV) | C (Poor): Asset is operational but major repair or replacement will be needed. | Category 2 (Necessary): Essential work required to prevent the deterioration of an asset. | 15 | 2021-06-23 | 2.8392 | 50.2145 | x | 3 | 5. Severe | 10157 | Reactive Maintenance | 1
1017040 | Emergency Lighting - Self Contained | C (Poor): Asset is operational but major repair or replacement will be needed. | Category 2 (Necessary): Essential work required to prevent the deterioration of an asset. | 25 | 2021-08-13 | 2.6995 | 51.8404 | x | 3 | 4. Significant | 10157 | Reactive Maintenance | 3
1017041 | Emergency Lighting - Self Contained | C (Poor): Asset is operational but major repair or replacement will be needed. | Category 2 (Necessary): Essential work required to prevent the deterioration of an asset. | 25 | 2017-09-04 | 6.6393 | 48.6886 | x | 3 | 4. Significant | 10157 | Reactive Maintenance | 3
1017042 | Emergency Lighting - Self Contained | C (Poor): Asset is operational but major repair or replacement will be needed. | Category 2 (Necessary): Essential work required to prevent the deterioration of an asset. | 25 | 2009-04-18 | 15.0198 | 41.9841 | x | 3 | 4. Significant | 10157 | Reactive Maintenance | 3
1017043 | Emergency Lighting - Self Contained | C (Poor): Asset is operational but major repair or replacement will be needed. | Category 2 (Necessary): Essential work required to prevent the deterioration of an asset. | 25 | 2002-08-23 | 21.6728 | 36.6617 | x | 3 | 4. Significant | 10157 | Reactive Maintenance | 3
1017044 | Emergency Lighting - Self Contained | C (Poor): Asset is operational but major repair or replacement will be needed. | Category 2 (Necessary): Essential work required to prevent the deterioration of an asset. | 25 | 2022-04-06 | 2.0534 | 52.3573 | x | 3 | 4. Significant | 10157 | Reactive Maintenance | 3
1017045 | Emergency Lighting - Self Contained | C (Poor): Asset is operational but major repair or replacement will be needed. | Category 2 (Necessary): Essential work required to prevent the deterioration of an asset. | 25 | 2002-05-14 | 21.9493 | 36.4405 | x | 3 | 4. Significant | 10157 | Reactive Maintenance | 3
1017046 | Emergency Lighting - Self Contained | C (Poor): Asset is operational but major repair or replacement will be needed. | Category 2 (Necessary): Essential work required to prevent the deterioration of an asset. | 25 | 2013-11-23 | 10.4203 | 45.6638 | x | 3 | 4. Significant | 10157 | Reactive Maintenance | 3
1017047 | Emergency Lighting - Self Contained | C (Poor): Asset is operational but major repair or replacement will be needed. | Category 2 (Necessary): Essential work required to prevent the deterioration of an asset. | 25 | 2021-05-05 | 2.9733 | 51.6214 | x | 3 | 4. Significant | 10157 | Reactive Maintenance | 3
1017048 | Emergency Lighting - Self Contained | C (Poor): Asset is operational but major repair or replacement will be needed. | Category 2 (Necessary): Essential work required to prevent the deterioration of an asset. | 25 | 2019-01-06 | 5.3005 | 49.7596 | x | 3 | 4. Significant | 10157 | Reactive Maintenance | 3
1017049 | Emergency Lighting - Self Contained | C (Poor): Asset is operational but major repair or replacement will be needed. | Category 2 (Necessary): Essential work required to prevent the deterioration of an asset. | 25 | 1999-11-03 | 24.4764 | 34.4189 | x | 3 | 4. Significant | 10157 | Reactive Maintenance | 3
1017050 | Emergency Lighting - Self Contained | C (Poor): Asset is operational but major repair or replacement will be needed. | Category 2 (Necessary): Essential work required to prevent the deterioration of an asset. | 25 | 2010-09-26 | 13.5797 | 43.1362 | x | 3 | 4. Significant | 10157 | Reactive Maintenance | 3
1017051 | Emergency Lighting - Self Contained | C (Poor): Asset is operational but major repair or replacement will be needed. | Category 2 (Necessary): Essential work required to prevent the deterioration of an asset. | 25 | 1999-01-26 | 25.2457 | 33.8034 | x | 3 | 4. Significant | 10157 | Reactive Maintenance | 3
1017052 | Emergency Lighting - Self Contained | C (Poor): Asset is operational but major repair or replacement will be needed. | Category 2 (Necessary): Essential work required to prevent the deterioration of an asset. | 25 | 2002-11-23 | 21.4209 | 36.8632 | x | 3 | 4. Significant | 10157 | Reactive Maintenance | 3
1017053 | Emergency Lighting - Self Contained | C (Poor): Asset is operational but major repair or replacement will be needed. | Category 2 (Necessary): Essential work required to prevent the deterioration of an asset. | 25 | 2017-07-20 | 6.7652 | 48.5878 | x | 3 | 4. Significant | 10157 | Reactive Maintenance | 3
1017054 | Emergency Lighting - Self Contained | C (Poor): Asset is operational but major repair or replacement will be needed. | Category 2 (Necessary): Essential work required to prevent the deterioration of an asset. | 25 | 2014-10-01 | 9.5661 | 46.3472 | x | 3 | 4. Significant | 10157 | Reactive Maintenance | 3
1017055 | Emergency Lighting - Self Contained | C (Poor): Asset is operational but major repair or replacement will be needed. | Category 2 (Necessary): Essential work required to prevent the deterioration of an asset. | 25 | 2008-09-27 | 15.5756 | 41.5395 | x | 3 | 4. Significant | 10157 | Reactive Maintenance | 3
1017056 | Emergency Lighting - Self Contained | C (Poor): Asset is operational but major repair or replacement will be needed. | Category 2 (Necessary): Essential work required to prevent the deterioration of an asset. | 25 | 2017-01-08 | 7.2936 | 48.1651 | x | 3 | 4. Significant | 10157 | Reactive Maintenance | 3
1017062 | Fire Doors | C (Poor): Asset is operational but major repair or replacement will be needed. | Category 2 (Necessary): Essential work required to prevent the deterioration of an asset. | 20 | 2007-01-05 | 17.3032 | 36.6968 | x | 3 | 3. Moderate | 10157 | Reactive Maintenance | 7
1017063 | Fire Doors | C (Poor): Asset is operational but major repair or replacement will be needed. | Category 2 (Necessary): Essential work required to prevent the deterioration of an asset. | 20 | 2009-11-25 | 14.4148 | 39.5852 | x | 3 | 3. Moderate | 10157 | Reactive Maintenance | 7
1017064 | Fire Doors | C (Poor): Asset is operational but major repair or replacement will be needed. | Category 2 (Necessary): Essential work required to prevent the deterioration of an asset. | 20 | 2010-07-13 | 13.7851 | 40.2149 | x | 3 | 3. Moderate | 10157 | Reactive Maintenance | 7
1017065 | Fire Doors | C (Poor): Asset is operational but major repair or replacement will be needed. | Category 2 (Necessary): Essential work required to prevent the deterioration of an asset. | 20 | 2009-03-24 | 15.0883 | 38.9117 | x | 3 | 3. Moderate | 10157 | Reactive Maintenance | 7
1017066 | Fire Doors | C (Poor): Asset is operational but major repair or replacement will be needed. | Category 2 (Necessary): Essential work required to prevent the deterioration of an asset. | 20 | 2021-05-18 | 2.9377 | 51.0623 | x | 3 | 3. Moderate | 10157 | Reactive Maintenance | 7
1017079 | Pipework for Low Pressure Natural Gas, Liquefied Petroleum Gas (LPG) or Oil | C (Poor): Asset is operational but major repair or replacement will be needed. | Category 2 (Necessary): Essential work required to prevent the deterioration of an asset. | 50 | 1996-02-02 | 28.2272 | 42.7091 | x | 3 | 5. Severe | 10157 | Reactive Maintenance | 1
1017093 | Hand Dryer | C (Poor): Asset is operational but major repair or replacement will be needed. | Category 2 (Necessary): Essential work required to prevent the deterioration of an asset. | 5 | 2023-12-14 | 0.36413 | 52.5435 | x | 3 | 2. Minor | 10157 | Reactive Maintenance | 14
1017094 | Hand Dryer | C (Poor): Asset is operational but major repair or replacement will be needed. | Category 2 (Necessary): Essential work required to prevent the deterioration of an asset. | 5 | 2021-01-07 | 3.2964 | 40.8145 | x | 3 | 2. Minor | 10157 | Reactive Maintenance | 14
1017095 | Pipework Systems - General | C (Poor): Asset is operational but major repair or replacement will be needed. | Category 2 (Necessary): Essential work required to prevent the deterioration of an asset. | 20 | 2023-01-22 | 1.2567 | 52.7433 | x | 3 | 4. Significant | 10157 | Reactive Maintenance | 3
1017096 | Pipework Systems - General | C (Poor): Asset is operational but major repair or replacement will be needed. | Category 2 (Necessary): Essential work required to prevent the deterioration of an asset. | 20 | 2009-07-11 | 14.7899 | 39.2101 | x | 3 | 4. Significant | 10157 | Reactive Maintenance | 3
1017097 | Pipework Systems - General | C (Poor): Asset is operational but major repair or replacement will be needed. | Category 2 (Necessary): Essential work required to prevent the deterioration of an asset. | 20 | 2004-11-04 | 19.4716 | 34.5284 | x | 3 | 4. Significant | 10157 | Reactive Maintenance | 3
1017098 | Pipework Systems - General | C (Poor): Asset is operational but major repair or replacement will be needed. | Category 2 (Necessary): Essential work required to prevent the deterioration of an asset. | 20 | 2020-10-25 | 3.499 | 50.501 | x | 3 | 4. Significant | 10157 | Reactive Maintenance | 3
1017099 | Pipework Systems - General | C (Poor): Asset is operational but major repair or replacement will be needed. | Category 2 (Necessary): Essential work required to prevent the deterioration of an asset. | 20 | 2015-11-19 | 8.4326 | 45.5674 | x | 3 | 4. Significant | 10157 | Reactive Maintenance | 3
1017100 | Pipework Systems - General | C (Poor): Asset is operational but major repair or replacement will be needed. | Category 2 (Necessary): Essential work required to prevent the deterioration of an asset. | 20 | 2014-04-10 | 10.0424 | 43.9576 | x | 3 | 4. Significant | 10157 | Reactive Maintenance | 3
1017101 | Pipework Systems - General | C (Poor): Asset is operational but major repair or replacement will be needed. | Category 2 (Necessary): Essential work required to prevent the deterioration of an asset. | 20 | 2015-07-24 | 8.7556 | 45.2444 | x | 3 | 4. Significant | 10157 | Reactive Maintenance | 3
1017102 | Pipework Systems - General | C (Poor): Asset is operational but major repair or replacement will be needed. | Category 2 (Necessary): Essential work required to prevent the deterioration of an asset. | 20 | 2019-08-21 | 4.679 | 49.321 | x | 3 | 4. Significant | 10157 | Reactive Maintenance | 3
1017103 | Pipework Systems - General | C (Poor): Asset is operational but major repair or replacement will be needed. | Category 2 (Necessary): Essential work required to prevent the deterioration of an asset. | 20 | 2005-07-20 | 18.7652 | 35.2348 | x | 3 | 4. Significant | 10157 | Reactive Maintenance | 3
1017104 | Pipework Systems - General | C (Poor): Asset is operational but major repair or replacement will be needed. | Category 2 (Necessary): Essential work required to prevent the deterioration of an asset. | 20 | 2023-02-17 | 1.1855 | 52.8145 | x | 3 | 4. Significant | 10157 | Reactive Maintenance | 3
1017105 | Pipework Systems - General | C (Poor): Asset is operational but major repair or replacement will be needed. | Category 2 (Necessary): Essential work required to prevent the deterioration of an asset. | 20 | 2005-02-15 | 19.1896 | 34.8104 | x | 3 | 4. Significant | 10157 | Reactive Maintenance | 3
1017106 | Pipework Systems - General | C (Poor): Asset is operational but major repair or replacement will be needed. | Category 2 (Necessary): Essential work required to prevent the deterioration of an asset. | 20 | 2011-04-01 | 13.0678 | 40.9322 | x | 3 | 4. Significant | 10157 | Reactive Maintenance | 3
1017107 | Pipework Systems - General | C (Poor): Asset is operational but major repair or replacement will be needed. | Category 2 (Necessary): Essential work required to prevent the deterioration of an asset. | 20 | 2016-01-26 | 8.2464 | 45.7536 | x | 3 | 4. Significant | 10157 | Reactive Maintenance | 3
1017108 | Pipework Systems - General | C (Poor): Asset is operational but major repair or replacement will be needed. | Category 2 (Necessary): Essential work required to prevent the deterioration of an asset. | 35 | 2014-07-31 | 9.7358 | 48.4367 | x | 3 | 4. Significant | 10157 | Reactive Maintenance | 3
1017109 | Pipework Systems - General | C (Poor): Asset is operational but major repair or replacement will be needed. | Category 2 (Necessary): Essential work required to prevent the deterioration of an asset. | 35 | 2001-09-20 | 22.5955 | 41.0883 | x | 3 | 4. Significant | 10157 | Reactive Maintenance | 3
1017110 | Pipework Systems - General | C (Poor): Asset is operational but major repair or replacement will be needed. | Category 2 (Necessary): Essential work required to prevent the deterioration of an asset. | 35 | 2001-04-29 | 22.9897 | 40.863 | x | 3 | 4. Significant | 10157 | Reactive Maintenance | 3
1017111 | Pipework Systems - General | C (Poor): Asset is operational but major repair or replacement will be needed. | Category 2 (Necessary): Essential work required to prevent the deterioration of an asset. | 35 | 2012-06-28 | 11.8248 | 47.243 | x | 3 | 4. Significant | 10157 | Reactive Maintenance | 3
1017112 | Pipework Systems - General | C (Poor): Asset is operational but major repair or replacement will be needed. | Category 2 (Necessary): Essential work required to prevent the deterioration of an asset. | 35 | 2024-01-10 | 0.29021 | 53.8342 | x | 3 | 4. Significant | 10157 | Reactive Maintenance | 3
1017113 | Pipework Systems - General | C (Poor): Asset is operational but major repair or replacement will be needed. | Category 2 (Necessary): Essential work required to prevent the deterioration of an asset. | 35 | 2010-03-01 | 14.152 | 45.9132 | x | 3 | 4. Significant | 10157 | Reactive Maintenance | 3
1017114 | Pipework Systems - General | C (Poor): Asset is operational but major repair or replacement will be needed. | Category 2 (Necessary): Essential work required to prevent the deterioration of an asset. | 35 | 2022-01-11 | 2.2861 | 52.6937 | x | 3 | 4. Significant | 10157 | Reactive Maintenance | 3
1017115 | Pipework Systems - General | C (Poor): Asset is operational but major repair or replacement will be needed. | Category 2 (Necessary): Essential work required to prevent the deterioration of an asset. | 35 | 1997-11-14 | 26.4449 | 38.8886 | x | 3 | 4. Significant | 10157 | Reactive Maintenance | 3
1017116 | Pipework Systems - General | C (Poor): Asset is operational but major repair or replacement will be needed. | Category 2 (Necessary): Essential work required to prevent the deterioration of an asset. | 35 | 1995-08-14 | 28.6982 | 37.6011 | x | 3 | 4. Significant | 10157 | Reactive Maintenance | 3
1017117 | Pipework Systems - General | C (Poor): Asset is operational but major repair or replacement will be needed. | Category 2 (Necessary): Essential work required to prevent the deterioration of an asset. | 35 | 1997-09-05 | 26.6366 | 38.7791 | x | 3 | 4. Significant | 10157 | Reactive Maintenance | 3
1017118 | Pipework Systems - General | C (Poor): Asset is operational but major repair or replacement will be needed. | Category 2 (Necessary): Essential work required to prevent the deterioration of an asset. | 35 | 2001-12-03 | 22.3929 | 41.2041 | x | 3 | 4. Significant | 10157 | Reactive Maintenance | 3
1017119 | Pipework Systems - General | C (Poor): Asset is operational but major repair or replacement will be needed. | Category 2 (Necessary): Essential work required to prevent the deterioration of an asset. | 35 | 2018-06-30 | 5.8207 | 50.6739 | x | 3 | 4. Significant | 10157 | Reactive Maintenance | 3
1017120 | Pipework Systems - General | C (Poor): Asset is operational but major repair or replacement will be needed. | Category 2 (Necessary): Essential work required to prevent the deterioration of an asset. | 45 | 2004-08-20 | 19.6797 | 45.2535 | x | 3 | 4. Significant | 10157 | Reactive Maintenance | 3
1017121 | Pipework Systems - General | C (Poor): Asset is operational but major repair or replacement will be needed. | Category 2 (Necessary): Essential work required to prevent the deterioration of an asset. | 45 | 1999-01-27 | 25.243 | 42.7809 | x | 3 | 4. Significant | 10157 | Reactive Maintenance | 3
1017122 | Pipework Systems - General | C (Poor): Asset is operational but major repair or replacement will be needed. | Category 2 (Necessary): Essential work required to prevent the deterioration of an asset. | 45 | 1994-05-05 | 29.974 | 40.6782 | x | 3 | 4. Significant | 10157 | Reactive Maintenance | 3
1017123 | Pipework Systems - General | C (Poor): Asset is operational but major repair or replacement will be needed. | Category 2 (Necessary): Essential work required to prevent the deterioration of an asset. | 45 | 2017-03-30 | 7.0719 | 50.8569 | x | 3 | 4. Significant | 10157 | Reactive Maintenance | 3
1017124 | Pipework Systems - General | C (Poor): Asset is operational but major repair or replacement will be needed. | Category 2 (Necessary): Essential work required to prevent the deterioration of an asset. | 45 | 2014-04-19 | 10.0178 | 49.5476 | x | 3 | 4. Significant | 10157 | Reactive Maintenance | 3
1017125 | Pipework Systems - General | C (Poor): Asset is operational but major repair or replacement will be needed. | Category 2 (Necessary): Essential work required to prevent the deterioration of an asset. | 45 | 2006-04-25 | 18.0014 | 45.9994 | x | 3 | 4. Significant | 10157 | Reactive Maintenance | 3
1017126 | Pipework Systems - General | C (Poor): Asset is operational but major repair or replacement will be needed. | Category 2 (Necessary): Essential work required to prevent the deterioration of an asset. | 45 | 1995-06-08 | 28.8816 | 41.1637 | x | 3 | 4. Significant | 10157 | Reactive Maintenance | 3
1017127 | Pipework Systems - General | C (Poor): Asset is operational but major repair or replacement will be needed. | Category 2 (Necessary): Essential work required to prevent the deterioration of an asset. | 45 | 2010-12-15 | 13.3607 | 48.0619 | x | 3 | 4. Significant | 10157 | Reactive Maintenance | 3
1017128 | Pipework Systems - General | C (Poor): Asset is operational but major repair or replacement will be needed. | Category 2 (Necessary): Essential work required to prevent the deterioration of an asset. | 45 | 2012-12-05 | 11.3867 | 48.9392 | x | 3 | 4. Significant | 10157 | Reactive Maintenance | 3
1017129 | Pipework Systems - General | C (Poor): Asset is operational but major repair or replacement will be needed. | Category 2 (Necessary): Essential work required to prevent the deterioration of an asset. | 45 | 1997-08-12 | 26.7023 | 42.1323 | x | 3 | 4. Significant | 10157 | Reactive Maintenance | 3
1017130 | Pipework Systems - General | C (Poor): Asset is operational but major repair or replacement will be needed. | Category 2 (Necessary): Essential work required to prevent the deterioration of an asset. | 45 | 2015-08-29 | 8.6571 | 50.1524 | x | 3 | 4. Significant | 10157 | Reactive Maintenance | 3
1017131 | Pipework Systems - General | C (Poor): Asset is operational but major repair or replacement will be needed. | Category 2 (Necessary): Essential work required to prevent the deterioration of an asset. | 45 | 1996-11-08 | 27.4606 | 41.7953 | x | 3 | 4. Significant | 10157 | Reactive Maintenance | 3
1017132 | Pipework Systems - General | C (Poor): Asset is operational but major repair or replacement will be needed. | Category 2 (Necessary): Essential work required to prevent the deterioration of an asset. | 45 | 2011-08-05 | 12.7228 | 48.3454 | x | 3 | 4. Significant | 10157 | Reactive Maintenance | 3
1017133 | Pipework Systems - General | C (Poor): Asset is operational but major repair or replacement will be needed. | Category 2 (Necessary): Essential work required to prevent the deterioration of an asset. | 20 | 2015-01-26 | 9.2457 | 44.7543 | x | 3 | 4. Significant | 10157 | Reactive Maintenance | 3
1017134 | Pipework Systems - General | C (Poor): Asset is operational but major repair or replacement will be needed. | Category 2 (Necessary): Essential work required to prevent the deterioration of an asset. | 35 | 2022-04-10 | 2.0424 | 52.8329 | x | 3 | 4. Significant | 10157 | Reactive Maintenance | 3
1017135 | Pipework Systems - General | C (Poor): Asset is operational but major repair or replacement will be needed. | Category 2 (Necessary): Essential work required to prevent the deterioration of an asset. | 35 | 2020-07-24 | 3.7536 | 51.8551 | x | 3 | 4. Significant | 10157 | Reactive Maintenance | 3
1017136 | Pipework Systems - General | C (Poor): Asset is operational but major repair or replacement will be needed. | Category 2 (Necessary): Essential work required to prevent the deterioration of an asset. | 35 | 2006-06-15 | 17.8617 | 43.7933 | x | 3 | 4. Significant | 10157 | Reactive Maintenance | 3
1017137 | Pipework Systems - General | C (Poor): Asset is operational but major repair or replacement will be needed. | Category 2 (Necessary): Essential work required to prevent the deterioration of an asset. | 45 | 1999-09-30 | 24.5695 | 43.0802 | x | 3 | 4. Significant | 10157 | Reactive Maintenance | 3
1017138 | Pipework Systems - General | C (Poor): Asset is operational but major repair or replacement will be needed. | Category 2 (Necessary): Essential work required to prevent the deterioration of an asset. | 45 | 2023-08-27 | 0.66256 | 53.7055 | x | 3 | 4. Significant | 10157 | Reactive Maintenance | 3
1017139 | Pipework Systems - General | C (Poor): Asset is operational but major repair or replacement will be needed. | Category 2 (Necessary): Essential work required to prevent the deterioration of an asset. | 45 | 2017-06-20 | 6.8474 | 50.9567 | x | 3 | 4. Significant | 10157 | Reactive Maintenance | 3
1017140 | Pipework Systems - General | C (Poor): Asset is operational but major repair or replacement will be needed. | Category 2 (Necessary): Essential work required to prevent the deterioration of an asset. | 45 | 2017-12-12 | 6.3682 | 51.1697 | x | 3 | 4. Significant | 10157 | Reactive Maintenance | 3
1017141 | Pipework Systems - General | C (Poor): Asset is operational but major repair or replacement will be needed. | Category 2 (Necessary): Essential work required to prevent the deterioration of an asset. | 45 | 2006-12-29 | 17.3224 | 46.3012 | x | 3 | 4. Significant | 10157 | Reactive Maintenance | 3
1017142 | Pipework Systems - General | C (Poor): Asset is operational but major repair or replacement will be needed. | Category 2 (Necessary): Essential work required to prevent the deterioration of an asset. | 45 | 2005-06-14 | 18.8638 | 45.6161 | x | 3 | 4. Significant | 10157 | Reactive Maintenance | 3
1017147 | Lightning Conductor and Earth | D (Very Poor): Asset runs a serious risk of imminent breakdown or poses a health and safety risk. | Category 1 (Urgent): Critical work required to address serious health and safety issues and correct any breach of legislation. | 30 | 1995-02-17 | 29.1855 | 20.543 | x | 3 | 4. Significant | 10157 | Reactive Maintenance | 3
1017148 | Electrical Installation - Generally | C (Poor): Asset is operational but major repair or replacement will be needed. | Category 2 (Necessary): Essential work required to prevent the deterioration of an asset. | 35 | 2006-01-12 | 18.2834 | 43.5524 | x | 3 | 4. Significant | 10157 | Reactive Maintenance | 3
1017149 | Electrical Installation - Generally | C (Poor): Asset is operational but major repair or replacement will be needed. | Category 2 (Necessary): Essential work required to prevent the deterioration of an asset. | 35 | 2001-04-12 | 23.0363 | 40.8364 | x | 3 | 4. Significant | 10157 | Reactive Maintenance | 3
1017150 | Electrical Installation - Generally | C (Poor): Asset is operational but major repair or replacement will be needed. | Category 2 (Necessary): Essential work required to prevent the deterioration of an asset. | 35 | 1998-08-30 | 25.6537 | 39.3408 | x | 3 | 4. Significant | 10157 | Reactive Maintenance | 3
1017151 | Electrical Installation - Generally | C (Poor): Asset is operational but major repair or replacement will be needed. | Category 2 (Necessary): Essential work required to prevent the deterioration of an asset. | 35 | 2001-09-16 | 22.6064 | 41.082 | x | 3 | 4. Significant | 10157 | Reactive Maintenance | 3
1017152 | Electrical Installation - Generally | C (Poor): Asset is operational but major repair or replacement will be needed. | Category 2 (Necessary): Essential work required to prevent the deterioration of an asset. | 35 | 2023-05-20 | 0.93361 | 53.4665 | x | 3 | 4. Significant | 10157 | Reactive Maintenance | 3
1017153 | Electrical Installation - Generally | C (Poor): Asset is operational but major repair or replacement will be needed. | Category 2 (Necessary): Essential work required to prevent the deterioration of an asset. | 35 | 2023-07-09 | 0.79671 | 53.5447 | x | 3 | 4. Significant | 10157 | Reactive Maintenance | 3
1017154 | Electrical Installation - Generally | C (Poor): Asset is operational but major repair or replacement will be needed. | Category 2 (Necessary): Essential work required to prevent the deterioration of an asset. | 35 | 2022-01-30 | 2.2341 | 52.7234 | x | 3 | 4. Significant | 10157 | Reactive Maintenance | 3
1017156 | Fire Extinguishers - Foam (Stored Pressure) | C (Poor): Asset is operational but major repair or replacement will be needed. | Category 2 (Necessary): Essential work required to prevent the deterioration of an asset. | 15 | 2010-07-05 | 13.807 | 35.5907 | x | 3 | 5. Severe | 10157 | Reactive Maintenance | 1
1017158 | Roof Coverings and Flashings | C (Poor): Asset is operational but major repair or replacement will be needed. | Category 2 (Necessary): Essential work required to prevent the deterioration of an asset. | 40 | 2007-11-13 | 16.449 | 45.7755 | x | 3 | 4. Significant | 10157 | Reactive Maintenance | 3
1017159 | Roof Coverings and Flashings | C (Poor): Asset is operational but major repair or replacement will be needed. | Category 2 (Necessary): Essential work required to prevent the deterioration of an asset. | 40 | 2006-08-14 | 17.6975 | 45.1513 | x | 3 | 4. Significant | 10157 | Reactive Maintenance | 3
1017180 | Showers | C (Poor): Asset is operational but major repair or replacement will be needed. | Category 2 (Necessary): Essential work required to prevent the deterioration of an asset. | 5 | 2022-01-06 | 2.2998 | 44.8008 | x | 3 | 3. Moderate | 10157 | Reactive Maintenance | 7
1017181 | Showers | C (Poor): Asset is operational but major repair or replacement will be needed. | Category 2 (Necessary): Essential work required to prevent the deterioration of an asset. | 5 | 2022-03-27 | 2.0808 | 45.6769 | x | 3 | 3. Moderate | 10157 | Reactive Maintenance | 7
1017182 | Showers | C (Poor): Asset is operational but major repair or replacement will be needed. | Category 2 (Necessary): Essential work required to prevent the deterioration of an asset. | 5 | 2023-05-03 | 0.98015 | 50.0794 | x | 3 | 3. Moderate | 10157 | Reactive Maintenance | 7
1017183 | Showers | C (Poor): Asset is operational but major repair or replacement will be needed. | Category 2 (Necessary): Essential work required to prevent the deterioration of an asset. | 5 | 2023-07-06 | 0.80493 | 50.7803 | x | 3 | 3. Moderate | 10157 | Reactive Maintenance | 7
1017184 | Fans - Window or Wall Mounted | C (Poor): Asset is operational but major repair or replacement will be needed. | Category 2 (Necessary): Essential work required to prevent the deterioration of an asset. | 15 | 2022-12-05 | 1.3881 | 52.1492 | x | 3 | 2. Minor | 10157 | Reactive Maintenance | 14
1017187 | Toilet and Shower Areas | C (Poor): Asset is operational but major repair or replacement will be needed. | Category 2 (Necessary): Essential work required to prevent the deterioration of an asset. | 25 | 2009-03-24 | 15.0883 | 41.9294 | x | 3 | 3. Moderate | 10157 | Reactive Maintenance | 7
1017188 | Toilet and Shower Areas | C (Poor): Asset is operational but major repair or replacement will be needed. | Category 2 (Necessary): Essential work required to prevent the deterioration of an asset. | 25 | 2014-07-03 | 9.8125 | 46.15 | x | 3 | 3. Moderate | 10157 | Reactive Maintenance | 7
1017189 | Toilet and Shower Areas | C (Poor): Asset is operational but major repair or replacement will be needed. | Category 2 (Necessary): Essential work required to prevent the deterioration of an asset. | 25 | 2017-07-23 | 6.757 | 48.5944 | x | 3 | 3. Moderate | 10157 | Reactive Maintenance | 7
1017190 | Toilet and Shower Areas | C (Poor): Asset is operational but major repair or replacement will be needed. | Category 2 (Necessary): Essential work required to prevent the deterioration of an asset. | 25 | 2010-12-27 | 13.3279 | 43.3377 | x | 3 | 3. Moderate | 10157 | Reactive Maintenance | 7
1017191 | Toilet and Shower Areas | C (Poor): Asset is operational but major repair or replacement will be needed. | Category 2 (Necessary): Essential work required to prevent the deterioration of an asset. | 25 | 2005-09-25 | 18.5818 | 39.1346 | x | 3 | 3. Moderate | 10157 | Reactive Maintenance | 7
1017192 | Toilet and Shower Areas | C (Poor): Asset is operational but major repair or replacement will be needed. | Category 2 (Necessary): Essential work required to prevent the deterioration of an asset. | 25 | 2011-03-09 | 13.1307 | 43.4954 | x | 3 | 3. Moderate | 10157 | Reactive Maintenance | 7
1017193 | Toilet and Shower Areas | C (Poor): Asset is operational but major repair or replacement will be needed. | Category 2 (Necessary): Essential work required to prevent the deterioration of an asset. | 25 | 2020-05-14 | 3.948 | 50.8416 | x | 3 | 3. Moderate | 10157 | Reactive Maintenance | 7
1017194 | Toilet and Shower Areas | C (Poor): Asset is operational but major repair or replacement will be needed. | Category 2 (Necessary): Essential work required to prevent the deterioration of an asset. | 25 | 2003-10-09 | 20.5448 | 37.5641 | x | 3 | 3. Moderate | 10157 | Reactive Maintenance | 7
1017195 | Toilet and Shower Areas | C (Poor): Asset is operational but major repair or replacement will be needed. | Category 2 (Necessary): Essential work required to prevent the deterioration of an asset. | 25 | 2000-11-28 | 23.4059 | 35.2753 | x | 3 | 3. Moderate | 10157 | Reactive Maintenance | 7
1017196 | Toilet and Shower Areas | C (Poor): Asset is operational but major repair or replacement will be needed. | Category 2 (Necessary): Essential work required to prevent the deterioration of an asset. | 25 | 2023-11-05 | 0.47091 | 53.6233 | x | 3 | 3. Moderate | 10157 | Reactive Maintenance | 7
1017197 | Toilet and Shower Areas | C (Poor): Asset is operational but major repair or replacement will be needed. | Category 2 (Necessary): Essential work required to prevent the deterioration of an asset. | 25 | 2002-01-29 | 22.2368 | 36.2105 | x | 3 | 3. Moderate | 10157 | Reactive Maintenance | 7
1017198 | Toilet and Shower Areas | C (Poor): Asset is operational but major repair or replacement will be needed. | Category 2 (Necessary): Essential work required to prevent the deterioration of an asset. | 25 | 2024-01-15 | 0.27652 | 53.7788 | x | 3 | 3. Moderate | 10157 | Reactive Maintenance | 7
1017199 | Toilet and Shower Areas | C (Poor): Asset is operational but major repair or replacement will be needed. | Category 2 (Necessary): Essential work required to prevent the deterioration of an asset. | 25 | 2014-12-11 | 9.3717 | 46.5027 | x | 3 | 3. Moderate | 10157 | Reactive Maintenance | 7
1017200 | Toilet and Shower Areas | C (Poor): Asset is operational but major repair or replacement will be needed. | Category 2 (Necessary): Essential work required to prevent the deterioration of an asset. | 25 | 2018-12-06 | 5.3854 | 49.6917 | x | 3 | 3. Moderate | 10157 | Reactive Maintenance | 7
1017201 | Toilet and Shower Areas | C (Poor): Asset is operational but major repair or replacement will be needed. | Category 2 (Necessary): Essential work required to prevent the deterioration of an asset. | 25 | 2022-08-31 | 1.6509 | 52.6793 | x | 3 | 3. Moderate | 10157 | Reactive Maintenance | 7
1017202 | Toilet and Shower Areas | C (Poor): Asset is operational but major repair or replacement will be needed. | Category 2 (Necessary): Essential work required to prevent the deterioration of an asset. | 25 | 2002-11-21 | 21.4264 | 36.8589 | x | 3 | 3. Moderate | 10157 | Reactive Maintenance | 7
1017203 | Toilet and Shower Areas | C (Poor): Asset is operational but major repair or replacement will be needed. | Category 2 (Necessary): Essential work required to prevent the deterioration of an asset. | 25 | 2011-07-21 | 12.7639 | 43.7889 | x | 3 | 3. Moderate | 10157 | Reactive Maintenance | 7
1017204 | Toilet and Shower Areas | C (Poor): Asset is operational but major repair or replacement will be needed. | Category 2 (Necessary): Essential work required to prevent the deterioration of an asset. | 25 | 2021-09-11 | 2.6201 | 51.9039 | x | 3 | 3. Moderate | 10157 | Reactive Maintenance | 7
1017205 | Toilet and Shower Areas | C (Poor): Asset is operational but major repair or replacement will be needed. | Category 2 (Necessary): Essential work required to prevent the deterioration of an asset. | 25 | 2017-01-25 | 7.2471 | 48.2023 | x | 3 | 3. Moderate | 10157 | Reactive Maintenance | 7
1017206 | Toilet and Shower Areas | C (Poor): Asset is operational but major repair or replacement will be needed. | Category 2 (Necessary): Essential work required to prevent the deterioration of an asset. | 25 | 2009-07-18 | 14.7707 | 42.1834 | x | 3 | 3. Moderate | 10157 | Reactive Maintenance | 7
1017207 | Toilet and Shower Areas | C (Poor): Asset is operational but major repair or replacement will be needed. | Category 2 (Necessary): Essential work required to prevent the deterioration of an asset. | 25 | 2006-04-28 | 17.9932 | 39.6055 | x | 3 | 3. Moderate | 10157 | Reactive Maintenance | 7
1017208 | Toilet and Shower Areas | C (Poor): Asset is operational but major repair or replacement will be needed. | Category 2 (Necessary): Essential work required to prevent the deterioration of an asset. | 25 | 2005-06-08 | 18.8802 | 38.8958 | x | 3 | 3. Moderate | 10157 | Reactive Maintenance | 7
1017209 | Toilet and Shower Areas | C (Poor): Asset is operational but major repair or replacement will be needed. | Category 2 (Necessary): Essential work required to prevent the deterioration of an asset. | 25 | 2011-05-18 | 12.9391 | 43.6487 | x | 3 | 3. Moderate | 10157 | Reactive Maintenance | 7
1017210 | Toilet and Shower Areas | C (Poor): Asset is operational but major repair or replacement will be needed. | Category 2 (Necessary): Essential work required to prevent the deterioration of an asset. | 25 | 2011-11-30 | 12.4025 | 44.078 | x | 3 | 3. Moderate | 10157 | Reactive Maintenance | 7
1017211 | Toilet and Shower Areas | C (Poor): Asset is operational but major repair or replacement will be needed. | Category 2 (Necessary): Essential work required to prevent the deterioration of an asset. | 25 | 2018-01-17 | 6.2697 | 48.9843 | x | 3 | 3. Moderate | 10157 | Reactive Maintenance | 7
1017212 | Toilet and Shower Areas | C (Poor): Asset is operational but major repair or replacement will be needed. | Category 2 (Necessary): Essential work required to prevent the deterioration of an asset. | 25 | 2020-09-12 | 3.6167 | 51.1066 | x | 3 | 3. Moderate | 10157 | Reactive Maintenance | 7
1017213 | Toilet and Shower Areas | C (Poor): Asset is operational but major repair or replacement will be needed. | Category 2 (Necessary): Essential work required to prevent the deterioration of an asset. | 25 | 2003-09-16 | 20.6078 | 37.5138 | x | 3 | 3. Moderate | 10157 | Reactive Maintenance | 7
1017214 | Toilet and Shower Areas | C (Poor): Asset is operational but major repair or replacement will be needed. | Category 2 (Necessary): Essential work required to prevent the deterioration of an asset. | 25 | 2002-08-25 | 21.6674 | 36.6661 | x | 3 | 3. Moderate | 10157 | Reactive Maintenance | 7
1017218 | Refrigerant Distribution System | C (Poor): Asset is operational but major repair or replacement will be needed. | Category 2 (Necessary): Essential work required to prevent the deterioration of an asset. | 30 | 2001-05-28 | 22.9103 | 34.7264 | x | 5 | 4. Significant | 11645 | Reactive Maintenance | 3
1017221 | Access Control | C (Poor): Asset is operational but major repair or replacement will be needed. | Category 2 (Necessary): Essential work required to prevent the deterioration of an asset. | 15 | 2019-05-16 | 4.9446 | 43.4073 | x | 5 | 4. Significant | 11645 | Reactive Maintenance | 3
1017222 | Access Control | C (Poor): Asset is operational but major repair or replacement will be needed. | Category 2 (Necessary): Essential work required to prevent the deterioration of an asset. | 15 | 2010-09-04 | 13.64 | 31.8134 | x | 5 | 4. Significant | 11645 | Reactive Maintenance | 3
1017224 | Outstations | C (Poor): Asset is operational but major repair or replacement will be needed. | Category 2 (Necessary): Essential work required to prevent the deterioration of an asset. | 10 | 2019-07-16 | 4.7775 | 40.4449 | x | 5 | 4. Significant | 11645 | Reactive Maintenance | 3
1017229 | Closed-Circuit Television (CCTV) | C (Poor): Asset is operational but major repair or replacement will be needed. | Category 2 (Necessary): Essential work required to prevent the deterioration of an asset. | 15 | 2023-03-03 | 1.1472 | 48.4705 | x | 5 | 5. Severe | 11645 | Reactive Maintenance | 1
1017230 | Closed-Circuit Television (CCTV) | C (Poor): Asset is operational but major repair or replacement will be needed. | Category 2 (Necessary): Essential work required to prevent the deterioration of an asset. | 15 | 2020-02-15 | 4.1916 | 44.4111 | x | 5 | 5. Severe | 11645 | Reactive Maintenance | 1
1017231 | Emergency Lighting - Self Contained | C (Poor): Asset is operational but major repair or replacement will be needed. | Category 2 (Necessary): Essential work required to prevent the deterioration of an asset. | 25 | 2018-03-15 | 6.1136 | 45.1091 | x | 5 | 4. Significant | 11645 | Reactive Maintenance | 3
1017232 | Emergency Lighting - Self Contained | C (Poor): Asset is operational but major repair or replacement will be needed. | Category 2 (Necessary): Essential work required to prevent the deterioration of an asset. | 25 | 2005-04-07 | 19.05 | 34.76 | x | 5 | 4. Significant | 11645 | Reactive Maintenance | 3
1017233 | Emergency Lighting - Self Contained | C (Poor): Asset is operational but major repair or replacement will be needed. | Category 2 (Necessary): Essential work required to prevent the deterioration of an asset. | 25 | 2012-03-12 | 12.1205 | 40.3036 | x | 5 | 4. Significant | 11645 | Reactive Maintenance | 3
1017234 | Emergency Lighting - Self Contained | C (Poor): Asset is operational but major repair or replacement will be needed. | Category 2 (Necessary): Essential work required to prevent the deterioration of an asset. | 25 | 2014-07-04 | 9.8097 | 42.1522 | x | 5 | 4. Significant | 11645 | Reactive Maintenance | 3
1017235 | Emergency Lighting - Self Contained | C (Poor): Asset is operational but major repair or replacement will be needed. | Category 2 (Necessary): Essential work required to prevent the deterioration of an asset. | 25 | 2015-07-21 | 8.7639 | 42.9889 | x | 5 | 4. Significant | 11645 | Reactive Maintenance | 3
1017236 | Emergency Lighting - Self Contained | C (Poor): Asset is operational but major repair or replacement will be needed. | Category 2 (Necessary): Essential work required to prevent the deterioration of an asset. | 25 | 2010-05-27 | 13.9138 | 38.869 | x | 5 | 4. Significant | 11645 | Reactive Maintenance | 3
1017237 | Emergency Lighting - Self Contained | C (Poor): Asset is operational but major repair or replacement will be needed. | Category 2 (Necessary): Essential work required to prevent the deterioration of an asset. | 25 | 2012-04-04 | 12.0575 | 40.354 | x | 5 | 4. Significant | 11645 | Reactive Maintenance | 3
1017238 | Emergency Lighting - Self Contained | C (Poor): Asset is operational but major repair or replacement will be needed. | Category 2 (Necessary): Essential work required to prevent the deterioration of an asset. | 25 | 2022-07-08 | 1.7988 | 48.561 | x | 5 | 4. Significant | 11645 | Reactive Maintenance | 3
1017239 | Emergency Lighting - Self Contained | C (Poor): Asset is operational but major repair or replacement will be needed. | Category 2 (Necessary): Essential work required to prevent the deterioration of an asset. | 25 | 2009-07-06 | 14.8036 | 38.1572 | x | 5 | 4. Significant | 11645 | Reactive Maintenance | 3
1017240 | Emergency Lighting - Self Contained | C (Poor): Asset is operational but major repair or replacement will be needed. | Category 2 (Necessary): Essential work required to prevent the deterioration of an asset. | 25 | 1999-04-28 | 24.9938 | 30.0049 | x | 5 | 4. Significant | 11645 | Reactive Maintenance | 3
1017241 | Emergency Lighting - Self Contained | C (Poor): Asset is operational but major repair or replacement will be needed. | Category 2 (Necessary): Essential work required to prevent the deterioration of an asset. | 25 | 2018-03-24 | 6.089 | 45.1288 | x | 5 | 4. Significant | 11645 | Reactive Maintenance | 3
1017242 | Emergency Lighting - Self Contained | C (Poor): Asset is operational but major repair or replacement will be needed. | Category 2 (Necessary): Essential work required to prevent the deterioration of an asset. | 25 | 2013-08-15 | 10.694 | 41.4448 | x | 5 | 4. Significant | 11645 | Reactive Maintenance | 3
1017243 | Emergency Lighting - Self Contained | C (Poor): Asset is operational but major repair or replacement will be needed. | Category 2 (Necessary): Essential work required to prevent the deterioration of an asset. | 25 | 2016-02-16 | 8.1889 | 43.4489 | x | 5 | 4. Significant | 11645 | Reactive Maintenance | 3
1017244 | Emergency Lighting - Self Contained | C (Poor): Asset is operational but major repair or replacement will be needed. | Category 2 (Necessary): Essential work required to prevent the deterioration of an asset. | 25 | 2014-10-21 | 9.5113 | 42.391 | x | 5 | 4. Significant | 11645 | Reactive Maintenance | 3
1017247 | Fire Doors | C (Poor): Asset is operational but major repair or replacement will be needed. | Category 2 (Necessary): Essential work required to prevent the deterioration of an asset. | 20 | 2015-12-17 | 8.3559 | 41.6441 | x | 5 | 3. Moderate | 11645 | Reactive Maintenance | 7
1017248 | Fire Doors | C (Poor): Asset is operational but major repair or replacement will be needed. | Category 2 (Necessary): Essential work required to prevent the deterioration of an asset. | 20 | 2006-12-07 | 17.3826 | 32.6174 | x | 5 | 3. Moderate | 11645 | Reactive Maintenance | 7
1017249 | Fire Doors | C (Poor): Asset is operational but major repair or replacement will be needed. | Category 2 (Necessary): Essential work required to prevent the deterioration of an asset. | 20 | 2004-02-13 | 20.1971 | 29.8029 | x | 5 | 3. Moderate | 11645 | Reactive Maintenance | 7
1017250 | Fire Doors | C (Poor): Asset is operational but major repair or replacement will be needed. | Category 2 (Necessary): Essential work required to prevent the deterioration of an asset. | 20 | 2019-03-04 | 5.1444 | 44.8556 | x | 5 | 3. Moderate | 11645 | Reactive Maintenance | 7
1017251 | Fire Doors | C (Poor): Asset is operational but major repair or replacement will be needed. | Category 2 (Necessary): Essential work required to prevent the deterioration of an asset. | 20 | 2012-05-02 | 11.9808 | 38.0192 | x | 5 | 3. Moderate | 11645 | Reactive Maintenance | 7
1017254 | Pipework for Low Pressure Natural Gas, Liquefied Petroleum Gas (LPG) or Oil | C (Poor): Asset is operational but major repair or replacement will be needed. | Category 2 (Necessary): Essential work required to prevent the deterioration of an asset. | 50 | 2021-06-14 | 2.8638 | 48.8545 | x | 5 | 5. Severe | 11645 | Reactive Maintenance | 1
1017269 | Hand Dryer | C (Poor): Asset is operational but major repair or replacement will be needed. | Category 2 (Necessary): Essential work required to prevent the deterioration of an asset. | 5 | 2021-03-20 | 3.0992 | 37.603 | x | 5 | 2. Minor | 11645 | Reactive Maintenance | 14
1017270 | Pipework Systems - General | C (Poor): Asset is operational but major repair or replacement will be needed. | Category 2 (Necessary): Essential work required to prevent the deterioration of an asset. | 20 | 2024-01-17 | 0.27105 | 49.729 | x | 5 | 4. Significant | 11645 | Reactive Maintenance | 3
1017271 | Pipework Systems - General | C (Poor): Asset is operational but major repair or replacement will be needed. | Category 2 (Necessary): Essential work required to prevent the deterioration of an asset. | 20 | 2011-05-24 | 12.9227 | 37.0773 | x | 5 | 4. Significant | 11645 | Reactive Maintenance | 3
1017272 | Pipework Systems - General | C (Poor): Asset is operational but major repair or replacement will be needed. | Category 2 (Necessary): Essential work required to prevent the deterioration of an asset. | 20 | 2013-06-24 | 10.8364 | 39.1636 | x | 5 | 4. Significant | 11645 | Reactive Maintenance | 3
1017273 | Pipework Systems - General | C (Poor): Asset is operational but major repair or replacement will be needed. | Category 2 (Necessary): Essential work required to prevent the deterioration of an asset. | 20 | 2008-07-12 | 15.7864 | 34.2136 | x | 5 | 4. Significant | 11645 | Reactive Maintenance | 3
1017274 | Pipework Systems - General | C (Poor): Asset is operational but major repair or replacement will be needed. | Category 2 (Necessary): Essential work required to prevent the deterioration of an asset. | 35 | 2008-04-01 | 16.0657 | 40.8196 | x | 5 | 4. Significant | 11645 | Reactive Maintenance | 3
1017275 | Pipework Systems - General | C (Poor): Asset is operational but major repair or replacement will be needed. | Category 2 (Necessary): Essential work required to prevent the deterioration of an asset. | 35 | 2015-11-03 | 8.4764 | 45.1564 | x | 5 | 4. Significant | 11645 | Reactive Maintenance | 3
1017276 | Pipework Systems - General | C (Poor): Asset is operational but major repair or replacement will be needed. | Category 2 (Necessary): Essential work required to prevent the deterioration of an asset. | 45 | 2022-12-29 | 1.3224 | 49.4123 | x | 5 | 4. Significant | 11645 | Reactive Maintenance | 3
1017277 | Pipework Systems - General | C (Poor): Asset is operational but major repair or replacement will be needed. | Category 2 (Necessary): Essential work required to prevent the deterioration of an asset. | 20 | 2004-08-21 | 19.6769 | 30.3231 | x | 5 | 4. Significant | 11645 | Reactive Maintenance | 3
1017278 | Pipework Systems - General | C (Poor): Asset is operational but major repair or replacement will be needed. | Category 2 (Necessary): Essential work required to prevent the deterioration of an asset. | 20 | 2015-02-08 | 9.2101 | 40.7899 | x | 5 | 4. Significant | 11645 | Reactive Maintenance | 3
1017279 | Pipework Systems - General | C (Poor): Asset is operational but major repair or replacement will be needed. | Category 2 (Necessary): Essential work required to prevent the deterioration of an asset. | 35 | 2002-01-14 | 22.2779 | 37.2698 | x | 5 | 4. Significant | 11645 | Reactive Maintenance | 3
1017280 | Intruder Alarms | C (Poor): Asset is operational but major repair or replacement will be needed. | Category 2 (Necessary): Essential work required to prevent the deterioration of an asset. | 15 | 2017-11-24 | 6.4175 | 41.4433 | x | 5 | 5. Severe | 11645 | Reactive Maintenance | 1
1017281 | Electrical Installation - Generally | C (Poor): Asset is operational but major repair or replacement will be needed. | Category 2 (Necessary): Essential work required to prevent the deterioration of an asset. | 35 | 2003-07-16 | 20.7775 | 38.1271 | x | 5 | 4. Significant | 11645 | Reactive Maintenance | 3
1017282 | Electrical Installation - Generally | C (Poor): Asset is operational but major repair or replacement will be needed. | Category 2 (Necessary): Essential work required to prevent the deterioration of an asset. | 35 | 2021-10-30 | 2.486 | 48.5794 | x | 5 | 4. Significant | 11645 | Reactive Maintenance | 3
1017283 | Electrical Installation - Generally | C (Poor): Asset is operational but major repair or replacement will be needed. | Category 2 (Necessary): Essential work required to prevent the deterioration of an asset. | 35 | 2012-12-08 | 11.3785 | 43.498 | x | 5 | 4. Significant | 11645 | Reactive Maintenance | 3
1017285 | Fire Extinguishers - Foam (Stored Pressure) | C (Poor): Asset is operational but major repair or replacement will be needed. | Category 2 (Necessary): Essential work required to prevent the deterioration of an asset. | 15 | 2013-09-27 | 10.5763 | 35.8982 | x | 5 | 5. Severe | 11645 | Reactive Maintenance | 1
1017287 | Roof Coverings and Flashings | C (Poor): Asset is operational but major repair or replacement will be needed. | Category 2 (Necessary): Essential work required to prevent the deterioration of an asset. | 40 | 2011-09-07 | 12.6324 | 43.6838 | x | 5 | 4. Significant | 11645 | Reactive Maintenance | 3
1017296 | Showers | C (Poor): Asset is operational but major repair or replacement will be needed. | Category 2 (Necessary): Essential work required to prevent the deterioration of an asset. | 5 | 2021-10-21 | 2.5106 | 39.9576 | x | 5 | 3. Moderate | 11645 | Reactive Maintenance | 7
1017297 | Showers | C (Poor): Asset is operational but major repair or replacement will be needed. | Category 2 (Necessary): Essential work required to prevent the deterioration of an asset. | 5 | 2020-05-31 | 3.9014 | 34.3943 | x | 5 | 3. Moderate | 11645 | Reactive Maintenance | 7
1017298 | Fans - Window or Wall Mounted | B (Average): Asset is sound, operationally safe and exhibits only minor deterioration. | Category 2 (Necessary): Essential work required to prevent the deterioration of an asset. | 15 | 2017-06-02 | 6.8966 | 54.8045 | x | 5 | 2. Minor | 11645 | Reactive Maintenance | 14
1017301 | Toilet and Shower Areas | C (Poor): Asset is operational but major repair or replacement will be needed. | Category 2 (Necessary): Essential work required to prevent the deterioration of an asset. | 25 | 2020-12-03 | 3.3922 | 47.2862 | x | 5 | 3. Moderate | 11645 | Reactive Maintenance | 7
1017305 | Refrigerant Distribution System | C (Poor): Asset is operational but major repair or replacement will be needed. | Category 2 (Necessary): Essential work required to prevent the deterioration of an asset. | 30 | 2007-05-23 | 16.9254 | 46.7164 | x | 1 | 4. Significant | 11952 | Reactive Maintenance | 3
1017306 | Refrigerant Distribution System | C (Poor): Asset is operational but major repair or replacement will be needed. | Category 2 (Necessary): Essential work required to prevent the deterioration of an asset. | 30 | 2022-11-13 | 1.4483 | 57.0345 | x | 1 | 4. Significant | 11952 | Reactive Maintenance | 3
1017307 | Refrigerant Distribution System | C (Poor): Asset is operational but major repair or replacement will be needed. | Category 2 (Necessary): Essential work required to prevent the deterioration of an asset. | 30 | 2019-06-28 | 4.8268 | 54.7821 | x | 1 | 4. Significant | 11952 | Reactive Maintenance | 3
1017308 | Refrigerant Distribution System | C (Poor): Asset is operational but major repair or replacement will be needed. | Category 2 (Necessary): Essential work required to prevent the deterioration of an asset. | 30 | 1999-04-25 | 25.0021 | 41.332 | x | 1 | 4. Significant | 11952 | Reactive Maintenance | 3
1017312 | Outstations | C (Poor): Asset is operational but major repair or replacement will be needed. | Category 2 (Necessary): Essential work required to prevent the deterioration of an asset. | 10 | 2015-07-04 | 8.8104 | 40.3792 | x | 1 | 4. Significant | 11952 | Reactive Maintenance | 3
1017318 | Catering Equipment | C (Poor): Asset is operational but major repair or replacement will be needed. | Category 2 (Necessary): Essential work required to prevent the deterioration of an asset. | 15 | 2023-07-15 | 0.78029 | 56.9596 | x | 1 | 2. Minor | 11952 | Reactive Maintenance | 14
1017319 | Closed-Circuit Television (CCTV) | C (Poor): Asset is operational but major repair or replacement will be needed. | Category 2 (Necessary): Essential work required to prevent the deterioration of an asset. | 15 | 2015-08-01 | 8.7337 | 46.355 | x | 1 | 5. Severe | 11952 | Reactive Maintenance | 1
1017320 | Closed-Circuit Television (CCTV) | C (Poor): Asset is operational but major repair or replacement will be needed. | Category 2 (Necessary): Essential work required to prevent the deterioration of an asset. | 15 | 2010-12-10 | 13.3744 | 40.1675 | x | 1 | 5. Severe | 11952 | Reactive Maintenance | 1
1017321 | Pneumatic Tube Systems | C (Poor): Asset is operational but major repair or replacement will be needed. | Category 2 (Necessary): Essential work required to prevent the deterioration of an asset. | 20 | 2014-02-06 | 10.2149 | 47.7851 | x | 1 | 4. Significant | 11952 | Reactive Maintenance | 3
1017322 | Emergency Lighting - Self Contained | C (Poor): Asset is operational but major repair or replacement will be needed. | Category 2 (Necessary): Essential work required to prevent the deterioration of an asset. | 25 | 2008-02-23 | 16.1697 | 45.0642 | x | 1 | 4. Significant | 11952 | Reactive Maintenance | 3
1017323 | Emergency Lighting - Self Contained | C (Poor): Asset is operational but major repair or replacement will be needed. | Category 2 (Necessary): Essential work required to prevent the deterioration of an asset. | 25 | 2019-12-08 | 4.3806 | 54.4956 | x | 1 | 4. Significant | 11952 | Reactive Maintenance | 3
1017324 | Emergency Lighting - Self Contained | C (Poor): Asset is operational but major repair or replacement will be needed. | Category 2 (Necessary): Essential work required to prevent the deterioration of an asset. | 25 | 2005-04-20 | 19.0144 | 42.7885 | x | 1 | 4. Significant | 11952 | Reactive Maintenance | 3
1017326 | Fire Doors | C (Poor): Asset is operational but major repair or replacement will be needed. | Category 2 (Necessary): Essential work required to prevent the deterioration of an asset. | 20 | 2016-01-17 | 8.271 | 49.729 | x | 1 | 3. Moderate | 11952 | Reactive Maintenance | 7
1017327 | Fire Doors | C (Poor): Asset is operational but major repair or replacement will be needed. | Category 2 (Necessary): Essential work required to prevent the deterioration of an asset. | 20 | 2012-05-18 | 11.937 | 46.063 | x | 1 | 3. Moderate | 11952 | Reactive Maintenance | 7
1017328 | Fire Doors | C (Poor): Asset is operational but major repair or replacement will be needed. | Category 2 (Necessary): Essential work required to prevent the deterioration of an asset. | 20 | 2017-06-30 | 6.82 | 51.18 | x | 1 | 3. Moderate | 11952 | Reactive Maintenance | 7
1017329 | Fire Doors | C (Poor): Asset is operational but major repair or replacement will be needed. | Category 2 (Necessary): Essential work required to prevent the deterioration of an asset. | 20 | 2022-07-22 | 1.7604 | 56.2396 | x | 1 | 3. Moderate | 11952 | Reactive Maintenance | 7
1017330 | Fire Doors | C (Poor): Asset is operational but major repair or replacement will be needed. | Category 2 (Necessary): Essential work required to prevent the deterioration of an asset. | 20 | 2018-08-19 | 5.6838 | 52.3162 | x | 1 | 3. Moderate | 11952 | Reactive Maintenance | 7
1017346 | Pipework for Low Pressure Natural Gas, Liquefied Petroleum Gas (LPG) or Oil | C (Poor): Asset is operational but major repair or replacement will be needed. | Category 2 (Necessary): Essential work required to prevent the deterioration of an asset. | 50 | 2011-08-01 | 12.7337 | 52.9065 | x | 1 | 5. Severe | 11952 | Reactive Maintenance | 1
1017386 | Hand Dryer | C (Poor): Asset is operational but major repair or replacement will be needed. | Category 2 (Necessary): Essential work required to prevent the deterioration of an asset. | 5 | 2020-04-08 | 4.0465 | 41.8138 | x | 1 | 2. Minor | 11952 | Reactive Maintenance | 14
1017387 | Pipework Systems - General | C (Poor): Asset is operational but major repair or replacement will be needed. | Category 2 (Necessary): Essential work required to prevent the deterioration of an asset. | 20 | 2004-11-02 | 19.4771 | 38.5229 | x | 1 | 4. Significant | 11952 | Reactive Maintenance | 3
1017388 | Pipework Systems - General | C (Poor): Asset is operational but major repair or replacement will be needed. | Category 2 (Necessary): Essential work required to prevent the deterioration of an asset. | 20 | 2022-06-15 | 1.8617 | 56.1383 | x | 1 | 4. Significant | 11952 | Reactive Maintenance | 3
1017389 | Pipework Systems - General | C (Poor): Asset is operational but major repair or replacement will be needed. | Category 2 (Necessary): Essential work required to prevent the deterioration of an asset. | 35 | 2003-12-13 | 20.3669 | 46.3618 | x | 1 | 4. Significant | 11952 | Reactive Maintenance | 3
1017390 | Pipework Systems - General | C (Poor): Asset is operational but major repair or replacement will be needed. | Category 2 (Necessary): Essential work required to prevent the deterioration of an asset. | 45 | 2021-03-24 | 3.0883 | 56.6274 | x | 1 | 4. Significant | 11952 | Reactive Maintenance | 3
1017391 | Pipework Systems - General | C (Poor): Asset is operational but major repair or replacement will be needed. | Category 2 (Necessary): Essential work required to prevent the deterioration of an asset. | 45 | 2015-02-22 | 9.1718 | 53.9236 | x | 1 | 4. Significant | 11952 | Reactive Maintenance | 3
1017392 | Pipework Systems - General | C (Poor): Asset is operational but major repair or replacement will be needed. | Category 2 (Necessary): Essential work required to prevent the deterioration of an asset. | 45 | 2018-12-01 | 5.399 | 55.6004 | x | 1 | 4. Significant | 11952 | Reactive Maintenance | 3
1017393 | Pipework Systems - General | C (Poor): Asset is operational but major repair or replacement will be needed. | Category 2 (Necessary): Essential work required to prevent the deterioration of an asset. | 20 | 2016-07-20 | 7.7645 | 50.2355 | x | 1 | 4. Significant | 11952 | Reactive Maintenance | 3
1017394 | Pipework Systems - General | C (Poor): Asset is operational but major repair or replacement will be needed. | Category 2 (Necessary): Essential work required to prevent the deterioration of an asset. | 20 | 2022-03-23 | 2.0917 | 55.9083 | x | 1 | 4. Significant | 11952 | Reactive Maintenance | 3
1017395 | Pipework Systems - General | C (Poor): Asset is operational but major repair or replacement will be needed. | Category 2 (Necessary): Essential work required to prevent the deterioration of an asset. | 20 | 2023-04-12 | 1.0376 | 56.9624 | x | 1 | 4. Significant | 11952 | Reactive Maintenance | 3
1017396 | Pipework Systems - General | C (Poor): Asset is operational but major repair or replacement will be needed. | Category 2 (Necessary): Essential work required to prevent the deterioration of an asset. | 45 | 2013-03-04 | 11.1431 | 53.0475 | x | 1 | 4. Significant | 11952 | Reactive Maintenance | 3
1017397 | Pipework Systems - General | C (Poor): Asset is operational but major repair or replacement will be needed. | Category 2 (Necessary): Essential work required to prevent the deterioration of an asset. | 45 | 1994-12-29 | 29.3224 | 44.9678 | x | 1 | 4. Significant | 11952 | Reactive Maintenance | 3
1017398 | Pipework Systems - General | C (Poor): Asset is operational but major repair or replacement will be needed. | Category 2 (Necessary): Essential work required to prevent the deterioration of an asset. | 45 | 1994-12-15 | 29.3607 | 44.9508 | x | 1 | 4. Significant | 11952 | Reactive Maintenance | 3
1017403 | Electrical Installation - Generally | C (Poor): Asset is operational but major repair or replacement will be needed. | Category 2 (Necessary): Essential work required to prevent the deterioration of an asset. | 35 | 2000-08-29 | 23.655 | 44.4828 | x | 1 | 4. Significant | 11952 | Reactive Maintenance | 3
1017404 | Electrical Installation - Generally | C (Poor): Asset is operational but major repair or replacement will be needed. | Category 2 (Necessary): Essential work required to prevent the deterioration of an asset. | 35 | 2019-12-10 | 4.3751 | 55.5 | x | 1 | 4. Significant | 11952 | Reactive Maintenance | 3
1017405 | Electrical Installation - Generally | C (Poor): Asset is operational but major repair or replacement will be needed. | Category 2 (Necessary): Essential work required to prevent the deterioration of an asset. | 35 | 2020-11-24 | 3.4168 | 56.0475 | x | 1 | 4. Significant | 11952 | Reactive Maintenance | 3
1017406 | Electrical Installation - Generally | C (Poor): Asset is operational but major repair or replacement will be needed. | Category 2 (Necessary): Essential work required to prevent the deterioration of an asset. | 35 | 2012-12-15 | 11.3593 | 51.5089 | x | 1 | 4. Significant | 11952 | Reactive Maintenance | 3
1017407 | Electrical Installation - Generally | C (Poor): Asset is operational but major repair or replacement will be needed. | Category 2 (Necessary): Essential work required to prevent the deterioration of an asset. | 35 | 2023-12-02 | 0.39699 | 57.7731 | x | 1 | 4. Significant | 11952 | Reactive Maintenance | 3
1017408 | Electrical Installation - Generally | C (Poor): Asset is operational but major repair or replacement will be needed. | Category 2 (Necessary): Essential work required to prevent the deterioration of an asset. | 35 | 2017-05-13 | 6.9514 | 54.0278 | x | 1 | 4. Significant | 11952 | Reactive Maintenance | 3
1017409 | Electrical Installation - Generally | C (Poor): Asset is operational but major repair or replacement will be needed. | Category 2 (Necessary): Essential work required to prevent the deterioration of an asset. | 35 | 2009-06-23 | 14.8392 | 49.5205 | x | 1 | 4. Significant | 11952 | Reactive Maintenance | 3
1017410 | Medical gas pipework, manifolds, outlets & accessories | D (Very Poor): Asset runs a serious risk of imminent breakdown or poses a health and safety risk. | Category 1 (Urgent): Critical work required to address serious health and safety issues and correct any breach of legislation. | 20 | 2022-04-02 | 2.0643 | 41.9357 | x | 1 | 4. Significant | 11952 | Reactive Maintenance | 3
1017412 | Fire Extinguishers - Foam (Stored Pressure) | C (Poor): Asset is operational but major repair or replacement will be needed. | Category 2 (Necessary): Essential work required to prevent the deterioration of an asset. | 15 | 2021-12-05 | 2.3874 | 54.8168 | x | 1 | 5. Severe | 11952 | Reactive Maintenance | 1
1017414 | Roof Coverings and Flashings | C (Poor): Asset is operational but major repair or replacement will be needed. | Category 2 (Necessary): Essential work required to prevent the deterioration of an asset. | 40 | 1999-05-20 | 24.9336 | 45.5332 | x | 1 | 4. Significant | 11952 | Reactive Maintenance | 3
1017427 | Showers | C (Poor): Asset is operational but major repair or replacement will be needed. | Category 2 (Necessary): Essential work required to prevent the deterioration of an asset. | 5 | 2023-11-17 | 0.43806 | 56.2478 | x | 1 | 3. Moderate | 11952 | Reactive Maintenance | 7
1017428 | Fans - Window or Wall Mounted | C (Poor): Asset is operational but major repair or replacement will be needed. | Category 2 (Necessary): Essential work required to prevent the deterioration of an asset. | 15 | 2020-08-30 | 3.6523 | 53.1303 | x | 1 | 2. Minor | 11952 | Reactive Maintenance | 14
1017431 | Toilet and Shower Areas | C (Poor): Asset is operational but major repair or replacement will be needed. | Category 2 (Necessary): Essential work required to prevent the deterioration of an asset. | 25 | 2017-12-29 | 6.3217 | 52.9426 | x | 1 | 3. Moderate | 11952 | Reactive Maintenance | 7
1017432 | Toilet and Shower Areas | C (Poor): Asset is operational but major repair or replacement will be needed. | Category 2 (Necessary): Essential work required to prevent the deterioration of an asset. | 25 | 2006-11-13 | 17.4483 | 44.0413 | x | 1 | 3. Moderate | 11952 | Reactive Maintenance | 7
1017433 | Toilet and Shower Areas | C (Poor): Asset is operational but major repair or replacement will be needed. | Category 2 (Necessary): Essential work required to prevent the deterioration of an asset. | 25 | 2005-02-04 | 19.2197 | 42.6242 | x | 1 | 3. Moderate | 11952 | Reactive Maintenance | 7
1017434 | Toilet and Shower Areas | C (Poor): Asset is operational but major repair or replacement will be needed. | Category 2 (Necessary): Essential work required to prevent the deterioration of an asset. | 25 | 2006-10-24 | 17.5031 | 43.9975 | x | 1 | 3. Moderate | 11952 | Reactive Maintenance | 7
1017435 | Toilet and Shower Areas | C (Poor): Asset is operational but major repair or replacement will be needed. | Category 2 (Necessary): Essential work required to prevent the deterioration of an asset. | 25 | 1999-02-01 | 25.2293 | 37.8166 | x | 1 | 3. Moderate | 11952 | Reactive Maintenance | 7
1017436 | Toilet and Shower Areas | C (Poor): Asset is operational but major repair or replacement will be needed. | Category 2 (Necessary): Essential work required to prevent the deterioration of an asset. | 25 | 2022-04-24 | 2.0041 | 56.3967 | x | 1 | 3. Moderate | 11952 | Reactive Maintenance | 7
1017437 | Toilet and Shower Areas | C (Poor): Asset is operational but major repair or replacement will be needed. | Category 2 (Necessary): Essential work required to prevent the deterioration of an asset. | 25 | 2007-08-10 | 16.7091 | 44.6327 | x | 1 | 3. Moderate | 11952 | Reactive Maintenance | 7
1017438 | Toilet and Shower Areas | C (Poor): Asset is operational but major repair or replacement will be needed. | Category 2 (Necessary): Essential work required to prevent the deterioration of an asset. | 25 | 2006-12-22 | 17.3415 | 44.1268 | x | 1 | 3. Moderate | 11952 | Reactive Maintenance | 7
1017439 | Toilet and Shower Areas | C (Poor): Asset is operational but major repair or replacement will be needed. | Category 2 (Necessary): Essential work required to prevent the deterioration of an asset. | 25 | 2002-12-08 | 21.3799 | 40.8961 | x | 1 | 3. Moderate | 11952 | Reactive Maintenance | 7
1017440 | Toilet and Shower Areas | C (Poor): Asset is operational but major repair or replacement will be needed. | Category 2 (Necessary): Essential work required to prevent the deterioration of an asset. | 25 | 2005-05-20 | 18.9322 | 42.8542 | x | 1 | 3. Moderate | 11952 | Reactive Maintenance | 7
1017441 | Toilet and Shower Areas | C (Poor): Asset is operational but major repair or replacement will be needed. | Category 2 (Necessary): Essential work required to prevent the deterioration of an asset. | 25 | 2006-02-12 | 18.1985 | 43.4412 | x | 1 | 3. Moderate | 11952 | Reactive Maintenance | 7
1017442 | Toilet and Shower Areas | C (Poor): Asset is operational but major repair or replacement will be needed. | Category 2 (Necessary): Essential work required to prevent the deterioration of an asset. | 25 | 2001-07-03 | 22.8118 | 39.7506 | x | 1 | 3. Moderate | 11952 | Reactive Maintenance | 7
1017443 | Toilet and Shower Areas | C (Poor): Asset is operational but major repair or replacement will be needed. | Category 2 (Necessary): Essential work required to prevent the deterioration of an asset. | 25 | 2005-12-17 | 18.3546 | 43.3164 | x | 1 | 3. Moderate | 11952 | Reactive Maintenance | 7
1017444 | Toilet and Shower Areas | C (Poor): Asset is operational but major repair or replacement will be needed. | Category 2 (Necessary): Essential work required to prevent the deterioration of an asset. | 25 | 2016-01-09 | 8.293 | 51.3656 | x | 1 | 3. Moderate | 11952 | Reactive Maintenance | 7
1017445 | Toilet and Shower Areas | C (Poor): Asset is operational but major repair or replacement will be needed. | Category 2 (Necessary): Essential work required to prevent the deterioration of an asset. | 25 | 2021-07-22 | 2.7598 | 55.7922 | x | 1 | 3. Moderate | 11952 | Reactive Maintenance | 7
1017446 | Toilet and Shower Areas | C (Poor): Asset is operational but major repair or replacement will be needed. | Category 2 (Necessary): Essential work required to prevent the deterioration of an asset. | 25 | 2018-06-10 | 5.8754 | 53.2997 | x | 1 | 3. Moderate | 11952 | Reactive Maintenance | 7
1017456 | Fire Doors | C (Poor): Asset is operational but major repair or replacement will be needed. | Category 2 (Necessary): Essential work required to prevent the deterioration of an asset. | 20 | 2020-08-13 | 3.6988 | 48.3012 | x | 4 | 3. Moderate | 12350 | Reactive Maintenance | 7
1017457 | Fire Doors | C (Poor): Asset is operational but major repair or replacement will be needed. | Category 2 (Necessary): Essential work required to prevent the deterioration of an asset. | 20 | 2005-09-18 | 18.601 | 33.399 | x | 4 | 3. Moderate | 12350 | Reactive Maintenance | 7
1017458 | Fire Doors | C (Poor): Asset is operational but major repair or replacement will be needed. | Category 2 (Necessary): Essential work required to prevent the deterioration of an asset. | 20 | 2021-04-11 | 3.039 | 48.961 | x | 4 | 3. Moderate | 12350 | Reactive Maintenance | 7
1017462 | Electrical Installation - Generally | C (Poor): Asset is operational but major repair or replacement will be needed. | Category 2 (Necessary): Essential work required to prevent the deterioration of an asset. | 35 | 2001-01-09 | 23.2909 | 38.6909 | x | 4 | 4. Significant | 12350 | Reactive Maintenance | 3
1017463 | Electrical Installation - Generally | C (Poor): Asset is operational but major repair or replacement will be needed. | Category 2 (Necessary): Essential work required to prevent the deterioration of an asset. | 35 | 2003-08-22 | 20.6762 | 40.185 | x | 4 | 4. Significant | 12350 | Reactive Maintenance | 3
1017464 | Electrical Installation - Generally | C (Poor): Asset is operational but major repair or replacement will be needed. | Category 2 (Necessary): Essential work required to prevent the deterioration of an asset. | 35 | 1996-06-05 | 27.8877 | 36.0641 | x | 4 | 4. Significant | 12350 | Reactive Maintenance | 3
1017465 | Electrical Installation - Generally | C (Poor): Asset is operational but major repair or replacement will be needed. | Category 2 (Necessary): Essential work required to prevent the deterioration of an asset. | 35 | 2008-05-19 | 15.9343 | 42.8947 | x | 4 | 4. Significant | 12350 | Reactive Maintenance | 3
1017467 | Roof Coverings and Flashings | C (Poor): Asset is operational but major repair or replacement will be needed. | Category 2 (Necessary): Essential work required to prevent the deterioration of an asset. | 40 | 1994-01-23 | 30.2533 | 36.8734 | x | 4 | 4. Significant | 12350 | Reactive Maintenance | 3
1017471 | Refrigerant Distribution System | C (Poor): Asset is operational but major repair or replacement will be needed. | Category 2 (Necessary): Essential work required to prevent the deterioration of an asset. | 30 | 2014-01-23 | 10.2533 | 45.1645 | x | 4 | 4. Significant | 12350 | Reactive Maintenance | 3
1017473 | Outstations | C (Poor): Asset is operational but major repair or replacement will be needed. | Category 2 (Necessary): Essential work required to prevent the deterioration of an asset. | 10 | 2021-01-05 | 3.3018 | 45.3963 | x | 4 | 4. Significant | 12350 | Reactive Maintenance | 3
1017479 | Closed-Circuit Television (CCTV) | C (Poor): Asset is operational but major repair or replacement will be needed. | Category 2 (Necessary): Essential work required to prevent the deterioration of an asset. | 15 | 2020-09-19 | 3.5975 | 47.2033 | x | 4 | 5. Severe | 12350 | Reactive Maintenance | 1
1017480 | Emergency Lighting - Self Contained | C (Poor): Asset is operational but major repair or replacement will be needed. | Category 2 (Necessary): Essential work required to prevent the deterioration of an asset. | 25 | 2018-05-24 | 5.922 | 47.2624 | x | 4 | 4. Significant | 12350 | Reactive Maintenance | 3
1017481 | Emergency Lighting - Self Contained | C (Poor): Asset is operational but major repair or replacement will be needed. | Category 2 (Necessary): Essential work required to prevent the deterioration of an asset. | 25 | 2019-08-03 | 4.7283 | 48.2174 | x | 4 | 4. Significant | 12350 | Reactive Maintenance | 3
1017482 | Emergency Lighting - Self Contained | C (Poor): Asset is operational but major repair or replacement will be needed. | Category 2 (Necessary): Essential work required to prevent the deterioration of an asset. | 25 | 2008-05-27 | 15.9124 | 39.2701 | x | 4 | 4. Significant | 12350 | Reactive Maintenance | 3
1017483 | Emergency Lighting - Self Contained | C (Poor): Asset is operational but major repair or replacement will be needed. | Category 2 (Necessary): Essential work required to prevent the deterioration of an asset. | 25 | 2022-05-26 | 1.9165 | 50.4668 | x | 4 | 4. Significant | 12350 | Reactive Maintenance | 3
1017484 | Emergency Lighting - Self Contained | C (Poor): Asset is operational but major repair or replacement will be needed. | Category 2 (Necessary): Essential work required to prevent the deterioration of an asset. | 25 | 2022-08-28 | 1.6591 | 50.6727 | x | 4 | 4. Significant | 12350 | Reactive Maintenance | 3
1017485 | Emergency Lighting - Self Contained | C (Poor): Asset is operational but major repair or replacement will be needed. | Category 2 (Necessary): Essential work required to prevent the deterioration of an asset. | 25 | 2010-04-29 | 13.9904 | 40.8077 | x | 4 | 4. Significant | 12350 | Reactive Maintenance | 3
1017486 | Emergency Lighting - Self Contained | C (Poor): Asset is operational but major repair or replacement will be needed. | Category 2 (Necessary): Essential work required to prevent the deterioration of an asset. | 25 | 1999-12-06 | 24.386 | 32.4912 | x | 4 | 4. Significant | 12350 | Reactive Maintenance | 3
1017487 | Emergency Lighting - Self Contained | C (Poor): Asset is operational but major repair or replacement will be needed. | Category 2 (Necessary): Essential work required to prevent the deterioration of an asset. | 25 | 2023-05-09 | 0.96372 | 51.229 | x | 4 | 4. Significant | 12350 | Reactive Maintenance | 3
1017488 | Emergency Lighting - Self Contained | C (Poor): Asset is operational but major repair or replacement will be needed. | Category 2 (Necessary): Essential work required to prevent the deterioration of an asset. | 25 | 1999-11-25 | 24.4162 | 32.4671 | x | 4 | 4. Significant | 12350 | Reactive Maintenance | 3
1017489 | Emergency Lighting - Self Contained | C (Poor): Asset is operational but major repair or replacement will be needed. | Category 2 (Necessary): Essential work required to prevent the deterioration of an asset. | 25 | 2000-12-26 | 23.3292 | 33.3366 | x | 4 | 4. Significant | 12350 | Reactive Maintenance | 3
1017494 | Pipework for Low Pressure Natural Gas, Liquefied Petroleum Gas (LPG) or Oil | C (Poor): Asset is operational but major repair or replacement will be needed. | Category 2 (Necessary): Essential work required to prevent the deterioration of an asset. | 50 | 2010-03-28 | 14.078 | 46.3688 | x | 4 | 5. Severe | 12350 | Reactive Maintenance | 1
1017496 | Hand Dryer | C (Poor): Asset is operational but major repair or replacement will be needed. | Category 2 (Necessary): Essential work required to prevent the deterioration of an asset. | 5 | 2020-09-30 | 3.5674 | 37.7303 | x | 4 | 2. Minor | 12350 | Reactive Maintenance | 14
1017498 | Pipework Systems - General | C (Poor): Asset is operational but major repair or replacement will be needed. | Category 2 (Necessary): Essential work required to prevent the deterioration of an asset. | 45 | 2022-09-18 | 1.6016 | 51.2882 | x | 4 | 4. Significant | 12350 | Reactive Maintenance | 3
1017499 | Lightning Conductor and Earth | C (Poor): Asset is operational but major repair or replacement will be needed. | Category 2 (Necessary): Essential work required to prevent the deterioration of an asset. | 30 | 2002-03-29 | 22.0753 | 37.2831 | x | 4 | 4. Significant | 12350 | Reactive Maintenance | 3
1017501 | Fire Extinguishers - Foam (Stored Pressure) | C (Poor): Asset is operational but major repair or replacement will be needed. | Category 2 (Necessary): Essential work required to prevent the deterioration of an asset. | 15 | 2022-11-02 | 1.4784 | 50.0287 | x | 4 | 5. Severe | 12350 | Reactive Maintenance | 1
1017506 | Showers | C (Poor): Asset is operational but major repair or replacement will be needed. | Category 2 (Necessary): Essential work required to prevent the deterioration of an asset. | 5 | 2024-01-28 | 0.24093 | 51.0363 | x | 4 | 3. Moderate | 12350 | Reactive Maintenance | 7
1017507 | Fans - Window or Wall Mounted | C (Poor): Asset is operational but major repair or replacement will be needed. | Category 2 (Necessary): Essential work required to prevent the deterioration of an asset. | 15 | 2015-12-17 | 8.3559 | 40.8588 | x | 4 | 2. Minor | 12350 | Reactive Maintenance | 14
1017510 | Toilet and Shower Areas | C (Poor): Asset is operational but major repair or replacement will be needed. | Category 2 (Necessary): Essential work required to prevent the deterioration of an asset. | 25 | 2003-07-09 | 20.7967 | 35.3626 | x | 4 | 3. Moderate | 12350 | Reactive Maintenance | 7
1017511 | Toilet and Shower Areas | C (Poor): Asset is operational but major repair or replacement will be needed. | Category 2 (Necessary): Essential work required to prevent the deterioration of an asset. | 25 | 2008-11-05 | 15.4689 | 39.6249 | x | 4 | 3. Moderate | 12350 | Reactive Maintenance | 7
1017512 | Toilet and Shower Areas | C (Poor): Asset is operational but major repair or replacement will be needed. | Category 2 (Necessary): Essential work required to prevent the deterioration of an asset. | 25 | 2004-07-03 | 19.8111 | 36.1511 | x | 4 | 3. Moderate | 12350 | Reactive Maintenance | 7
1017513 | Toilet and Shower Areas | C (Poor): Asset is operational but major repair or replacement will be needed. | Category 2 (Necessary): Essential work required to prevent the deterioration of an asset. | 25 | 2004-02-25 | 20.1643 | 35.8686 | x | 4 | 3. Moderate | 12350 | Reactive Maintenance | 7
1017514 | Toilet and Shower Areas | C (Poor): Asset is operational but major repair or replacement will be needed. | Category 2 (Necessary): Essential work required to prevent the deterioration of an asset. | 25 | 1999-08-17 | 24.6899 | 32.248 | x | 4 | 3. Moderate | 12350 | Reactive Maintenance | 7
1017515 | Toilet and Shower Areas | C (Poor): Asset is operational but major repair or replacement will be needed. | Category 2 (Necessary): Essential work required to prevent the deterioration of an asset. | 25 | 2017-01-14 | 7.2772 | 46.1782 | x | 4 | 3. Moderate | 12350 | Reactive Maintenance | 7
1017516 | Toilet and Shower Areas | C (Poor): Asset is operational but major repair or replacement will be needed. | Category 2 (Necessary): Essential work required to prevent the deterioration of an asset. | 25 | 2007-08-29 | 16.6571 | 38.6743 | x | 4 | 3. Moderate | 12350 | Reactive Maintenance | 7
1017517 | Toilet and Shower Areas | C (Poor): Asset is operational but major repair or replacement will be needed. | Category 2 (Necessary): Essential work required to prevent the deterioration of an asset. | 25 | 2021-02-26 | 3.1595 | 49.4724 | x | 4 | 3. Moderate | 12350 | Reactive Maintenance | 7
1017518 | Refrigerant Distribution System | C (Poor): Asset is operational but major repair or replacement will be needed. | Category 2 (Necessary): Essential work required to prevent the deterioration of an asset. | 30 | 1997-09-20 | 26.5955 | 36.2697 | x | 3 | 4. Significant | 10022 | Reactive Maintenance | 3
1017521 | Access Control | C (Poor): Asset is operational but major repair or replacement will be needed. | Category 2 (Necessary): Essential work required to prevent the deterioration of an asset. | 15 | 2011-02-11 | 13.2019 | 36.3974 | x | 3 | 4. Significant | 10022 | Reactive Maintenance | 3
1017522 | Access Control | C (Poor): Asset is operational but major repair or replacement will be needed. | Category 2 (Necessary): Essential work required to prevent the deterioration of an asset. | 15 | 2023-07-22 | 0.76112 | 52.9852 | x | 3 | 4. Significant | 10022 | Reactive Maintenance | 3
1017530 | Outstations | C (Poor): Asset is operational but major repair or replacement will be needed. | Category 2 (Necessary): Essential work required to prevent the deterioration of an asset. | 10 | 2018-11-25 | 5.4155 | 43.1691 | x | 3 | 4. Significant | 10022 | Reactive Maintenance | 3
1017534 | Closed-Circuit Television (CCTV) | C (Poor): Asset is operational but major repair or replacement will be needed. | Category 2 (Necessary): Essential work required to prevent the deterioration of an asset. | 15 | 2010-10-12 | 13.5359 | 35.9521 | x | 3 | 5. Severe | 10022 | Reactive Maintenance | 1
1017535 | Pneumatic Tube Systems | C (Poor): Asset is operational but major repair or replacement will be needed. | Category 2 (Necessary): Essential work required to prevent the deterioration of an asset. | 20 | 2009-01-26 | 15.2444 | 38.7556 | x | 3 | 4. Significant | 10022 | Reactive Maintenance | 3
1017536 | Emergency Lighting - Self Contained | C (Poor): Asset is operational but major repair or replacement will be needed. | Category 2 (Necessary): Essential work required to prevent the deterioration of an asset. | 25 | 2007-01-18 | 17.2676 | 40.1859 | x | 3 | 4. Significant | 10022 | Reactive Maintenance | 3
1017537 | Emergency Lighting - Self Contained | C (Poor): Asset is operational but major repair or replacement will be needed. | Category 2 (Necessary): Essential work required to prevent the deterioration of an asset. | 25 | 2013-08-20 | 10.6804 | 45.4557 | x | 3 | 4. Significant | 10022 | Reactive Maintenance | 3
1017538 | Emergency Lighting - Self Contained | C (Poor): Asset is operational but major repair or replacement will be needed. | Category 2 (Necessary): Essential work required to prevent the deterioration of an asset. | 25 | 2000-08-04 | 23.7235 | 35.0212 | x | 3 | 4. Significant | 10022 | Reactive Maintenance | 3
1017539 | Emergency Lighting - Self Contained | C (Poor): Asset is operational but major repair or replacement will be needed. | Category 2 (Necessary): Essential work required to prevent the deterioration of an asset. | 25 | 2014-08-07 | 9.7166 | 46.2267 | x | 3 | 4. Significant | 10022 | Reactive Maintenance | 3
1017540 | Emergency Lighting - Self Contained | C (Poor): Asset is operational but major repair or replacement will be needed. | Category 2 (Necessary): Essential work required to prevent the deterioration of an asset. | 25 | 2009-12-09 | 14.3765 | 42.4988 | x | 3 | 4. Significant | 10022 | Reactive Maintenance | 3
1017541 | Emergency Lighting - Self Contained | C (Poor): Asset is operational but major repair or replacement will be needed. | Category 2 (Necessary): Essential work required to prevent the deterioration of an asset. | 25 | 2002-01-04 | 22.3053 | 36.1558 | x | 3 | 4. Significant | 10022 | Reactive Maintenance | 3
1017542 | Emergency Lighting - Self Contained | C (Poor): Asset is operational but major repair or replacement will be needed. | Category 2 (Necessary): Essential work required to prevent the deterioration of an asset. | 25 | 2005-07-25 | 18.7515 | 38.9988 | x | 3 | 4. Significant | 10022 | Reactive Maintenance | 3
1017543 | Emergency Lighting - Self Contained | C (Poor): Asset is operational but major repair or replacement will be needed. | Category 2 (Necessary): Essential work required to prevent the deterioration of an asset. | 25 | 2022-04-26 | 1.9986 | 52.4011 | x | 3 | 4. Significant | 10022 | Reactive Maintenance | 3
1017544 | Emergency Lighting - Self Contained | C (Poor): Asset is operational but major repair or replacement will be needed. | Category 2 (Necessary): Essential work required to prevent the deterioration of an asset. | 25 | 2004-06-22 | 19.8412 | 38.127 | x | 3 | 4. Significant | 10022 | Reactive Maintenance | 3
1017545 | Emergency Lighting - Self Contained | C (Poor): Asset is operational but major repair or replacement will be needed. | Category 2 (Necessary): Essential work required to prevent the deterioration of an asset. | 25 | 2000-10-10 | 23.54 | 35.168 | x | 3 | 4. Significant | 10022 | Reactive Maintenance | 3
1017546 | Emergency Lighting - Self Contained | C (Poor): Asset is operational but major repair or replacement will be needed. | Category 2 (Necessary): Essential work required to prevent the deterioration of an asset. | 25 | 2017-12-24 | 6.3354 | 48.9317 | x | 3 | 4. Significant | 10022 | Reactive Maintenance | 3
1017547 | Emergency Lighting - Self Contained | C (Poor): Asset is operational but major repair or replacement will be needed. | Category 2 (Necessary): Essential work required to prevent the deterioration of an asset. | 25 | 2009-05-17 | 14.9405 | 42.0476 | x | 3 | 4. Significant | 10022 | Reactive Maintenance | 3
1017548 | Emergency Lighting - Self Contained | C (Poor): Asset is operational but major repair or replacement will be needed. | Category 2 (Necessary): Essential work required to prevent the deterioration of an asset. | 25 | 2011-01-06 | 13.3005 | 43.3596 | x | 3 | 4. Significant | 10022 | Reactive Maintenance | 3
1017549 | Emergency Lighting - Self Contained | C (Poor): Asset is operational but major repair or replacement will be needed. | Category 2 (Necessary): Essential work required to prevent the deterioration of an asset. | 25 | 2011-08-01 | 12.7337 | 43.813 | x | 3 | 4. Significant | 10022 | Reactive Maintenance | 3
1017550 | Emergency Lighting - Self Contained | C (Poor): Asset is operational but major repair or replacement will be needed. | Category 2 (Necessary): Essential work required to prevent the deterioration of an asset. | 25 | 2008-04-17 | 16.0219 | 41.1825 | x | 3 | 4. Significant | 10022 | Reactive Maintenance | 3
1017551 | Emergency Lighting - Self Contained | C (Poor): Asset is operational but major repair or replacement will be needed. | Category 2 (Necessary): Essential work required to prevent the deterioration of an asset. | 25 | 2007-07-01 | 16.8186 | 40.5451 | x | 3 | 4. Significant | 10022 | Reactive Maintenance | 3
1017552 | Emergency Lighting - Self Contained | C (Poor): Asset is operational but major repair or replacement will be needed. | Category 2 (Necessary): Essential work required to prevent the deterioration of an asset. | 25 | 2012-05-08 | 11.9644 | 44.4285 | x | 3 | 4. Significant | 10022 | Reactive Maintenance | 3
1017553 | Emergency Lighting - Self Contained | C (Poor): Asset is operational but major repair or replacement will be needed. | Category 2 (Necessary): Essential work required to prevent the deterioration of an asset. | 25 | 2009-09-30 | 14.5681 | 42.3455 | x | 3 | 4. Significant | 10022 | Reactive Maintenance | 3
1017554 | Emergency Lighting - Self Contained | C (Poor): Asset is operational but major repair or replacement will be needed. | Category 2 (Necessary): Essential work required to prevent the deterioration of an asset. | 25 | 2005-08-24 | 18.6694 | 39.0645 | x | 3 | 4. Significant | 10022 | Reactive Maintenance | 3
1017555 | Emergency Lighting - Self Contained | C (Poor): Asset is operational but major repair or replacement will be needed. | Category 2 (Necessary): Essential work required to prevent the deterioration of an asset. | 25 | 2005-02-26 | 19.1595 | 38.6724 | x | 3 | 4. Significant | 10022 | Reactive Maintenance | 3
1017556 | Emergency Lighting - Self Contained | C (Poor): Asset is operational but major repair or replacement will be needed. | Category 2 (Necessary): Essential work required to prevent the deterioration of an asset. | 25 | 2012-02-28 | 12.1561 | 44.2752 | x | 3 | 4. Significant | 10022 | Reactive Maintenance | 3
1017557 | Emergency Lighting - Self Contained | C (Poor): Asset is operational but major repair or replacement will be needed. | Category 2 (Necessary): Essential work required to prevent the deterioration of an asset. | 25 | 2008-08-15 | 15.6934 | 41.4453 | x | 3 | 4. Significant | 10022 | Reactive Maintenance | 3
1017558 | Emergency Lighting - Self Contained | C (Poor): Asset is operational but major repair or replacement will be needed. | Category 2 (Necessary): Essential work required to prevent the deterioration of an asset. | 25 | 2013-08-06 | 10.7187 | 45.4251 | x | 3 | 4. Significant | 10022 | Reactive Maintenance | 3
1017559 | Emergency Lighting - Self Contained | C (Poor): Asset is operational but major repair or replacement will be needed. | Category 2 (Necessary): Essential work required to prevent the deterioration of an asset. | 25 | 2002-01-20 | 22.2615 | 36.1908 | x | 3 | 4. Significant | 10022 | Reactive Maintenance | 3
1017560 | Emergency Lighting - Self Contained | C (Poor): Asset is operational but major repair or replacement will be needed. | Category 2 (Necessary): Essential work required to prevent the deterioration of an asset. | 25 | 2012-11-27 | 11.4086 | 44.8731 | x | 3 | 4. Significant | 10022 | Reactive Maintenance | 3
1017562 | Fire Doors | C (Poor): Asset is operational but major repair or replacement will be needed. | Category 2 (Necessary): Essential work required to prevent the deterioration of an asset. | 20 | 2010-08-22 | 13.6756 | 40.3244 | x | 3 | 3. Moderate | 10022 | Reactive Maintenance | 7
1017563 | Fire Doors | C (Poor): Asset is operational but major repair or replacement will be needed. | Category 2 (Necessary): Essential work required to prevent the deterioration of an asset. | 20 | 2017-06-08 | 6.8802 | 47.1198 | x | 3 | 3. Moderate | 10022 | Reactive Maintenance | 7
1017570 | Pipework for Low Pressure Natural Gas, Liquefied Petroleum Gas (LPG) or Oil | C (Poor): Asset is operational but major repair or replacement will be needed. | Category 2 (Necessary): Essential work required to prevent the deterioration of an asset. | 50 | 1997-08-28 | 26.6585 | 43.3366 | x | 3 | 5. Severe | 10022 | Reactive Maintenance | 1
1017583 | Hand Dryer | C (Poor): Asset is operational but major repair or replacement will be needed. | Category 2 (Necessary): Essential work required to prevent the deterioration of an asset. | 5 | 2023-04-27 | 0.99658 | 50.0137 | x | 3 | 2. Minor | 10022 | Reactive Maintenance | 14
1017584 | Pipework Systems - General | C (Poor): Asset is operational but major repair or replacement will be needed. | Category 2 (Necessary): Essential work required to prevent the deterioration of an asset. | 20 | 2021-07-12 | 2.7871 | 51.2129 | x | 3 | 4. Significant | 10022 | Reactive Maintenance | 3
1017585 | Pipework Systems - General | C (Poor): Asset is operational but major repair or replacement will be needed. | Category 2 (Necessary): Essential work required to prevent the deterioration of an asset. | 20 | 2019-01-16 | 5.2731 | 48.7269 | x | 3 | 4. Significant | 10022 | Reactive Maintenance | 3
1017586 | Pipework Systems - General | C (Poor): Asset is operational but major repair or replacement will be needed. | Category 2 (Necessary): Essential work required to prevent the deterioration of an asset. | 20 | 2010-08-10 | 13.7084 | 40.2916 | x | 3 | 4. Significant | 10022 | Reactive Maintenance | 3
1017587 | Pipework Systems - General | C (Poor): Asset is operational but major repair or replacement will be needed. | Category 2 (Necessary): Essential work required to prevent the deterioration of an asset. | 35 | 2000-07-13 | 23.7837 | 40.4093 | x | 3 | 4. Significant | 10022 | Reactive Maintenance | 3
1017588 | Pipework Systems - General | C (Poor): Asset is operational but major repair or replacement will be needed. | Category 2 (Necessary): Essential work required to prevent the deterioration of an asset. | 35 | 2020-08-08 | 3.7125 | 51.8786 | x | 3 | 4. Significant | 10022 | Reactive Maintenance | 3
1017589 | Pipework Systems - General | C (Poor): Asset is operational but major repair or replacement will be needed. | Category 2 (Necessary): Essential work required to prevent the deterioration of an asset. | 35 | 2006-09-26 | 17.5797 | 43.9544 | x | 3 | 4. Significant | 10022 | Reactive Maintenance | 3
1017590 | Pipework Systems - General | C (Poor): Asset is operational but major repair or replacement will be needed. | Category 2 (Necessary): Essential work required to prevent the deterioration of an asset. | 35 | 2015-06-09 | 8.8789 | 48.9264 | x | 3 | 4. Significant | 10022 | Reactive Maintenance | 3
1017591 | Pipework Systems - General | C (Poor): Asset is operational but major repair or replacement will be needed. | Category 2 (Necessary): Essential work required to prevent the deterioration of an asset. | 45 | 2017-02-20 | 7.1759 | 50.8107 | x | 3 | 4. Significant | 10022 | Reactive Maintenance | 3
1017592 | Pipework Systems - General | C (Poor): Asset is operational but major repair or replacement will be needed. | Category 2 (Necessary): Essential work required to prevent the deterioration of an asset. | 45 | 2005-12-22 | 18.3409 | 45.8485 | x | 3 | 4. Significant | 10022 | Reactive Maintenance | 3
1017593 | Pipework Systems - General | C (Poor): Asset is operational but major repair or replacement will be needed. | Category 2 (Necessary): Essential work required to prevent the deterioration of an asset. | 45 | 2014-11-12 | 9.4511 | 49.7995 | x | 3 | 4. Significant | 10022 | Reactive Maintenance | 3
1017594 | Pipework Systems - General | C (Poor): Asset is operational but major repair or replacement will be needed. | Category 2 (Necessary): Essential work required to prevent the deterioration of an asset. | 20 | 2023-11-09 | 0.45996 | 53.54 | x | 3 | 4. Significant | 10022 | Reactive Maintenance | 3
1017595 | Pipework Systems - General | C (Poor): Asset is operational but major repair or replacement will be needed. | Category 2 (Necessary): Essential work required to prevent the deterioration of an asset. | 45 | 2012-04-04 | 12.0575 | 48.6411 | x | 3 | 4. Significant | 10022 | Reactive Maintenance | 3
1017598 | Intruder Alarms | C (Poor): Asset is operational but major repair or replacement will be needed. | Category 2 (Necessary): Essential work required to prevent the deterioration of an asset. | 15 | 2014-06-30 | 9.8207 | 40.9058 | x | 3 | 5. Severe | 10022 | Reactive Maintenance | 1
1017599 | Lightning Conductor and Earth | D (Very Poor): Asset runs a serious risk of imminent breakdown or poses a health and safety risk. | Category 1 (Urgent): Critical work required to address serious health and safety issues and correct any breach of legislation. | 30 | 2015-03-02 | 9.1499 | 33.9001 | x | 3 | 4. Significant | 10022 | Reactive Maintenance | 3
1017603 | Fire Extinguishers - Foam (Stored Pressure) | C (Poor): Asset is operational but major repair or replacement will be needed. | Category 2 (Necessary): Essential work required to prevent the deterioration of an asset. | 15 | 2023-03-31 | 1.0705 | 52.5727 | x | 3 | 5. Severe | 10022 | Reactive Maintenance | 1
1017605 | Roof Coverings and Flashings | C (Poor): Asset is operational but major repair or replacement will be needed. | Category 2 (Necessary): Essential work required to prevent the deterioration of an asset. | 40 | 2022-11-13 | 1.4483 | 53.2758 | x | 3 | 4. Significant | 10022 | Reactive Maintenance | 3
1017606 | Roof Coverings and Flashings | C (Poor): Asset is operational but major repair or replacement will be needed. | Category 2 (Necessary): Essential work required to prevent the deterioration of an asset. | 40 | 2023-05-27 | 0.91444 | 53.5428 | x | 3 | 4. Significant | 10022 | Reactive Maintenance | 3
1017623 | Showers | C (Poor): Asset is operational but major repair or replacement will be needed. | Category 2 (Necessary): Essential work required to prevent the deterioration of an asset. | 5 | 2022-09-05 | 1.6372 | 47.4511 | x | 3 | 3. Moderate | 10022 | Reactive Maintenance | 7
1017624 | Fans - Window or Wall Mounted | C (Poor): Asset is operational but major repair or replacement will be needed. | Category 2 (Necessary): Essential work required to prevent the deterioration of an asset. | 15 | 2017-02-17 | 7.1841 | 44.4212 | x | 3 | 2. Minor | 10022 | Reactive Maintenance | 14
1017628 | Toilet and Shower Areas | C (Poor): Asset is operational but major repair or replacement will be needed. | Category 2 (Necessary): Essential work required to prevent the deterioration of an asset. | 25 | 2010-12-28 | 13.3251 | 43.3399 | x | 3 | 3. Moderate | 10022 | Reactive Maintenance | 7
1017629 | Toilet and Shower Areas | C (Poor): Asset is operational but major repair or replacement will be needed. | Category 2 (Necessary): Essential work required to prevent the deterioration of an asset. | 25 | 2005-03-14 | 19.1157 | 38.7075 | x | 3 | 3. Moderate | 10022 | Reactive Maintenance | 7
1017630 | Toilet and Shower Areas | C (Poor): Asset is operational but major repair or replacement will be needed. | Category 2 (Necessary): Essential work required to prevent the deterioration of an asset. | 25 | 2005-05-07 | 18.9678 | 38.8257 | x | 3 | 3. Moderate | 10022 | Reactive Maintenance | 7
1017631 | Toilet and Shower Areas | C (Poor): Asset is operational but major repair or replacement will be needed. | Category 2 (Necessary): Essential work required to prevent the deterioration of an asset. | 25 | 2021-11-21 | 2.4257 | 52.0594 | x | 3 | 3. Moderate | 10022 | Reactive Maintenance | 7
1017632 | Toilet and Shower Areas | C (Poor): Asset is operational but major repair or replacement will be needed. | Category 2 (Necessary): Essential work required to prevent the deterioration of an asset. | 25 | 2020-12-01 | 3.3977 | 51.2819 | x | 3 | 3. Moderate | 10022 | Reactive Maintenance | 7
1017633 | Toilet and Shower Areas | C (Poor): Asset is operational but major repair or replacement will be needed. | Category 2 (Necessary): Essential work required to prevent the deterioration of an asset. | 25 | 2014-09-03 | 9.6427 | 46.2858 | x | 3 | 3. Moderate | 10022 | Reactive Maintenance | 7
1017634 | Toilet and Shower Areas | C (Poor): Asset is operational but major repair or replacement will be needed. | Category 2 (Necessary): Essential work required to prevent the deterioration of an asset. | 25 | 2000-08-13 | 23.6988 | 35.0409 | x | 3 | 3. Moderate | 10022 | Reactive Maintenance | 7
1017635 | Toilet and Shower Areas | C (Poor): Asset is operational but major repair or replacement will be needed. | Category 2 (Necessary): Essential work required to prevent the deterioration of an asset. | 25 | 2020-05-31 | 3.9014 | 50.8789 | x | 3 | 3. Moderate | 10022 | Reactive Maintenance | 7
1017639 | Refrigerant Distribution System | C (Poor): Asset is operational but major repair or replacement will be needed. | Category 2 (Necessary): Essential work required to prevent the deterioration of an asset. | 30 | 2005-02-11 | 19.2005 | 41.1996 | x | 3 | 4. Significant | 10022 | Reactive Maintenance | 3
1017643 | Access Control | C (Poor): Asset is operational but major repair or replacement will be needed. | Category 2 (Necessary): Essential work required to prevent the deterioration of an asset. | 15 | 2021-01-23 | 3.2526 | 49.6632 | x | 3 | 4. Significant | 10022 | Reactive Maintenance | 3
1017644 | Access Control | C (Poor): Asset is operational but major repair or replacement will be needed. | Category 2 (Necessary): Essential work required to prevent the deterioration of an asset. | 15 | 2014-12-30 | 9.3196 | 41.5738 | x | 3 | 4. Significant | 10022 | Reactive Maintenance | 3
1017650 | Outstations | C (Poor): Asset is operational but major repair or replacement will be needed. | Category 2 (Necessary): Essential work required to prevent the deterioration of an asset. | 10 | 2019-07-13 | 4.7858 | 44.4285 | x | 3 | 4. Significant | 10022 | Reactive Maintenance | 3
1017653 | Catering Equipment | D (Very Poor): Asset runs a serious risk of imminent breakdown or poses a health and safety risk. | Category 1 (Urgent): Critical work required to address serious health and safety issues and correct any breach of legislation. | 15 | 2015-01-09 | 9.2923 | 27.6103 | x | 3 | 2. Minor | 10022 | Reactive Maintenance | 14
1017654 | Closed-Circuit Television (CCTV) | C (Poor): Asset is operational but major repair or replacement will be needed. | Category 2 (Necessary): Essential work required to prevent the deterioration of an asset. | 15 | 2015-01-31 | 9.232 | 41.6906 | x | 3 | 5. Severe | 10022 | Reactive Maintenance | 1
1017655 | Closed-Circuit Television (CCTV) | C (Poor): Asset is operational but major repair or replacement will be needed. | Category 2 (Necessary): Essential work required to prevent the deterioration of an asset. | 15 | 2018-06-19 | 5.8508 | 46.199 | x | 3 | 5. Severe | 10022 | Reactive Maintenance | 1
1017656 | Pneumatic Tube Systems | C (Poor): Asset is operational but major repair or replacement will be needed. | Category 2 (Necessary): Essential work required to prevent the deterioration of an asset. | 20 | 2023-03-11 | 1.1253 | 52.8747 | x | 3 | 4. Significant | 10022 | Reactive Maintenance | 3
1017657 | Emergency Lighting - Self Contained | C (Poor): Asset is operational but major repair or replacement will be needed. | Category 2 (Necessary): Essential work required to prevent the deterioration of an asset. | 25 | 1999-10-05 | 24.5558 | 34.3554 | x | 3 | 4. Significant | 10022 | Reactive Maintenance | 3
1017659 | Fire Doors | C (Poor): Asset is operational but major repair or replacement will be needed. | Category 2 (Necessary): Essential work required to prevent the deterioration of an asset. | 20 | 2012-11-07 | 11.4634 | 42.5366 | x | 3 | 3. Moderate | 10022 | Reactive Maintenance | 7
1017660 | Fire Doors | C (Poor): Asset is operational but major repair or replacement will be needed. | Category 2 (Necessary): Essential work required to prevent the deterioration of an asset. | 20 | 2022-04-16 | 2.026 | 51.974 | x | 3 | 3. Moderate | 10022 | Reactive Maintenance | 7
1017675 | Pipework for Low Pressure Natural Gas, Liquefied Petroleum Gas (LPG) or Oil | C (Poor): Asset is operational but major repair or replacement will be needed. | Category 2 (Necessary): Essential work required to prevent the deterioration of an asset. | 50 | 2002-07-01 | 21.8179 | 45.2728 | x | 3 | 5. Severe | 10022 | Reactive Maintenance | 1
1017676 | Pipework for Low Pressure Natural Gas, Liquefied Petroleum Gas (LPG) or Oil | C (Poor): Asset is operational but major repair or replacement will be needed. | Category 2 (Necessary): Essential work required to prevent the deterioration of an asset. | 50 | 2006-07-08 | 17.7988 | 46.8805 | x | 3 | 5. Severe | 10022 | Reactive Maintenance | 1
1017683 | Hand Dryer | C (Poor): Asset is operational but major repair or replacement will be needed. | Category 2 (Necessary): Essential work required to prevent the deterioration of an asset. | 5 | 2022-03-17 | 2.1081 | 45.5674 | x | 3 | 2. Minor | 10022 | Reactive Maintenance | 14
1017684 | Pipework Systems - General | C (Poor): Asset is operational but major repair or replacement will be needed. | Category 2 (Necessary): Essential work required to prevent the deterioration of an asset. | 20 | 2009-02-15 | 15.1896 | 38.8104 | x | 3 | 4. Significant | 10022 | Reactive Maintenance | 3
1017685 | Pipework Systems - General | C (Poor): Asset is operational but major repair or replacement will be needed. | Category 2 (Necessary): Essential work required to prevent the deterioration of an asset. | 35 | 2013-07-04 | 10.809 | 47.8234 | x | 3 | 4. Significant | 10022 | Reactive Maintenance | 3
1017686 | Pipework Systems - General | C (Poor): Asset is operational but major repair or replacement will be needed. | Category 2 (Necessary): Essential work required to prevent the deterioration of an asset. | 45 | 1997-01-13 | 27.2799 | 41.8756 | x | 3 | 4. Significant | 10022 | Reactive Maintenance | 3
1017687 | Pipework Systems - General | C (Poor): Asset is operational but major repair or replacement will be needed. | Category 2 (Necessary): Essential work required to prevent the deterioration of an asset. | 45 | 2022-12-24 | 1.3361 | 53.4062 | x | 3 | 4. Significant | 10022 | Reactive Maintenance | 3
1017688 | Pipework Systems - General | C (Poor): Asset is operational but major repair or replacement will be needed. | Category 2 (Necessary): Essential work required to prevent the deterioration of an asset. | 45 | 2015-07-07 | 8.8022 | 50.0879 | x | 3 | 4. Significant | 10022 | Reactive Maintenance | 3
1017689 | Pipework Systems - General | C (Poor): Asset is operational but major repair or replacement will be needed. | Category 2 (Necessary): Essential work required to prevent the deterioration of an asset. | 20 | 2006-10-05 | 17.5551 | 36.4449 | x | 3 | 4. Significant | 10022 | Reactive Maintenance | 3
1017690 | Pipework Systems - General | C (Poor): Asset is operational but major repair or replacement will be needed. | Category 2 (Necessary): Essential work required to prevent the deterioration of an asset. | 20 | 2017-11-13 | 6.4476 | 47.5524 | x | 3 | 4. Significant | 10022 | Reactive Maintenance | 3
1017691 | Pipework Systems - General | C (Poor): Asset is operational but major repair or replacement will be needed. | Category 2 (Necessary): Essential work required to prevent the deterioration of an asset. | 35 | 2015-05-09 | 8.9637 | 48.8779 | x | 3 | 4. Significant | 10022 | Reactive Maintenance | 3
1017692 | Pipework Systems - General | C (Poor): Asset is operational but major repair or replacement will be needed. | Category 2 (Necessary): Essential work required to prevent the deterioration of an asset. | 35 | 2009-04-17 | 15.0226 | 45.4157 | x | 3 | 4. Significant | 10022 | Reactive Maintenance | 3
1017693 | Pipework Systems - General | C (Poor): Asset is operational but major repair or replacement will be needed. | Category 2 (Necessary): Essential work required to prevent the deterioration of an asset. | 45 | 2008-11-21 | 15.4251 | 47.1444 | x | 3 | 4. Significant | 10022 | Reactive Maintenance | 3
1017694 | Pipework Systems - General | C (Poor): Asset is operational but major repair or replacement will be needed. | Category 2 (Necessary): Essential work required to prevent the deterioration of an asset. | 45 | 2010-12-25 | 13.3333 | 48.0741 | x | 3 | 4. Significant | 10022 | Reactive Maintenance | 3
1017695 | Intercom System | C (Poor): Asset is operational but major repair or replacement will be needed. | Category 2 (Necessary): Essential work required to prevent the deterioration of an asset. | 15 | 2015-12-17 | 8.3559 | 42.8588 | x | 3 | 3. Moderate | 10022 | Reactive Maintenance | 7
1017700 | Intruder Alarms | C (Poor): Asset is operational but major repair or replacement will be needed. | Category 2 (Necessary): Essential work required to prevent the deterioration of an asset. | 15 | 2021-06-01 | 2.8994 | 50.1342 | x | 3 | 5. Severe | 10022 | Reactive Maintenance | 1
1017701 | Kitchen Extract/Ventilation System | C (Poor): Asset is operational but major repair or replacement will be needed. | Category 2 (Necessary): Essential work required to prevent the deterioration of an asset. | 35 | 2023-12-13 | 0.36687 | 53.7904 | x | 3 | 4. Significant | 10022 | Reactive Maintenance | 3
1017702 | Lightning Conductor and Earth | C (Poor): Asset is operational but major repair or replacement will be needed. | Category 2 (Necessary): Essential work required to prevent the deterioration of an asset. | 30 | 1995-06-20 | 28.8487 | 34.7675 | x | 3 | 4. Significant | 10022 | Reactive Maintenance | 3
1017706 | Fire Extinguishers - Foam (Stored Pressure) | C (Poor): Asset is operational but major repair or replacement will be needed. | Category 2 (Necessary): Essential work required to prevent the deterioration of an asset. | 15 | 2022-01-09 | 2.2916 | 50.9446 | x | 3 | 5. Severe | 10022 | Reactive Maintenance | 1
1017709 | Access Control | C (Poor): Asset is operational but major repair or replacement will be needed. | Category 2 (Necessary): Essential work required to prevent the deterioration of an asset. | 15 | 2016-07-02 | 7.8138 | 43.5816 | x | 3 | 4. Significant | 10022 | Reactive Maintenance | 3
1017710 | Access Control | C (Poor): Asset is operational but major repair or replacement will be needed. | Category 2 (Necessary): Essential work required to prevent the deterioration of an asset. | 15 | 2012-08-06 | 11.718 | 38.376 | x | 3 | 4. Significant | 10022 | Reactive Maintenance | 3
1017732 | Showers | C (Poor): Asset is operational but major repair or replacement will be needed. | Category 2 (Necessary): Essential work required to prevent the deterioration of an asset. | 5 | 2022-11-23 | 1.4209 | 48.3162 | x | 3 | 3. Moderate | 10022 | Reactive Maintenance | 7
1017733 | Fans - Window or Wall Mounted | C (Poor): Asset is operational but major repair or replacement will be needed. | Category 2 (Necessary): Essential work required to prevent the deterioration of an asset. | 15 | 2010-06-28 | 13.8261 | 35.5651 | x | 3 | 2. Minor | 10022 | Reactive Maintenance | 14
1017737 | Toilet and Shower Areas | C (Poor): Asset is operational but major repair or replacement will be needed. | Category 2 (Necessary): Essential work required to prevent the deterioration of an asset. | 25 | 2013-06-18 | 10.8528 | 45.3177 | x | 3 | 3. Moderate | 10022 | Reactive Maintenance | 7
1017738 | Toilet and Shower Areas | C (Poor): Asset is operational but major repair or replacement will be needed. | Category 2 (Necessary): Essential work required to prevent the deterioration of an asset. | 25 | 2008-08-19 | 15.6824 | 41.4541 | x | 3 | 3. Moderate | 10022 | Reactive Maintenance | 7
1017739 | Toilet and Shower Areas | C (Poor): Asset is operational but major repair or replacement will be needed. | Category 2 (Necessary): Essential work required to prevent the deterioration of an asset. | 25 | 2013-04-24 | 11.0034 | 45.1973 | x | 3 | 3. Moderate | 10022 | Reactive Maintenance | 7
1017740 | Toilet and Shower Areas | C (Poor): Asset is operational but major repair or replacement will be needed. | Category 2 (Necessary): Essential work required to prevent the deterioration of an asset. | 25 | 2003-03-05 | 21.1417 | 37.0867 | x | 3 | 3. Moderate | 10022 | Reactive Maintenance | 7
1017741 | Toilet and Shower Areas | C (Poor): Asset is operational but major repair or replacement will be needed. | Category 2 (Necessary): Essential work required to prevent the deterioration of an asset. | 25 | 2009-05-18 | 14.9377 | 42.0498 | x | 3 | 3. Moderate | 10022 | Reactive Maintenance | 7
1017742 | Toilet and Shower Areas | C (Poor): Asset is operational but major repair or replacement will be needed. | Category 2 (Necessary): Essential work required to prevent the deterioration of an asset. | 25 | 2010-10-20 | 13.514 | 43.1888 | x | 3 | 3. Moderate | 10022 | Reactive Maintenance | 7
1017743 | Toilet and Shower Areas | C (Poor): Asset is operational but major repair or replacement will be needed. | Category 2 (Necessary): Essential work required to prevent the deterioration of an asset. | 25 | 2017-06-29 | 6.8227 | 48.5418 | x | 3 | 3. Moderate | 10022 | Reactive Maintenance | 7
1017744 | Toilet and Shower Areas | C (Poor): Asset is operational but major repair or replacement will be needed. | Category 2 (Necessary): Essential work required to prevent the deterioration of an asset. | 25 | 2012-03-31 | 12.0684 | 44.3452 | x | 3 | 3. Moderate | 10022 | Reactive Maintenance | 7
1017745 | Toilet and Shower Areas | C (Poor): Asset is operational but major repair or replacement will be needed. | Category 2 (Necessary): Essential work required to prevent the deterioration of an asset. | 25 | 2004-08-17 | 19.6879 | 38.2497 | x | 3 | 3. Moderate | 10022 | Reactive Maintenance | 7
1017746 | Toilet and Shower Areas | C (Poor): Asset is operational but major repair or replacement will be needed. | Category 2 (Necessary): Essential work required to prevent the deterioration of an asset. | 25 | 2009-03-21 | 15.0965 | 41.9228 | x | 3 | 3. Moderate | 10022 | Reactive Maintenance | 7
1017747 | Toilet and Shower Areas | C (Poor): Asset is operational but major repair or replacement will be needed. | Category 2 (Necessary): Essential work required to prevent the deterioration of an asset. | 25 | 2019-06-07 | 4.8843 | 50.0925 | x | 3 | 3. Moderate | 10022 | Reactive Maintenance | 7
1017748 | Toilet and Shower Areas | C (Poor): Asset is operational but major repair or replacement will be needed. | Category 2 (Necessary): Essential work required to prevent the deterioration of an asset. | 25 | 2014-11-17 | 9.4374 | 46.4501 | x | 3 | 3. Moderate | 10022 | Reactive Maintenance | 7
1017749 | Toilet and Shower Areas | C (Poor): Asset is operational but major repair or replacement will be needed. | Category 2 (Necessary): Essential work required to prevent the deterioration of an asset. | 25 | 2017-09-06 | 6.6338 | 48.693 | x | 3 | 3. Moderate | 10022 | Reactive Maintenance | 7
1017750 | Toilet and Shower Areas | C (Poor): Asset is operational but major repair or replacement will be needed. | Category 2 (Necessary): Essential work required to prevent the deterioration of an asset. | 25 | 2015-07-04 | 8.8104 | 46.9517 | x | 3 | 3. Moderate | 10022 | Reactive Maintenance | 7
1017751 | Toilet and Shower Areas | C (Poor): Asset is operational but major repair or replacement will be needed. | Category 2 (Necessary): Essential work required to prevent the deterioration of an asset. | 25 | 2010-05-31 | 13.9028 | 42.8778 | x | 3 | 3. Moderate | 10022 | Reactive Maintenance | 7
1017752 | Toilet and Shower Areas | C (Poor): Asset is operational but major repair or replacement will be needed. | Category 2 (Necessary): Essential work required to prevent the deterioration of an asset. | 25 | 2003-10-08 | 20.5476 | 37.5619 | x | 3 | 3. Moderate | 10022 | Reactive Maintenance | 7
1017753 | Toilet and Shower Areas | C (Poor): Asset is operational but major repair or replacement will be needed. | Category 2 (Necessary): Essential work required to prevent the deterioration of an asset. | 25 | 2023-08-28 | 0.65982 | 53.4721 | x | 3 | 3. Moderate | 10022 | Reactive Maintenance | 7
1017754 | Toilet and Shower Areas | C (Poor): Asset is operational but major repair or replacement will be needed. | Category 2 (Necessary): Essential work required to prevent the deterioration of an asset. | 25 | 2022-06-28 | 1.8261 | 52.5391 | x | 3 | 3. Moderate | 10022 | Reactive Maintenance | 7
1017755 | Toilet and Shower Areas | C (Poor): Asset is operational but major repair or replacement will be needed. | Category 2 (Necessary): Essential work required to prevent the deterioration of an asset. | 25 | 2004-07-10 | 19.7919 | 38.1665 | x | 3 | 3. Moderate | 10022 | Reactive Maintenance | 7
1017756 | Toilet and Shower Areas | C (Poor): Asset is operational but major repair or replacement will be needed. | Category 2 (Necessary): Essential work required to prevent the deterioration of an asset. | 25 | 2009-12-17 | 14.3546 | 42.5164 | x | 3 | 3. Moderate | 10022 | Reactive Maintenance | 7
1017757 | Toilet and Shower Areas | C (Poor): Asset is operational but major repair or replacement will be needed. | Category 2 (Necessary): Essential work required to prevent the deterioration of an asset. | 25 | 2009-10-09 | 14.5435 | 42.3652 | x | 3 | 3. Moderate | 10022 | Reactive Maintenance | 7
1017758 | Toilet and Shower Areas | C (Poor): Asset is operational but major repair or replacement will be needed. | Category 2 (Necessary): Essential work required to prevent the deterioration of an asset. | 25 | 2003-11-15 | 20.4435 | 37.6452 | x | 3 | 3. Moderate | 10022 | Reactive Maintenance | 7
1017759 | Toilet and Shower Areas | C (Poor): Asset is operational but major repair or replacement will be needed. | Category 2 (Necessary): Essential work required to prevent the deterioration of an asset. | 25 | 2001-10-17 | 22.5216 | 35.9828 | x | 3 | 3. Moderate | 10022 | Reactive Maintenance | 7
1017760 | Toilet and Shower Areas | C (Poor): Asset is operational but major repair or replacement will be needed. | Category 2 (Necessary): Essential work required to prevent the deterioration of an asset. | 25 | 2022-12-05 | 1.3881 | 52.8895 | x | 3 | 3. Moderate | 10022 | Reactive Maintenance | 7
1017761 | Toilet and Shower Areas | C (Poor): Asset is operational but major repair or replacement will be needed. | Category 2 (Necessary): Essential work required to prevent the deterioration of an asset. | 25 | 1999-06-08 | 24.8816 | 34.0947 | x | 3 | 3. Moderate | 10022 | Reactive Maintenance | 7
1017762 | Toilet and Shower Areas | C (Poor): Asset is operational but major repair or replacement will be needed. | Category 2 (Necessary): Essential work required to prevent the deterioration of an asset. | 25 | 2015-04-18 | 9.0212 | 46.783 | x | 3 | 3. Moderate | 10022 | Reactive Maintenance | 7
1017763 | Toilet and Shower Areas | C (Poor): Asset is operational but major repair or replacement will be needed. | Category 2 (Necessary): Essential work required to prevent the deterioration of an asset. | 25 | 2009-09-24 | 14.5845 | 42.3324 | x | 3 | 3. Moderate | 10022 | Reactive Maintenance | 7
1017764 | Toilet and Shower Areas | C (Poor): Asset is operational but major repair or replacement will be needed. | Category 2 (Necessary): Essential work required to prevent the deterioration of an asset. | 25 | 2017-02-04 | 7.2197 | 48.2242 | x | 3 | 3. Moderate | 10022 | Reactive Maintenance | 7
1017765 | Toilet and Shower Areas | C (Poor): Asset is operational but major repair or replacement will be needed. | Category 2 (Necessary): Essential work required to prevent the deterioration of an asset. | 25 | 2018-11-25 | 5.4155 | 49.6676 | x | 3 | 3. Moderate | 10022 | Reactive Maintenance | 7
1017766 | Toilet and Shower Areas | C (Poor): Asset is operational but major repair or replacement will be needed. | Category 2 (Necessary): Essential work required to prevent the deterioration of an asset. | 25 | 2004-10-19 | 19.5154 | 38.3877 | x | 3 | 3. Moderate | 10022 | Reactive Maintenance | 7
1017767 | Toilet and Shower Areas | C (Poor): Asset is operational but major repair or replacement will be needed. | Category 2 (Necessary): Essential work required to prevent the deterioration of an asset. | 25 | 2021-08-27 | 2.6612 | 51.871 | x | 3 | 3. Moderate | 10022 | Reactive Maintenance | 7
1017768 | Toilet and Shower Areas | C (Poor): Asset is operational but major repair or replacement will be needed. | Category 2 (Necessary): Essential work required to prevent the deterioration of an asset. | 25 | 2012-04-14 | 12.0301 | 44.3759 | x | 3 | 3. Moderate | 10022 | Reactive Maintenance | 7
1017769 | Toilet and Shower Areas | C (Poor): Asset is operational but major repair or replacement will be needed. | Category 2 (Necessary): Essential work required to prevent the deterioration of an asset. | 25 | 2016-07-15 | 7.7782 | 47.7774 | x | 3 | 3. Moderate | 10022 | Reactive Maintenance | 7
1017770 | Toilet and Shower Areas | C (Poor): Asset is operational but major repair or replacement will be needed. | Category 2 (Necessary): Essential work required to prevent the deterioration of an asset. | 25 | 2019-01-05 | 5.3032 | 49.7574 | x | 3 | 3. Moderate | 10022 | Reactive Maintenance | 7
1017771 | Toilet and Shower Areas | C (Poor): Asset is operational but major repair or replacement will be needed. | Category 2 (Necessary): Essential work required to prevent the deterioration of an asset. | 25 | 2002-02-23 | 22.1684 | 36.2653 | x | 3 | 3. Moderate | 10022 | Reactive Maintenance | 7
1017772 | Toilet and Shower Areas | C (Poor): Asset is operational but major repair or replacement will be needed. | Category 2 (Necessary): Essential work required to prevent the deterioration of an asset. | 25 | 2020-11-03 | 3.4743 | 51.2205 | x | 3 | 3. Moderate | 10022 | Reactive Maintenance | 7
1017773 | Toilet and Shower Areas | C (Poor): Asset is operational but major repair or replacement will be needed. | Category 2 (Necessary): Essential work required to prevent the deterioration of an asset. | 25 | 2006-01-23 | 18.2533 | 39.3974 | x | 3 | 3. Moderate | 10022 | Reactive Maintenance | 7
1017774 | Toilet and Shower Areas | C (Poor): Asset is operational but major repair or replacement will be needed. | Category 2 (Necessary): Essential work required to prevent the deterioration of an asset. | 25 | 2015-01-13 | 9.2813 | 46.5749 | x | 3 | 3. Moderate | 10022 | Reactive Maintenance | 7
1017775 | Toilet and Shower Areas | C (Poor): Asset is operational but major repair or replacement will be needed. | Category 2 (Necessary): Essential work required to prevent the deterioration of an asset. | 25 | 2013-02-05 | 11.217 | 45.0264 | x | 3 | 3. Moderate | 10022 | Reactive Maintenance | 7
1017776 | Toilet and Shower Areas | C (Poor): Asset is operational but major repair or replacement will be needed. | Category 2 (Necessary): Essential work required to prevent the deterioration of an asset. | 25 | 2003-10-15 | 20.5284 | 37.5773 | x | 3 | 3. Moderate | 10022 | Reactive Maintenance | 7
1017777 | Toilet and Shower Areas | C (Poor): Asset is operational but major repair or replacement will be needed. | Category 2 (Necessary): Essential work required to prevent the deterioration of an asset. | 25 | 2022-11-04 | 1.473 | 52.8216 | x | 3 | 3. Moderate | 10022 | Reactive Maintenance | 7
1017778 | Toilet and Shower Areas | C (Poor): Asset is operational but major repair or replacement will be needed. | Category 2 (Necessary): Essential work required to prevent the deterioration of an asset. | 25 | 2022-06-22 | 1.8426 | 52.5259 | x | 3 | 3. Moderate | 10022 | Reactive Maintenance | 7
1017788 | Access Control | C (Poor): Asset is operational but major repair or replacement will be needed. | Category 2 (Necessary): Essential work required to prevent the deterioration of an asset. | 15 | 2019-07-17 | 4.7748 | 51.6336 | x | 1 | 4. Significant | 12351 | Reactive Maintenance | 3
1017789 | Access Control | C (Poor): Asset is operational but major repair or replacement will be needed. | Category 2 (Necessary): Essential work required to prevent the deterioration of an asset. | 15 | 2018-08-11 | 5.7057 | 50.3924 | x | 1 | 4. Significant | 12351 | Reactive Maintenance | 3
1017806 | Outstations | C (Poor): Asset is operational but major repair or replacement will be needed. | Category 2 (Necessary): Essential work required to prevent the deterioration of an asset. | 10 | 2016-07-22 | 7.7591 | 42.4819 | x | 1 | 4. Significant | 12351 | Reactive Maintenance | 3
1017809 | Catering Equipment | D (Very Poor): Asset runs a serious risk of imminent breakdown or poses a health and safety risk. | Category 1 (Urgent): Critical work required to address serious health and safety issues and correct any breach of legislation. | 15 | 2020-02-02 | 4.2272 | 38.3637 | x | 1 | 2. Minor | 12351 | Reactive Maintenance | 14
1017810 | Closed-Circuit Television (CCTV) | C (Poor): Asset is operational but major repair or replacement will be needed. | Category 2 (Necessary): Essential work required to prevent the deterioration of an asset. | 15 | 2013-06-04 | 10.8912 | 43.4784 | x | 1 | 5. Severe | 12351 | Reactive Maintenance | 1
1017811 | Emergency Lighting - Self Contained | C (Poor): Asset is operational but major repair or replacement will be needed. | Category 2 (Necessary): Essential work required to prevent the deterioration of an asset. | 25 | 2018-01-16 | 6.2724 | 52.9821 | x | 1 | 4. Significant | 12351 | Reactive Maintenance | 3
1017812 | Emergency Lighting - Self Contained | C (Poor): Asset is operational but major repair or replacement will be needed. | Category 2 (Necessary): Essential work required to prevent the deterioration of an asset. | 25 | 2017-05-15 | 6.9459 | 52.4433 | x | 1 | 4. Significant | 12351 | Reactive Maintenance | 3
1017815 | Fire Doors | C (Poor): Asset is operational but major repair or replacement will be needed. | Category 2 (Necessary): Essential work required to prevent the deterioration of an asset. | 20 | 2020-03-14 | 4.115 | 53.885 | x | 1 | 3. Moderate | 12351 | Reactive Maintenance | 7
1017816 | Fire Doors | C (Poor): Asset is operational but major repair or replacement will be needed. | Category 2 (Necessary): Essential work required to prevent the deterioration of an asset. | 20 | 2012-08-17 | 11.6879 | 46.3121 | x | 1 | 3. Moderate | 12351 | Reactive Maintenance | 7
1017817 | Fire Doors | C (Poor): Asset is operational but major repair or replacement will be needed. | Category 2 (Necessary): Essential work required to prevent the deterioration of an asset. | 20 | 2021-04-20 | 3.0144 | 54.9856 | x | 1 | 3. Moderate | 12351 | Reactive Maintenance | 7
1017818 | Fire Doors | C (Poor): Asset is operational but major repair or replacement will be needed. | Category 2 (Necessary): Essential work required to prevent the deterioration of an asset. | 20 | 2021-04-03 | 3.0609 | 54.9391 | x | 1 | 3. Moderate | 12351 | Reactive Maintenance | 7
1017819 | Fire Doors | C (Poor): Asset is operational but major repair or replacement will be needed. | Category 2 (Necessary): Essential work required to prevent the deterioration of an asset. | 20 | 2007-04-18 | 17.0212 | 40.9788 | x | 1 | 3. Moderate | 12351 | Reactive Maintenance | 7
1017820 | Fire Doors | C (Poor): Asset is operational but major repair or replacement will be needed. | Category 2 (Necessary): Essential work required to prevent the deterioration of an asset. | 20 | 2007-08-01 | 16.7337 | 41.2663 | x | 1 | 3. Moderate | 12351 | Reactive Maintenance | 7
1017821 | Fire Doors | C (Poor): Asset is operational but major repair or replacement will be needed. | Category 2 (Necessary): Essential work required to prevent the deterioration of an asset. | 20 | 2008-08-12 | 15.7016 | 42.2984 | x | 1 | 3. Moderate | 12351 | Reactive Maintenance | 7
1017822 | Fire Doors | C (Poor): Asset is operational but major repair or replacement will be needed. | Category 2 (Necessary): Essential work required to prevent the deterioration of an asset. | 20 | 2009-09-29 | 14.5708 | 43.4292 | x | 1 | 3. Moderate | 12351 | Reactive Maintenance | 7
1017823 | Fire Doors | C (Poor): Asset is operational but major repair or replacement will be needed. | Category 2 (Necessary): Essential work required to prevent the deterioration of an asset. | 20 | 2013-02-01 | 11.2279 | 46.7721 | x | 1 | 3. Moderate | 12351 | Reactive Maintenance | 7
1017962 | Hand Dryer | C (Poor): Asset is operational but major repair or replacement will be needed. | Category 2 (Necessary): Essential work required to prevent the deterioration of an asset. | 5 | 2023-11-10 | 0.45722 | 56.1711 | x | 1 | 2. Minor | 12351 | Reactive Maintenance | 14
1017991 | Electrical Installation - Generally | C (Poor): Asset is operational but major repair or replacement will be needed. | Category 2 (Necessary): Essential work required to prevent the deterioration of an asset. | 35 | 2000-02-17 | 24.1862 | 44.1793 | x | 1 | 4. Significant | 12351 | Reactive Maintenance | 3
1017992 | Electrical Installation - Generally | C (Poor): Asset is operational but major repair or replacement will be needed. | Category 2 (Necessary): Essential work required to prevent the deterioration of an asset. | 35 | 1994-09-19 | 29.5989 | 41.0863 | x | 1 | 4. Significant | 12351 | Reactive Maintenance | 3
1017993 | Electrical Installation - Generally | C (Poor): Asset is operational but major repair or replacement will be needed. | Category 2 (Necessary): Essential work required to prevent the deterioration of an asset. | 35 | 2020-11-26 | 3.4114 | 56.0507 | x | 1 | 4. Significant | 12351 | Reactive Maintenance | 3
1017994 | Electrical Installation - Generally | C (Poor): Asset is operational but major repair or replacement will be needed. | Category 2 (Necessary): Essential work required to prevent the deterioration of an asset. | 35 | 2002-08-19 | 21.6838 | 45.6093 | x | 1 | 4. Significant | 12351 | Reactive Maintenance | 3
1017995 | Electrical Installation - Generally | C (Poor): Asset is operational but major repair or replacement will be needed. | Category 2 (Necessary): Essential work required to prevent the deterioration of an asset. | 35 | 2002-11-09 | 21.4593 | 45.7376 | x | 1 | 4. Significant | 12351 | Reactive Maintenance | 3
1017996 | Electrical Installation - Generally | C (Poor): Asset is operational but major repair or replacement will be needed. | Category 2 (Necessary): Essential work required to prevent the deterioration of an asset. | 35 | 2000-03-20 | 24.0986 | 44.2294 | x | 1 | 4. Significant | 12351 | Reactive Maintenance | 3
1017997 | Electrical Installation - Generally | C (Poor): Asset is operational but major repair or replacement will be needed. | Category 2 (Necessary): Essential work required to prevent the deterioration of an asset. | 35 | 2003-03-04 | 21.1444 | 45.9175 | x | 1 | 4. Significant | 12351 | Reactive Maintenance | 3
1017998 | Electrical Installation - Generally | C (Poor): Asset is operational but major repair or replacement will be needed. | Category 2 (Necessary): Essential work required to prevent the deterioration of an asset. | 35 | 2018-02-23 | 6.1684 | 54.4752 | x | 1 | 4. Significant | 12351 | Reactive Maintenance | 3
1017999 | Electrical Installation - Generally | C (Poor): Asset is operational but major repair or replacement will be needed. | Category 2 (Necessary): Essential work required to prevent the deterioration of an asset. | 35 | 1997-01-25 | 27.2471 | 42.4302 | x | 1 | 4. Significant | 12351 | Reactive Maintenance | 3
1018000 | Electrical Installation - Generally | C (Poor): Asset is operational but major repair or replacement will be needed. | Category 2 (Necessary): Essential work required to prevent the deterioration of an asset. | 35 | 1996-01-29 | 28.2382 | 41.8639 | x | 1 | 4. Significant | 12351 | Reactive Maintenance | 3
1018001 | Electrical Installation - Generally | C (Poor): Asset is operational but major repair or replacement will be needed. | Category 2 (Necessary): Essential work required to prevent the deterioration of an asset. | 35 | 2007-11-11 | 16.4545 | 48.5974 | x | 1 | 4. Significant | 12351 | Reactive Maintenance | 3
1018002 | Electrical Installation - Generally | C (Poor): Asset is operational but major repair or replacement will be needed. | Category 2 (Necessary): Essential work required to prevent the deterioration of an asset. | 35 | 1994-01-10 | 30.2888 | 40.6921 | x | 1 | 4. Significant | 12351 | Reactive Maintenance | 3
1018003 | Electrical Installation - Generally | C (Poor): Asset is operational but major repair or replacement will be needed. | Category 2 (Necessary): Essential work required to prevent the deterioration of an asset. | 35 | 1994-10-06 | 29.5524 | 41.1129 | x | 1 | 4. Significant | 12351 | Reactive Maintenance | 3
1018004 | Electrical Installation - Generally | C (Poor): Asset is operational but major repair or replacement will be needed. | Category 2 (Necessary): Essential work required to prevent the deterioration of an asset. | 35 | 1996-08-31 | 27.6496 | 42.2003 | x | 1 | 4. Significant | 12351 | Reactive Maintenance | 3
1018005 | Electrical Installation - Generally | C (Poor): Asset is operational but major repair or replacement will be needed. | Category 2 (Necessary): Essential work required to prevent the deterioration of an asset. | 35 | 2011-09-26 | 12.5804 | 50.8112 | x | 1 | 4. Significant | 12351 | Reactive Maintenance | 3
1018006 | Electrical Installation - Generally | C (Poor): Asset is operational but major repair or replacement will be needed. | Category 2 (Necessary): Essential work required to prevent the deterioration of an asset. | 35 | 2019-04-20 | 5.0157 | 55.1339 | x | 1 | 4. Significant | 12351 | Reactive Maintenance | 3
1018007 | Electrical Installation - Generally | C (Poor): Asset is operational but major repair or replacement will be needed. | Category 2 (Necessary): Essential work required to prevent the deterioration of an asset. | 35 | 2010-04-09 | 14.0452 | 49.9742 | x | 1 | 4. Significant | 12351 | Reactive Maintenance | 3
1018008 | Electrical Installation - Generally | C (Poor): Asset is operational but major repair or replacement will be needed. | Category 2 (Necessary): Essential work required to prevent the deterioration of an asset. | 35 | 2018-09-25 | 5.5825 | 54.81 | x | 1 | 4. Significant | 12351 | Reactive Maintenance | 3
1018009 | Electrical Installation - Generally | C (Poor): Asset is operational but major repair or replacement will be needed. | Category 2 (Necessary): Essential work required to prevent the deterioration of an asset. | 35 | 2018-08-10 | 5.7084 | 54.738 | x | 1 | 4. Significant | 12351 | Reactive Maintenance | 3
1018011 | Fire Extinguishers - Foam (Stored Pressure) | C (Poor): Asset is operational but major repair or replacement will be needed. | Category 2 (Necessary): Essential work required to prevent the deterioration of an asset. | 15 | 2022-08-28 | 1.6591 | 55.7878 | x | 1 | 5. Severe | 12351 | Reactive Maintenance | 1
1018012 | Fire Extinguishers - Foam (Stored Pressure) | C (Poor): Asset is operational but major repair or replacement will be needed. | Category 2 (Necessary): Essential work required to prevent the deterioration of an asset. | 15 | 2016-04-18 | 8.0192 | 47.3078 | x | 1 | 5. Severe | 12351 | Reactive Maintenance | 1
1018014 | Roof Coverings and Flashings | C (Poor): Asset is operational but major repair or replacement will be needed. | Category 2 (Necessary): Essential work required to prevent the deterioration of an asset. | 40 | 2005-03-28 | 19.0773 | 48.4613 | x | 1 | 4. Significant | 12351 | Reactive Maintenance | 3
1018015 | Roof Coverings and Flashings | C (Poor): Asset is operational but major repair or replacement will be needed. | Category 2 (Necessary): Essential work required to prevent the deterioration of an asset. | 40 | 2019-07-12 | 4.7885 | 55.6057 | x | 1 | 4. Significant | 12351 | Reactive Maintenance | 3
1018016 | Roof Coverings and Flashings | C (Poor): Asset is operational but major repair or replacement will be needed. | Category 2 (Necessary): Essential work required to prevent the deterioration of an asset. | 40 | 2018-08-02 | 5.7303 | 55.1348 | x | 1 | 4. Significant | 12351 | Reactive Maintenance | 3
1018017 | Roof Coverings and Flashings | C (Poor): Asset is operational but major repair or replacement will be needed. | Category 2 (Necessary): Essential work required to prevent the deterioration of an asset. | 40 | 1996-08-28 | 27.6578 | 44.1711 | x | 1 | 4. Significant | 12351 | Reactive Maintenance | 3
1018018 | Access Control | C (Poor): Asset is operational but major repair or replacement will be needed. | Category 2 (Necessary): Essential work required to prevent the deterioration of an asset. | 15 | 2023-08-14 | 0.69815 | 57.0691 | x | 1 | 4. Significant | 12351 | Reactive Maintenance | 3
1018046 | Showers | C (Poor): Asset is operational but major repair or replacement will be needed. | Category 2 (Necessary): Essential work required to prevent the deterioration of an asset. | 5 | 2022-03-09 | 2.13 | 49.4798 | x | 1 | 3. Moderate | 12351 | Reactive Maintenance | 7
1018047 | Showers | C (Poor): Asset is operational but major repair or replacement will be needed. | Category 2 (Necessary): Essential work required to prevent the deterioration of an asset. | 5 | 2023-11-16 | 0.44079 | 56.2368 | x | 1 | 3. Moderate | 12351 | Reactive Maintenance | 7
1018048 | Showers | C (Poor): Asset is operational but major repair or replacement will be needed. | Category 2 (Necessary): Essential work required to prevent the deterioration of an asset. | 5 | 2021-12-31 | 2.3162 | 48.7351 | x | 1 | 3. Moderate | 12351 | Reactive Maintenance | 7
1018049 | Showers | C (Poor): Asset is operational but major repair or replacement will be needed. | Category 2 (Necessary): Essential work required to prevent the deterioration of an asset. | 5 | 2023-03-08 | 1.1335 | 53.4661 | x | 1 | 3. Moderate | 12351 | Reactive Maintenance | 7
1018050 | Showers | C (Poor): Asset is operational but major repair or replacement will be needed. | Category 2 (Necessary): Essential work required to prevent the deterioration of an asset. | 5 | 2022-11-17 | 1.4374 | 52.2505 | x | 1 | 3. Moderate | 12351 | Reactive Maintenance | 7
1018051 | Showers | C (Poor): Asset is operational but major repair or replacement will be needed. | Category 2 (Necessary): Essential work required to prevent the deterioration of an asset. | 5 | 2020-12-19 | 3.3484 | 44.6064 | x | 1 | 3. Moderate | 12351 | Reactive Maintenance | 7
1018052 | Showers | C (Poor): Asset is operational but major repair or replacement will be needed. | Category 2 (Necessary): Essential work required to prevent the deterioration of an asset. | 5 | 2023-09-20 | 0.59685 | 55.6126 | x | 1 | 3. Moderate | 12351 | Reactive Maintenance | 7
1018053 | Showers | C (Poor): Asset is operational but major repair or replacement will be needed. | Category 2 (Necessary): Essential work required to prevent the deterioration of an asset. | 5 | 2021-06-12 | 2.8693 | 46.5229 | x | 1 | 3. Moderate | 12351 | Reactive Maintenance | 7
1018054 | Showers | C (Poor): Asset is operational but major repair or replacement will be needed. | Category 2 (Necessary): Essential work required to prevent the deterioration of an asset. | 5 | 2023-07-19 | 0.76934 | 54.9227 | x | 1 | 3. Moderate | 12351 | Reactive Maintenance | 7
1018055 | Showers | C (Poor): Asset is operational but major repair or replacement will be needed. | Category 2 (Necessary): Essential work required to prevent the deterioration of an asset. | 5 | 2023-01-31 | 1.232 | 53.0719 | x | 1 | 3. Moderate | 12351 | Reactive Maintenance | 7
1018056 | Showers | C (Poor): Asset is operational but major repair or replacement will be needed. | Category 2 (Necessary): Essential work required to prevent the deterioration of an asset. | 5 | 2023-02-14 | 1.1937 | 53.2252 | x | 1 | 3. Moderate | 12351 | Reactive Maintenance | 7
1018057 | Showers | C (Poor): Asset is operational but major repair or replacement will be needed. | Category 2 (Necessary): Essential work required to prevent the deterioration of an asset. | 5 | 2023-12-25 | 0.33402 | 56.6639 | x | 1 | 3. Moderate | 12351 | Reactive Maintenance | 7
1018058 | Showers | C (Poor): Asset is operational but major repair or replacement will be needed. | Category 2 (Necessary): Essential work required to prevent the deterioration of an asset. | 5 | 2021-10-04 | 2.5572 | 47.7714 | x | 1 | 3. Moderate | 12351 | Reactive Maintenance | 7
1018059 | Showers | C (Poor): Asset is operational but major repair or replacement will be needed. | Category 2 (Necessary): Essential work required to prevent the deterioration of an asset. | 5 | 2022-03-25 | 2.0862 | 49.655 | x | 1 | 3. Moderate | 12351 | Reactive Maintenance | 7
1018060 | Showers | C (Poor): Asset is operational but major repair or replacement will be needed. | Category 2 (Necessary): Essential work required to prevent the deterioration of an asset. | 5 | 2022-09-21 | 1.5934 | 51.6263 | x | 1 | 3. Moderate | 12351 | Reactive Maintenance | 7
1018061 | Showers | C (Poor): Asset is operational but major repair or replacement will be needed. | Category 2 (Necessary): Essential work required to prevent the deterioration of an asset. | 5 | 2021-07-22 | 2.7598 | 46.961 | x | 1 | 3. Moderate | 12351 | Reactive Maintenance | 7
1018062 | Showers | C (Poor): Asset is operational but major repair or replacement will be needed. | Category 2 (Necessary): Essential work required to prevent the deterioration of an asset. | 5 | 2021-06-22 | 2.8419 | 46.6324 | x | 1 | 3. Moderate | 12351 | Reactive Maintenance | 7
1018063 | Showers | C (Poor): Asset is operational but major repair or replacement will be needed. | Category 2 (Necessary): Essential work required to prevent the deterioration of an asset. | 5 | 2021-05-30 | 2.9049 | 46.3806 | x | 1 | 3. Moderate | 12351 | Reactive Maintenance | 7
1018064 | Showers | C (Poor): Asset is operational but major repair or replacement will be needed. | Category 2 (Necessary): Essential work required to prevent the deterioration of an asset. | 5 | 2022-09-13 | 1.6153 | 51.5387 | x | 1 | 3. Moderate | 12351 | Reactive Maintenance | 7
1018065 | Showers | C (Poor): Asset is operational but major repair or replacement will be needed. | Category 2 (Necessary): Essential work required to prevent the deterioration of an asset. | 5 | 2021-12-31 | 2.3162 | 48.7351 | x | 1 | 3. Moderate | 12351 | Reactive Maintenance | 7
1018066 | Showers | C (Poor): Asset is operational but major repair or replacement will be needed. | Category 2 (Necessary): Essential work required to prevent the deterioration of an asset. | 5 | 2020-03-29 | 4.0739 | 41.7043 | x | 1 | 3. Moderate | 12351 | Reactive Maintenance | 7
1018067 | Showers | C (Poor): Asset is operational but major repair or replacement will be needed. | Category 2 (Necessary): Essential work required to prevent the deterioration of an asset. | 5 | 2021-11-24 | 2.4175 | 48.3299 | x | 1 | 3. Moderate | 12351 | Reactive Maintenance | 7
1018068 | Fans - Window or Wall Mounted | C (Poor): Asset is operational but major repair or replacement will be needed. | Category 2 (Necessary): Essential work required to prevent the deterioration of an asset. | 15 | 2013-03-27 | 11.0801 | 43.2266 | x | 1 | 2. Minor | 12351 | Reactive Maintenance | 14
1018069 | Fans - Window or Wall Mounted | C (Poor): Asset is operational but major repair or replacement will be needed. | Category 2 (Necessary): Essential work required to prevent the deterioration of an asset. | 15 | 2011-12-21 | 12.345 | 41.54 | x | 1 | 2. Minor | 12351 | Reactive Maintenance | 14
1018070 | Fans - Window or Wall Mounted | C (Poor): Asset is operational but major repair or replacement will be needed. | Category 2 (Necessary): Essential work required to prevent the deterioration of an asset. | 15 | 2019-05-06 | 4.9719 | 51.3708 | x | 1 | 2. Minor | 12351 | Reactive Maintenance | 14
1018071 | Fans - Window or Wall Mounted | C (Poor): Asset is operational but major repair or replacement will be needed. | Category 2 (Necessary): Essential work required to prevent the deterioration of an asset. | 15 | 2011-08-27 | 12.6626 | 41.1166 | x | 1 | 2. Minor | 12351 | Reactive Maintenance | 14
1018072 | Fans - Window or Wall Mounted | C (Poor): Asset is operational but major repair or replacement will be needed. | Category 2 (Necessary): Essential work required to prevent the deterioration of an asset. | 15 | 2012-10-16 | 11.5236 | 42.6352 | x | 1 | 2. Minor | 12351 | Reactive Maintenance | 14
1018073 | Fans - Window or Wall Mounted | C (Poor): Asset is operational but major repair or replacement will be needed. | Category 2 (Necessary): Essential work required to prevent the deterioration of an asset. | 15 | 2016-07-22 | 7.7591 | 47.6546 | x | 1 | 2. Minor | 12351 | Reactive Maintenance | 14
1018074 | Fans - Window or Wall Mounted | C (Poor): Asset is operational but major repair or replacement will be needed. | Category 2 (Necessary): Essential work required to prevent the deterioration of an asset. | 15 | 2018-10-25 | 5.5003 | 50.6662 | x | 1 | 2. Minor | 12351 | Reactive Maintenance | 14
1018075 | Fans - Window or Wall Mounted | C (Poor): Asset is operational but major repair or replacement will be needed. | Category 2 (Necessary): Essential work required to prevent the deterioration of an asset. | 15 | 2010-03-26 | 14.0835 | 39.222 | x | 1 | 2. Minor | 12351 | Reactive Maintenance | 14
1018076 | Fans - Window or Wall Mounted | C (Poor): Asset is operational but major repair or replacement will be needed. | Category 2 (Necessary): Essential work required to prevent the deterioration of an asset. | 15 | 2022-12-26 | 1.3306 | 56.2259 | x | 1 | 2. Minor | 12351 | Reactive Maintenance | 14
1018077 | Fans - Window or Wall Mounted | C (Poor): Asset is operational but major repair or replacement will be needed. | Category 2 (Necessary): Essential work required to prevent the deterioration of an asset. | 15 | 2021-10-29 | 2.4887 | 54.6817 | x | 1 | 2. Minor | 12351 | Reactive Maintenance | 14
1018078 | Fans - Window or Wall Mounted | C (Poor): Asset is operational but major repair or replacement will be needed. | Category 2 (Necessary): Essential work required to prevent the deterioration of an asset. | 15 | 2024-01-02 | 0.31211 | 57.5838 | x | 1 | 2. Minor | 12351 | Reactive Maintenance | 14
1018079 | Fans - Window or Wall Mounted | C (Poor): Asset is operational but major repair or replacement will be needed. | Category 2 (Necessary): Essential work required to prevent the deterioration of an asset. | 15 | 2018-09-04 | 5.64 | 50.48 | x | 1 | 2. Minor | 12351 | Reactive Maintenance | 14
1018080 | Fans - Window or Wall Mounted | C (Poor): Asset is operational but major repair or replacement will be needed. | Category 2 (Necessary): Essential work required to prevent the deterioration of an asset. | 15 | 2016-02-26 | 8.1615 | 47.118 | x | 1 | 2. Minor | 12351 | Reactive Maintenance | 14
1018081 | Fans - Window or Wall Mounted | C (Poor): Asset is operational but major repair or replacement will be needed. | Category 2 (Necessary): Essential work required to prevent the deterioration of an asset. | 15 | 2014-03-07 | 10.1355 | 44.486 | x | 1 | 2. Minor | 12351 | Reactive Maintenance | 14
1018082 | Fans - Window or Wall Mounted | C (Poor): Asset is operational but major repair or replacement will be needed. | Category 2 (Necessary): Essential work required to prevent the deterioration of an asset. | 15 | 2020-04-04 | 4.0575 | 52.59 | x | 1 | 2. Minor | 12351 | Reactive Maintenance | 14
1018083 | Fans - Window or Wall Mounted | C (Poor): Asset is operational but major repair or replacement will be needed. | Category 2 (Necessary): Essential work required to prevent the deterioration of an asset. | 15 | 2024-01-22 | 0.25736 | 57.6569 | x | 1 | 2. Minor | 12351 | Reactive Maintenance | 14
1018084 | Fans - Window or Wall Mounted | C (Poor): Asset is operational but major repair or replacement will be needed. | Category 2 (Necessary): Essential work required to prevent the deterioration of an asset. | 15 | 2021-05-23 | 2.924 | 54.1013 | x | 1 | 2. Minor | 12351 | Reactive Maintenance | 14
1018085 | Fans - Window or Wall Mounted | C (Poor): Asset is operational but major repair or replacement will be needed. | Category 2 (Necessary): Essential work required to prevent the deterioration of an asset. | 15 | 2023-06-18 | 0.85421 | 56.8611 | x | 1 | 2. Minor | 12351 | Reactive Maintenance | 14
1018086 | Fans - Window or Wall Mounted | C (Poor): Asset is operational but major repair or replacement will be needed. | Category 2 (Necessary): Essential work required to prevent the deterioration of an asset. | 15 | 2016-07-28 | 7.7426 | 47.6765 | x | 1 | 2. Minor | 12351 | Reactive Maintenance | 14
1018087 | Fans - Window or Wall Mounted | C (Poor): Asset is operational but major repair or replacement will be needed. | Category 2 (Necessary): Essential work required to prevent the deterioration of an asset. | 15 | 2017-12-27 | 6.3272 | 49.5638 | x | 1 | 2. Minor | 12351 | Reactive Maintenance | 14
1018088 | Fans - Window or Wall Mounted | C (Poor): Asset is operational but major repair or replacement will be needed. | Category 2 (Necessary): Essential work required to prevent the deterioration of an asset. | 15 | 2012-09-05 | 11.6359 | 42.4855 | x | 1 | 2. Minor | 12351 | Reactive Maintenance | 14
1018089 | Fans - Window or Wall Mounted | C (Poor): Asset is operational but major repair or replacement will be needed. | Category 2 (Necessary): Essential work required to prevent the deterioration of an asset. | 15 | 2021-08-17 | 2.6886 | 54.4152 | x | 1 | 2. Minor | 12351 | Reactive Maintenance | 14
1018090 | Fans - Window or Wall Mounted | C (Poor): Asset is operational but major repair or replacement will be needed. | Category 2 (Necessary): Essential work required to prevent the deterioration of an asset. | 15 | 2021-07-28 | 2.7433 | 54.3422 | x | 1 | 2. Minor | 12351 | Reactive Maintenance | 14
1018091 | Fans - Window or Wall Mounted | C (Poor): Asset is operational but major repair or replacement will be needed. | Category 2 (Necessary): Essential work required to prevent the deterioration of an asset. | 15 | 2015-09-15 | 8.6105 | 46.5193 | x | 1 | 2. Minor | 12351 | Reactive Maintenance | 14
1018092 | Fans - Window or Wall Mounted | C (Poor): Asset is operational but major repair or replacement will be needed. | Category 2 (Necessary): Essential work required to prevent the deterioration of an asset. | 15 | 2017-01-10 | 7.2882 | 48.2825 | x | 1 | 2. Minor | 12351 | Reactive Maintenance | 14
1018095 | Toilet and Shower Areas | C (Poor): Asset is operational but major repair or replacement will be needed. | Category 2 (Necessary): Essential work required to prevent the deterioration of an asset. | 25 | 2010-05-20 | 13.9329 | 46.8537 | x | 1 | 3. Moderate | 12351 | Reactive Maintenance | 7
1018096 | Toilet and Shower Areas | C (Poor): Asset is operational but major repair or replacement will be needed. | Category 2 (Necessary): Essential work required to prevent the deterioration of an asset. | 25 | 2001-01-02 | 23.3101 | 39.352 | x | 1 | 3. Moderate | 12351 | Reactive Maintenance | 7
1018097 | Toilet and Shower Areas | C (Poor): Asset is operational but major repair or replacement will be needed. | Category 2 (Necessary): Essential work required to prevent the deterioration of an asset. | 25 | 2024-01-25 | 0.24914 | 57.8007 | x | 1 | 3. Moderate | 12351 | Reactive Maintenance | 7
1018098 | Toilet and Shower Areas | C (Poor): Asset is operational but major repair or replacement will be needed. | Category 2 (Necessary): Essential work required to prevent the deterioration of an asset. | 25 | 2017-12-31 | 6.3162 | 52.947 | x | 1 | 3. Moderate | 12351 | Reactive Maintenance | 7
1018099 | Toilet and Shower Areas | C (Poor): Asset is operational but major repair or replacement will be needed. | Category 2 (Necessary): Essential work required to prevent the deterioration of an asset. | 25 | 2013-09-04 | 10.6393 | 49.4886 | x | 1 | 3. Moderate | 12351 | Reactive Maintenance | 7
1018100 | Toilet and Shower Areas | C (Poor): Asset is operational but major repair or replacement will be needed. | Category 2 (Necessary): Essential work required to prevent the deterioration of an asset. | 25 | 2009-09-06 | 14.6338 | 46.293 | x | 1 | 3. Moderate | 12351 | Reactive Maintenance | 7
1018101 | Toilet and Shower Areas | C (Poor): Asset is operational but major repair or replacement will be needed. | Category 2 (Necessary): Essential work required to prevent the deterioration of an asset. | 25 | 2016-03-03 | 8.1451 | 51.4839 | x | 1 | 3. Moderate | 12351 | Reactive Maintenance | 7
1018102 | Toilet and Shower Areas | C (Poor): Asset is operational but major repair or replacement will be needed. | Category 2 (Necessary): Essential work required to prevent the deterioration of an asset. | 25 | 2022-08-19 | 1.6838 | 56.653 | x | 1 | 3. Moderate | 12351 | Reactive Maintenance | 7
1018103 | Toilet and Shower Areas | C (Poor): Asset is operational but major repair or replacement will be needed. | Category 2 (Necessary): Essential work required to prevent the deterioration of an asset. | 25 | 2022-11-04 | 1.473 | 56.8216 | x | 1 | 3. Moderate | 12351 | Reactive Maintenance | 7
1018104 | Toilet and Shower Areas | C (Poor): Asset is operational but major repair or replacement will be needed. | Category 2 (Necessary): Essential work required to prevent the deterioration of an asset. | 25 | 2017-03-19 | 7.102 | 52.3184 | x | 1 | 3. Moderate | 12351 | Reactive Maintenance | 7
1018105 | Toilet and Shower Areas | C (Poor): Asset is operational but major repair or replacement will be needed. | Category 2 (Necessary): Essential work required to prevent the deterioration of an asset. | 25 | 2009-03-13 | 15.1184 | 45.9053 | x | 1 | 3. Moderate | 12351 | Reactive Maintenance | 7
1018106 | Toilet and Shower Areas | C (Poor): Asset is operational but major repair or replacement will be needed. | Category 2 (Necessary): Essential work required to prevent the deterioration of an asset. | 25 | 2019-05-16 | 4.9446 | 54.0444 | x | 1 | 3. Moderate | 12351 | Reactive Maintenance | 7
1018107 | Toilet and Shower Areas | C (Poor): Asset is operational but major repair or replacement will be needed. | Category 2 (Necessary): Essential work required to prevent the deterioration of an asset. | 25 | 2006-09-27 | 17.577 | 43.9384 | x | 1 | 3. Moderate | 12351 | Reactive Maintenance | 7
1018108 | Toilet and Shower Areas | C (Poor): Asset is operational but major repair or replacement will be needed. | Category 2 (Necessary): Essential work required to prevent the deterioration of an asset. | 25 | 2018-02-13 | 6.1958 | 53.0434 | x | 1 | 3. Moderate | 12351 | Reactive Maintenance | 7
1018109 | Toilet and Shower Areas | C (Poor): Asset is operational but major repair or replacement will be needed. | Category 2 (Necessary): Essential work required to prevent the deterioration of an asset. | 25 | 2003-11-22 | 20.4244 | 41.6605 | x | 1 | 3. Moderate | 12351 | Reactive Maintenance | 7
1018110 | Toilet and Shower Areas | C (Poor): Asset is operational but major repair or replacement will be needed. | Category 2 (Necessary): Essential work required to prevent the deterioration of an asset. | 25 | 2008-10-19 | 15.5154 | 45.5877 | x | 1 | 3. Moderate | 12351 | Reactive Maintenance | 7
1018111 | Toilet and Shower Areas | C (Poor): Asset is operational but major repair or replacement will be needed. | Category 2 (Necessary): Essential work required to prevent the deterioration of an asset. | 25 | 2018-04-03 | 6.0616 | 53.1507 | x | 1 | 3. Moderate | 12351 | Reactive Maintenance | 7
1018112 | Toilet and Shower Areas | C (Poor): Asset is operational but major repair or replacement will be needed. | Category 2 (Necessary): Essential work required to prevent the deterioration of an asset. | 25 | 2000-09-17 | 23.603 | 39.1176 | x | 1 | 3. Moderate | 12351 | Reactive Maintenance | 7
1018113 | Toilet and Shower Areas | C (Poor): Asset is operational but major repair or replacement will be needed. | Category 2 (Necessary): Essential work required to prevent the deterioration of an asset. | 25 | 2008-05-09 | 15.9617 | 45.2307 | x | 1 | 3. Moderate | 12351 | Reactive Maintenance | 7
1018114 | Toilet and Shower Areas | C (Poor): Asset is operational but major repair or replacement will be needed. | Category 2 (Necessary): Essential work required to prevent the deterioration of an asset. | 25 | 2013-12-12 | 10.3682 | 49.7054 | x | 1 | 3. Moderate | 12351 | Reactive Maintenance | 7
1018115 | Toilet and Shower Areas | C (Poor): Asset is operational but major repair or replacement will be needed. | Category 2 (Necessary): Essential work required to prevent the deterioration of an asset. | 25 | 2020-07-13 | 3.7837 | 54.973 | x | 1 | 3. Moderate | 12351 | Reactive Maintenance | 7
1018116 | Toilet and Shower Areas | C (Poor): Asset is operational but major repair or replacement will be needed. | Category 2 (Necessary): Essential work required to prevent the deterioration of an asset. | 25 | 2011-08-17 | 12.6899 | 47.848 | x | 1 | 3. Moderate | 12351 | Reactive Maintenance | 7
1018117 | Toilet and Shower Areas | C (Poor): Asset is operational but major repair or replacement will be needed. | Category 2 (Necessary): Essential work required to prevent the deterioration of an asset. | 25 | 2015-01-29 | 9.2375 | 50.61 | x | 1 | 3. Moderate | 12351 | Reactive Maintenance | 7
1018118 | Toilet and Shower Areas | C (Poor): Asset is operational but major repair or replacement will be needed. | Category 2 (Necessary): Essential work required to prevent the deterioration of an asset. | 25 | 2021-06-29 | 2.8227 | 55.7418 | x | 1 | 3. Moderate | 12351 | Reactive Maintenance | 7
1018119 | Toilet and Shower Areas | C (Poor): Asset is operational but major repair or replacement will be needed. | Category 2 (Necessary): Essential work required to prevent the deterioration of an asset. | 25 | 2015-11-26 | 8.4134 | 51.2693 | x | 1 | 3. Moderate | 12351 | Reactive Maintenance | 7
1018120 | Toilet and Shower Areas | C (Poor): Asset is operational but major repair or replacement will be needed. | Category 2 (Necessary): Essential work required to prevent the deterioration of an asset. | 25 | 2009-12-17 | 14.3546 | 46.5164 | x | 1 | 3. Moderate | 12351 | Reactive Maintenance | 7
1018121 | Toilet and Shower Areas | C (Poor): Asset is operational but major repair or replacement will be needed. | Category 2 (Necessary): Essential work required to prevent the deterioration of an asset. | 25 | 2012-04-11 | 12.0383 | 48.3693 | x | 1 | 3. Moderate | 12351 | Reactive Maintenance | 7
1018122 | Toilet and Shower Areas | C (Poor): Asset is operational but major repair or replacement will be needed. | Category 2 (Necessary): Essential work required to prevent the deterioration of an asset. | 25 | 2000-05-13 | 23.9507 | 38.8394 | x | 1 | 3. Moderate | 12351 | Reactive Maintenance | 7
1018123 | Toilet and Shower Areas | C (Poor): Asset is operational but major repair or replacement will be needed. | Category 2 (Necessary): Essential work required to prevent the deterioration of an asset. | 25 | 2011-12-14 | 12.3641 | 48.1087 | x | 1 | 3. Moderate | 12351 | Reactive Maintenance | 7
1018124 | Toilet and Shower Areas | C (Poor): Asset is operational but major repair or replacement will be needed. | Category 2 (Necessary): Essential work required to prevent the deterioration of an asset. | 25 | 2015-10-02 | 8.564 | 51.1488 | x | 1 | 3. Moderate | 12351 | Reactive Maintenance | 7
1018125 | Toilet and Shower Areas | C (Poor): Asset is operational but major repair or replacement will be needed. | Category 2 (Necessary): Essential work required to prevent the deterioration of an asset. | 25 | 1999-07-17 | 24.7748 | 38.1802 | x | 1 | 3. Moderate | 12351 | Reactive Maintenance | 7
1018126 | Toilet and Shower Areas | C (Poor): Asset is operational but major repair or replacement will be needed. | Category 2 (Necessary): Essential work required to prevent the deterioration of an asset. | 25 | 2015-11-04 | 8.4736 | 51.2211 | x | 1 | 3. Moderate | 12351 | Reactive Maintenance | 7
1018127 | Toilet and Shower Areas | C (Poor): Asset is operational but major repair or replacement will be needed. | Category 2 (Necessary): Essential work required to prevent the deterioration of an asset. | 25 | 2000-05-07 | 23.9671 | 38.8263 | x | 1 | 3. Moderate | 12351 | Reactive Maintenance | 7
1018128 | Toilet and Shower Areas | C (Poor): Asset is operational but major repair or replacement will be needed. | Category 2 (Necessary): Essential work required to prevent the deterioration of an asset. | 25 | 2007-02-01 | 17.2293 | 44.2166 | x | 1 | 3. Moderate | 12351 | Reactive Maintenance | 7
1018129 | Toilet and Shower Areas | C (Poor): Asset is operational but major repair or replacement will be needed. | Category 2 (Necessary): Essential work required to prevent the deterioration of an asset. | 25 | 2009-09-25 | 14.5818 | 46.3346 | x | 1 | 3. Moderate | 12351 | Reactive Maintenance | 7
1018130 | Toilet and Shower Areas | C (Poor): Asset is operational but major repair or replacement will be needed. | Category 2 (Necessary): Essential work required to prevent the deterioration of an asset. | 25 | 2000-09-20 | 23.5948 | 39.1242 | x | 1 | 3. Moderate | 12351 | Reactive Maintenance | 7
1018131 | Toilet and Shower Areas | C (Poor): Asset is operational but major repair or replacement will be needed. | Category 2 (Necessary): Essential work required to prevent the deterioration of an asset. | 25 | 2017-05-26 | 6.9158 | 52.4674 | x | 1 | 3. Moderate | 12351 | Reactive Maintenance | 7
1018132 | Toilet and Shower Areas | C (Poor): Asset is operational but major repair or replacement will be needed. | Category 2 (Necessary): Essential work required to prevent the deterioration of an asset. | 25 | 2007-10-12 | 16.5366 | 44.7707 | x | 1 | 3. Moderate | 12351 | Reactive Maintenance | 7
1018133 | Toilet and Shower Areas | C (Poor): Asset is operational but major repair or replacement will be needed. | Category 2 (Necessary): Essential work required to prevent the deterioration of an asset. | 25 | 2012-06-17 | 11.8549 | 48.5161 | x | 1 | 3. Moderate | 12351 | Reactive Maintenance | 7
1018134 | Toilet and Shower Areas | C (Poor): Asset is operational but major repair or replacement will be needed. | Category 2 (Necessary): Essential work required to prevent the deterioration of an asset. | 25 | 2002-04-04 | 22.0589 | 40.3529 | x | 1 | 3. Moderate | 12351 | Reactive Maintenance | 7
1018135 | Toilet and Shower Areas | C (Poor): Asset is operational but major repair or replacement will be needed. | Category 2 (Necessary): Essential work required to prevent the deterioration of an asset. | 25 | 2010-10-09 | 13.5441 | 47.1647 | x | 1 | 3. Moderate | 12351 | Reactive Maintenance | 7
1018136 | Toilet and Shower Areas | C (Poor): Asset is operational but major repair or replacement will be needed. | Category 2 (Necessary): Essential work required to prevent the deterioration of an asset. | 25 | 2016-05-28 | 7.9097 | 51.6723 | x | 1 | 3. Moderate | 12351 | Reactive Maintenance | 7
1018137 | Toilet and Shower Areas | C (Poor): Asset is operational but major repair or replacement will be needed. | Category 2 (Necessary): Essential work required to prevent the deterioration of an asset. | 25 | 2018-04-06 | 6.0534 | 53.1573 | x | 1 | 3. Moderate | 12351 | Reactive Maintenance | 7
1018138 | Toilet and Shower Areas | C (Poor): Asset is operational but major repair or replacement will be needed. | Category 2 (Necessary): Essential work required to prevent the deterioration of an asset. | 25 | 2020-02-22 | 4.1725 | 54.662 | x | 1 | 3. Moderate | 12351 | Reactive Maintenance | 7
1018139 | Toilet and Shower Areas | C (Poor): Asset is operational but major repair or replacement will be needed. | Category 2 (Necessary): Essential work required to prevent the deterioration of an asset. | 25 | 2005-12-27 | 18.3272 | 43.3383 | x | 1 | 3. Moderate | 12351 | Reactive Maintenance | 7
1018140 | Toilet and Shower Areas | C (Poor): Asset is operational but major repair or replacement will be needed. | Category 2 (Necessary): Essential work required to prevent the deterioration of an asset. | 25 | 2004-07-23 | 19.7563 | 42.1949 | x | 1 | 3. Moderate | 12351 | Reactive Maintenance | 7
1018141 | Toilet and Shower Areas | C (Poor): Asset is operational but major repair or replacement will be needed. | Category 2 (Necessary): Essential work required to prevent the deterioration of an asset. | 25 | 2007-03-25 | 17.0869 | 44.3305 | x | 1 | 3. Moderate | 12351 | Reactive Maintenance | 7
1018142 | Toilet and Shower Areas | C (Poor): Asset is operational but major repair or replacement will be needed. | Category 2 (Necessary): Essential work required to prevent the deterioration of an asset. | 25 | 2014-05-27 | 9.9138 | 50.069 | x | 1 | 3. Moderate | 12351 | Reactive Maintenance | 7
1018143 | Toilet and Shower Areas | C (Poor): Asset is operational but major repair or replacement will be needed. | Category 2 (Necessary): Essential work required to prevent the deterioration of an asset. | 25 | 2009-06-27 | 14.8282 | 46.1374 | x | 1 | 3. Moderate | 12351 | Reactive Maintenance | 7
1018144 | Toilet and Shower Areas | C (Poor): Asset is operational but major repair or replacement will be needed. | Category 2 (Necessary): Essential work required to prevent the deterioration of an asset. | 25 | 2013-05-05 | 10.9733 | 49.2214 | x | 1 | 3. Moderate | 12351 | Reactive Maintenance | 7
1018145 | Toilet and Shower Areas | C (Poor): Asset is operational but major repair or replacement will be needed. | Category 2 (Necessary): Essential work required to prevent the deterioration of an asset. | 25 | 2000-07-28 | 23.7426 | 39.0059 | x | 1 | 3. Moderate | 12351 | Reactive Maintenance | 7
1018146 | Toilet and Shower Areas | C (Poor): Asset is operational but major repair or replacement will be needed. | Category 2 (Necessary): Essential work required to prevent the deterioration of an asset. | 25 | 2003-05-20 | 20.9336 | 41.2531 | x | 1 | 3. Moderate | 12351 | Reactive Maintenance | 7
1018147 | Toilet and Shower Areas | C (Poor): Asset is operational but major repair or replacement will be needed. | Category 2 (Necessary): Essential work required to prevent the deterioration of an asset. | 25 | 2000-03-03 | 24.1451 | 38.6839 | x | 1 | 3. Moderate | 12351 | Reactive Maintenance | 7
1018148 | Toilet and Shower Areas | C (Poor): Asset is operational but major repair or replacement will be needed. | Category 2 (Necessary): Essential work required to prevent the deterioration of an asset. | 25 | 2007-01-24 | 17.2512 | 44.199 | x | 1 | 3. Moderate | 12351 | Reactive Maintenance | 7
1018149 | Toilet and Shower Areas | C (Poor): Asset is operational but major repair or replacement will be needed. | Category 2 (Necessary): Essential work required to prevent the deterioration of an asset. | 25 | 2000-10-28 | 23.4908 | 39.2074 | x | 1 | 3. Moderate | 12351 | Reactive Maintenance | 7
1018150 | Toilet and Shower Areas | C (Poor): Asset is operational but major repair or replacement will be needed. | Category 2 (Necessary): Essential work required to prevent the deterioration of an asset. | 25 | 2005-02-21 | 19.1732 | 42.6615 | x | 1 | 3. Moderate | 12351 | Reactive Maintenance | 7
1018151 | Toilet and Shower Areas | C (Poor): Asset is operational but major repair or replacement will be needed. | Category 2 (Necessary): Essential work required to prevent the deterioration of an asset. | 25 | 2001-06-14 | 22.8638 | 39.709 | x | 1 | 3. Moderate | 12351 | Reactive Maintenance | 7
1018152 | Toilet and Shower Areas | C (Poor): Asset is operational but major repair or replacement will be needed. | Category 2 (Necessary): Essential work required to prevent the deterioration of an asset. | 25 | 2002-04-30 | 21.9877 | 40.4099 | x | 1 | 3. Moderate | 12351 | Reactive Maintenance | 7
1018153 | Toilet and Shower Areas | C (Poor): Asset is operational but major repair or replacement will be needed. | Category 2 (Necessary): Essential work required to prevent the deterioration of an asset. | 25 | 2000-09-17 | 23.603 | 39.1176 | x | 1 | 3. Moderate | 12351 | Reactive Maintenance | 7
1018154 | Toilet and Shower Areas | C (Poor): Asset is operational but major repair or replacement will be needed. | Category 2 (Necessary): Essential work required to prevent the deterioration of an asset. | 25 | 2003-02-12 | 21.1992 | 41.0407 | x | 1 | 3. Moderate | 12351 | Reactive Maintenance | 7
1018155 | Toilet and Shower Areas | C (Poor): Asset is operational but major repair or replacement will be needed. | Category 2 (Necessary): Essential work required to prevent the deterioration of an asset. | 25 | 1999-11-11 | 24.4545 | 38.4364 | x | 1 | 3. Moderate | 12351 | Reactive Maintenance | 7
1018156 | Toilet and Shower Areas | C (Poor): Asset is operational but major repair or replacement will be needed. | Category 2 (Necessary): Essential work required to prevent the deterioration of an asset. | 25 | 2003-04-01 | 21.0678 | 41.1458 | x | 1 | 3. Moderate | 12351 | Reactive Maintenance | 7
1018157 | Toilet and Shower Areas | C (Poor): Asset is operational but major repair or replacement will be needed. | Category 2 (Necessary): Essential work required to prevent the deterioration of an asset. | 25 | 2022-03-29 | 2.0753 | 56.3398 | x | 1 | 3. Moderate | 12351 | Reactive Maintenance | 7
1018158 | Toilet and Shower Areas | C (Poor): Asset is operational but major repair or replacement will be needed. | Category 2 (Necessary): Essential work required to prevent the deterioration of an asset. | 25 | 2023-07-15 | 0.78029 | 57.3758 | x | 1 | 3. Moderate | 12351 | Reactive Maintenance | 7
1018159 | Toilet and Shower Areas | C (Poor): Asset is operational but major repair or replacement will be needed. | Category 2 (Necessary): Essential work required to prevent the deterioration of an asset. | 25 | 2021-04-17 | 3.0226 | 55.5819 | x | 1 | 3. Moderate | 12351 | Reactive Maintenance | 7
1018160 | Toilet and Shower Areas | C (Poor): Asset is operational but major repair or replacement will be needed. | Category 2 (Necessary): Essential work required to prevent the deterioration of an asset. | 25 | 2010-06-04 | 13.8919 | 46.8865 | x | 1 | 3. Moderate | 12351 | Reactive Maintenance | 7
1018161 | Toilet and Shower Areas | C (Poor): Asset is operational but major repair or replacement will be needed. | Category 2 (Necessary): Essential work required to prevent the deterioration of an asset. | 25 | 2007-06-25 | 16.835 | 44.532 | x | 1 | 3. Moderate | 12351 | Reactive Maintenance | 7
1018162 | Toilet and Shower Areas | C (Poor): Asset is operational but major repair or replacement will be needed. | Category 2 (Necessary): Essential work required to prevent the deterioration of an asset. | 25 | 2018-08-06 | 5.7194 | 53.4245 | x | 1 | 3. Moderate | 12351 | Reactive Maintenance | 7
1018163 | Toilet and Shower Areas | C (Poor): Asset is operational but major repair or replacement will be needed. | Category 2 (Necessary): Essential work required to prevent the deterioration of an asset. | 25 | 2000-07-14 | 23.781 | 38.9752 | x | 1 | 3. Moderate | 12351 | Reactive Maintenance | 7
1018164 | Toilet and Shower Areas | C (Poor): Asset is operational but major repair or replacement will be needed. | Category 2 (Necessary): Essential work required to prevent the deterioration of an asset. | 25 | 2016-05-17 | 7.9398 | 51.6482 | x | 1 | 3. Moderate | 12351 | Reactive Maintenance | 7
1018165 | Toilet and Shower Areas | C (Poor): Asset is operational but major repair or replacement will be needed. | Category 2 (Necessary): Essential work required to prevent the deterioration of an asset. | 25 | 2023-11-10 | 0.45722 | 57.6342 | x | 1 | 3. Moderate | 12351 | Reactive Maintenance | 7
1018166 | Toilet and Shower Areas | C (Poor): Asset is operational but major repair or replacement will be needed. | Category 2 (Necessary): Essential work required to prevent the deterioration of an asset. | 25 | 2010-08-28 | 13.6591 | 47.0727 | x | 1 | 3. Moderate | 12351 | Reactive Maintenance | 7
1018167 | Toilet and Shower Areas | C (Poor): Asset is operational but major repair or replacement will be needed. | Category 2 (Necessary): Essential work required to prevent the deterioration of an asset. | 25 | 2009-06-17 | 14.8556 | 46.1155 | x | 1 | 3. Moderate | 12351 | Reactive Maintenance | 7
1018168 | Toilet and Shower Areas | C (Poor): Asset is operational but major repair or replacement will be needed. | Category 2 (Necessary): Essential work required to prevent the deterioration of an asset. | 25 | 2021-11-05 | 2.4695 | 56.0244 | x | 1 | 3. Moderate | 12351 | Reactive Maintenance | 7
1018169 | Toilet and Shower Areas | C (Poor): Asset is operational but major repair or replacement will be needed. | Category 2 (Necessary): Essential work required to prevent the deterioration of an asset. | 25 | 1999-09-11 | 24.6215 | 38.3028 | x | 1 | 3. Moderate | 12351 | Reactive Maintenance | 7
1018170 | Toilet and Shower Areas | C (Poor): Asset is operational but major repair or replacement will be needed. | Category 2 (Necessary): Essential work required to prevent the deterioration of an asset. | 25 | 2008-03-17 | 16.1068 | 45.1146 | x | 1 | 3. Moderate | 12351 | Reactive Maintenance | 7
1018171 | Toilet and Shower Areas | C (Poor): Asset is operational but major repair or replacement will be needed. | Category 2 (Necessary): Essential work required to prevent the deterioration of an asset. | 25 | 2012-07-02 | 11.8138 | 48.5489 | x | 1 | 3. Moderate | 12351 | Reactive Maintenance | 7
1018172 | Toilet and Shower Areas | C (Poor): Asset is operational but major repair or replacement will be needed. | Category 2 (Necessary): Essential work required to prevent the deterioration of an asset. | 25 | 2023-05-12 | 0.95551 | 57.2356 | x | 1 | 3. Moderate | 12351 | Reactive Maintenance | 7
1018173 | Toilet and Shower Areas | C (Poor): Asset is operational but major repair or replacement will be needed. | Category 2 (Necessary): Essential work required to prevent the deterioration of an asset. | 25 | 2015-07-01 | 8.8186 | 50.9451 | x | 1 | 3. Moderate | 12351 | Reactive Maintenance | 7
1018174 | Toilet and Shower Areas | C (Poor): Asset is operational but major repair or replacement will be needed. | Category 2 (Necessary): Essential work required to prevent the deterioration of an asset. | 25 | 2004-05-04 | 19.9754 | 42.0197 | x | 1 | 3. Moderate | 12351 | Reactive Maintenance | 7
1018175 | Toilet and Shower Areas | C (Poor): Asset is operational but major repair or replacement will be needed. | Category 2 (Necessary): Essential work required to prevent the deterioration of an asset. | 25 | 2021-09-25 | 2.5818 | 55.9346 | x | 1 | 3. Moderate | 12351 | Reactive Maintenance | 7
1018176 | Toilet and Shower Areas | C (Poor): Asset is operational but major repair or replacement will be needed. | Category 2 (Necessary): Essential work required to prevent the deterioration of an asset. | 25 | 2020-04-18 | 4.0192 | 54.7847 | x | 1 | 3. Moderate | 12351 | Reactive Maintenance | 7
1018177 | Toilet and Shower Areas | C (Poor): Asset is operational but major repair or replacement will be needed. | Category 2 (Necessary): Essential work required to prevent the deterioration of an asset. | 25 | 2004-03-01 | 20.1506 | 41.8795 | x | 1 | 3. Moderate | 12351 | Reactive Maintenance | 7
1018178 | Toilet and Shower Areas | C (Poor): Asset is operational but major repair or replacement will be needed. | Category 2 (Necessary): Essential work required to prevent the deterioration of an asset. | 25 | 2002-11-25 | 21.4155 | 40.8676 | x | 1 | 3. Moderate | 12351 | Reactive Maintenance | 7
1018179 | Toilet and Shower Areas | C (Poor): Asset is operational but major repair or replacement will be needed. | Category 2 (Necessary): Essential work required to prevent the deterioration of an asset. | 25 | 2005-01-31 | 19.2307 | 42.6155 | x | 1 | 3. Moderate | 12351 | Reactive Maintenance | 7
1018180 | Toilet and Shower Areas | C (Poor): Asset is operational but major repair or replacement will be needed. | Category 2 (Necessary): Essential work required to prevent the deterioration of an asset. | 25 | 2010-11-25 | 13.4155 | 47.2676 | x | 1 | 3. Moderate | 12351 | Reactive Maintenance | 7
1018181 | Toilet and Shower Areas | C (Poor): Asset is operational but major repair or replacement will be needed. | Category 2 (Necessary): Essential work required to prevent the deterioration of an asset. | 25 | 2019-05-09 | 4.9637 | 54.029 | x | 1 | 3. Moderate | 12351 | Reactive Maintenance | 7
1018182 | Toilet and Shower Areas | C (Poor): Asset is operational but major repair or replacement will be needed. | Category 2 (Necessary): Essential work required to prevent the deterioration of an asset. | 25 | 2003-04-26 | 20.9993 | 41.2005 | x | 1 | 3. Moderate | 12351 | Reactive Maintenance | 7
1018183 | Toilet and Shower Areas | C (Poor): Asset is operational but major repair or replacement will be needed. | Category 2 (Necessary): Essential work required to prevent the deterioration of an asset. | 25 | 2020-11-16 | 3.4387 | 55.249 | x | 1 | 3. Moderate | 12351 | Reactive Maintenance | 7
1018184 | Toilet and Shower Areas | C (Poor): Asset is operational but major repair or replacement will be needed. | Category 2 (Necessary): Essential work required to prevent the deterioration of an asset. | 25 | 2023-03-04 | 1.1444 | 57.0845 | x | 1 | 3. Moderate | 12351 | Reactive Maintenance | 7
1018185 | Toilet and Shower Areas | C (Poor): Asset is operational but major repair or replacement will be needed. | Category 2 (Necessary): Essential work required to prevent the deterioration of an asset. | 25 | 2009-06-11 | 14.872 | 46.1024 | x | 1 | 3. Moderate | 12351 | Reactive Maintenance | 7
1018216 | Access Control | A (Good): Asset is as new and can be expected to perform adequately to its full normal life if maintained appropriately. | Category 1 (Urgent): Critical work required to address serious health and safety issues and correct any breach of legislation. | 15 | 2012-03-16 | 12.1095 | 49.854 | x | 4 | 4. Significant | 12352 | Reactive Maintenance | 3
1018217 | Access Control | D (Very Poor): Asset runs a serious risk of imminent breakdown or poses a health and safety risk. | Category 1 (Urgent): Critical work required to address serious health and safety issues and correct any breach of legislation. | 15 | 2012-08-22 | 11.6742 | 22.4344 | x | 4 | 4. Significant | 12352 | Reactive Maintenance | 3
1018218 | Access Control | B (Average): Asset is sound, operationally safe and exhibits only minor deterioration. | Category 1 (Urgent): Critical work required to address serious health and safety issues and correct any breach of legislation. | 15 | 2012-04-11 | 12.0383 | 42.9489 | x | 4 | 4. Significant | 12352 | Reactive Maintenance | 3
1018223 | Towel Rails, Mirrors, Toilet Roll Holders, Shelves, Pictures etc. | C (Poor): Asset is operational but major repair or replacement will be needed. | Category 1 (Urgent): Critical work required to address serious health and safety issues and correct any breach of legislation. | 30 | 1997-07-28 | 26.7433 | 27.1711 | x | 4 | 2. Minor | 12352 | Reactive Maintenance | 14
1018224 | Towel Rails, Mirrors, Toilet Roll Holders, Shelves, Pictures etc. | A (Good): Asset is as new and can be expected to perform adequately to its full normal life if maintained appropriately. | Category 2 (Necessary): Essential work required to prevent the deterioration of an asset. | 30 | 2011-07-11 | 12.7912 | 64.4725 | x | 4 | 2. Minor | 12352 | Reactive Maintenance | 14
1018226 | Outstations | A (Good): Asset is as new and can be expected to perform adequately to its full normal life if maintained appropriately. | Category 2 (Necessary): Essential work required to prevent the deterioration of an asset. | 10 | 2019-05-11 | 4.9582 | 63.0835 | x | 4 | 4. Significant | 12352 | Reactive Maintenance | 3
1018230 | Building Inspections | D (Very Poor): Asset runs a serious risk of imminent breakdown or poses a health and safety risk. | Category 2 (Necessary): Essential work required to prevent the deterioration of an asset. | 20 | 2009-07-28 | 14.7433 | 30.2567 | x | 4 | 2. Minor | 12352 | Reactive Maintenance | 14
1018237 | Emergency Lighting - Self Contained | C (Poor): Asset is operational but major repair or replacement will be needed. | Category 1 (Urgent): Critical work required to address serious health and safety issues and correct any breach of legislation. | 25 | 2019-09-09 | 4.627 | 41.2984 | x | 4 | 4. Significant | 12352 | Reactive Maintenance | 3
1018238 | Emergency Lighting - Self Contained | D (Very Poor): Asset runs a serious risk of imminent breakdown or poses a health and safety risk. | Category 2 (Necessary): Essential work required to prevent the deterioration of an asset. | 25 | 2014-05-26 | 9.9165 | 37.0668 | x | 4 | 4. Significant | 12352 | Reactive Maintenance | 3
1018239 | Emergency Lighting - Self Contained | D (Very Poor): Asset runs a serious risk of imminent breakdown or poses a health and safety risk. | Category 2 (Necessary): Essential work required to prevent the deterioration of an asset. | 25 | 2015-01-13 | 9.2813 | 37.5749 | x | 4 | 4. Significant | 12352 | Reactive Maintenance | 3
1018246 | External Lighting including Illuminated Signs | D (Very Poor): Asset runs a serious risk of imminent breakdown or poses a health and safety risk. | Category 1 (Urgent): Critical work required to address serious health and safety issues and correct any breach of legislation. | 15 | 2021-09-15 | 2.6092 | 34.5211 | x | 4 | 4. Significant | 12352 | Reactive Maintenance | 3
1018247 | External Lighting including Illuminated Signs | D (Very Poor): Asset runs a serious risk of imminent breakdown or poses a health and safety risk. | Category 1 (Urgent): Critical work required to address serious health and safety issues and correct any breach of legislation. | 15 | 2021-06-16 | 2.8583 | 34.1889 | x | 4 | 4. Significant | 12352 | Reactive Maintenance | 3
1018248 | Doors General/Automatic/Steel | A (Good): Asset is as new and can be expected to perform adequately to its full normal life if maintained appropriately. | Category 1 (Urgent): Critical work required to address serious health and safety issues and correct any breach of legislation. | 20 | 2017-08-06 | 6.7187 | 59.2813 | x | 4 | 3. Moderate | 12352 | Reactive Maintenance | 7
1018265 | Fittings, Furnishings and Equipment | D (Very Poor): Asset runs a serious risk of imminent breakdown or poses a health and safety risk. | Category 1 (Urgent): Critical work required to address serious health and safety issues and correct any breach of legislation. | 5 | 2023-02-28 | 1.1554 | 33.3785 | x | 4 | 2. Minor | 12352 | Reactive Maintenance | 14
1018266 | Fittings, Furnishings and Equipment | A (Good): Asset is as new and can be expected to perform adequately to its full normal life if maintained appropriately. | Category 1 (Urgent): Critical work required to address serious health and safety issues and correct any breach of legislation. | 5 | 2020-06-23 | 3.8385 | 50.6461 | x | 4 | 2. Minor | 12352 | Reactive Maintenance | 14
1018267 | Fittings, Furnishings and Equipment | D (Very Poor): Asset runs a serious risk of imminent breakdown or poses a health and safety risk. | Category 2 (Necessary): Essential work required to prevent the deterioration of an asset. | 5 | 2021-12-24 | 2.3354 | 35.6585 | x | 4 | 2. Minor | 12352 | Reactive Maintenance | 14
1018268 | Fittings, Furnishings and Equipment | D (Very Poor): Asset runs a serious risk of imminent breakdown or poses a health and safety risk. | Category 2 (Necessary): Essential work required to prevent the deterioration of an asset. | 5 | 2022-10-24 | 1.5031 | 38.9877 | x | 4 | 2. Minor | 12352 | Reactive Maintenance | 14
1018269 | Fittings, Furnishings and Equipment | B (Average): Asset is sound, operationally safe and exhibits only minor deterioration. | Category 2 (Necessary): Essential work required to prevent the deterioration of an asset. | 5 | 2023-05-02 | 0.98289 | 62.0684 | x | 4 | 2. Minor | 12352 | Reactive Maintenance | 14
1018270 | Fittings, Furnishings and Equipment | B (Average): Asset is sound, operationally safe and exhibits only minor deterioration. | Category 2 (Necessary): Essential work required to prevent the deterioration of an asset. | 5 | 2020-12-31 | 3.3155 | 52.7379 | x | 4 | 2. Minor | 12352 | Reactive Maintenance | 14
1018280 | Pipework for Low Pressure Natural Gas, Liquefied Petroleum Gas (LPG) or Oil | A (Good): Asset is as new and can be expected to perform adequately to its full normal life if maintained appropriately. | Category 1 (Urgent): Critical work required to address serious health and safety issues and correct any breach of legislation. | 50 | 2001-03-19 | 23.102 | 56.7592 | x | 4 | 5. Severe | 12352 | Reactive Maintenance | 1
1018332 | Lighting Fittings including Luminaires General | B (Average): Asset is sound, operationally safe and exhibits only minor deterioration. | Category 1 (Urgent): Critical work required to address serious health and safety issues and correct any breach of legislation. | 20 | 2013-11-23 | 10.4203 | 48.5797 | x | 4 | 3. Moderate | 12352 | Reactive Maintenance | 7
1018333 | Lighting Fittings including Luminaires General | B (Average): Asset is sound, operationally safe and exhibits only minor deterioration. | Category 1 (Urgent): Critical work required to address serious health and safety issues and correct any breach of legislation. | 20 | 2012-02-13 | 12.1971 | 46.8029 | x | 4 | 3. Moderate | 12352 | Reactive Maintenance | 7
1018334 | Lighting Fittings including Luminaires General | D (Very Poor): Asset runs a serious risk of imminent breakdown or poses a health and safety risk. | Category 1 (Urgent): Critical work required to address serious health and safety issues and correct any breach of legislation. | 20 | 2023-02-02 | 1.2266 | 36.7734 | x | 4 | 3. Moderate | 12352 | Reactive Maintenance | 7
1018335 | Lighting Fittings including Luminaires General | D (Very Poor): Asset runs a serious risk of imminent breakdown or poses a health and safety risk. | Category 1 (Urgent): Critical work required to address serious health and safety issues and correct any breach of legislation. | 20 | 2008-06-12 | 15.8686 | 22.1314 | x | 4 | 3. Moderate | 12352 | Reactive Maintenance | 7
1018336 | Lighting Fittings including Luminaires General | B (Average): Asset is sound, operationally safe and exhibits only minor deterioration. | Category 1 (Urgent): Critical work required to address serious health and safety issues and correct any breach of legislation. | 20 | 2010-03-02 | 14.1492 | 44.8508 | x | 4 | 3. Moderate | 12352 | Reactive Maintenance | 7
1018337 | Lighting Fittings including Luminaires General | A (Good): Asset is as new and can be expected to perform adequately to its full normal life if maintained appropriately. | Category 1 (Urgent): Critical work required to address serious health and safety issues and correct any breach of legislation. | 20 | 2006-10-28 | 17.4921 | 48.5079 | x | 4 | 3. Moderate | 12352 | Reactive Maintenance | 7
1018338 | Lighting Fittings including Luminaires General | B (Average): Asset is sound, operationally safe and exhibits only minor deterioration. | Category 1 (Urgent): Critical work required to address serious health and safety issues and correct any breach of legislation. | 20 | 2006-11-25 | 17.4155 | 41.5845 | x | 4 | 3. Moderate | 12352 | Reactive Maintenance | 7
1018339 | Lighting Fittings including Luminaires General | B (Average): Asset is sound, operationally safe and exhibits only minor deterioration. | Category 1 (Urgent): Critical work required to address serious health and safety issues and correct any breach of legislation. | 20 | 2007-01-01 | 17.3142 | 41.6858 | x | 4 | 3. Moderate | 12352 | Reactive Maintenance | 7
1018340 | Lighting Fittings including Luminaires General | B (Average): Asset is sound, operationally safe and exhibits only minor deterioration. | Category 1 (Urgent): Critical work required to address serious health and safety issues and correct any breach of legislation. | 20 | 2018-06-16 | 5.859 | 53.141 | x | 4 | 3. Moderate | 12352 | Reactive Maintenance | 7
1018341 | Lighting Fittings including Luminaires General | B (Average): Asset is sound, operationally safe and exhibits only minor deterioration. | Category 1 (Urgent): Critical work required to address serious health and safety issues and correct any breach of legislation. | 20 | 2014-04-28 | 9.9932 | 49.0068 | x | 4 | 3. Moderate | 12352 | Reactive Maintenance | 7
1018342 | Lighting Fittings including Luminaires General | A (Good): Asset is as new and can be expected to perform adequately to its full normal life if maintained appropriately. | Category 1 (Urgent): Critical work required to address serious health and safety issues and correct any breach of legislation. | 20 | 2021-04-29 | 2.9897 | 63.0103 | x | 4 | 3. Moderate | 12352 | Reactive Maintenance | 7
1018343 | Lighting Fittings including Luminaires General | B (Average): Asset is sound, operationally safe and exhibits only minor deterioration. | Category 1 (Urgent): Critical work required to address serious health and safety issues and correct any breach of legislation. | 20 | 2010-12-27 | 13.3279 | 45.6721 | x | 4 | 3. Moderate | 12352 | Reactive Maintenance | 7
1018344 | Lighting Fittings including Luminaires General | C (Poor): Asset is operational but major repair or replacement will be needed. | Category 1 (Urgent): Critical work required to address serious health and safety issues and correct any breach of legislation. | 20 | 2013-03-30 | 11.0719 | 33.9281 | x | 4 | 3. Moderate | 12352 | Reactive Maintenance | 7
1018345 | Lighting Fittings including Luminaires General | D (Very Poor): Asset runs a serious risk of imminent breakdown or poses a health and safety risk. | Category 1 (Urgent): Critical work required to address serious health and safety issues and correct any breach of legislation. | 20 | 2010-06-18 | 13.8535 | 24.1465 | x | 4 | 3. Moderate | 12352 | Reactive Maintenance | 7
1018346 | Lighting Fittings including Luminaires General | C (Poor): Asset is operational but major repair or replacement will be needed. | Category 1 (Urgent): Critical work required to address serious health and safety issues and correct any breach of legislation. | 20 | 2010-03-06 | 14.1383 | 30.8617 | x | 4 | 3. Moderate | 12352 | Reactive Maintenance | 7
1018347 | Lighting Fittings including Luminaires General | D (Very Poor): Asset runs a serious risk of imminent breakdown or poses a health and safety risk. | Category 1 (Urgent): Critical work required to address serious health and safety issues and correct any breach of legislation. | 20 | 2009-06-11 | 14.872 | 23.128 | x | 4 | 3. Moderate | 12352 | Reactive Maintenance | 7
1018348 | Lighting Fittings including Luminaires General | C (Poor): Asset is operational but major repair or replacement will be needed. | Category 1 (Urgent): Critical work required to address serious health and safety issues and correct any breach of legislation. | 20 | 2008-09-18 | 15.6003 | 29.3997 | x | 4 | 3. Moderate | 12352 | Reactive Maintenance | 7
1018349 | Lighting Fittings including Luminaires General | C (Poor): Asset is operational but major repair or replacement will be needed. | Category 1 (Urgent): Critical work required to address serious health and safety issues and correct any breach of legislation. | 20 | 2023-06-20 | 0.84873 | 44.1513 | x | 4 | 3. Moderate | 12352 | Reactive Maintenance | 7
1018350 | Lighting Fittings including Luminaires General | C (Poor): Asset is operational but major repair or replacement will be needed. | Category 1 (Urgent): Critical work required to address serious health and safety issues and correct any breach of legislation. | 20 | 2013-12-01 | 10.3984 | 34.6016 | x | 4 | 3. Moderate | 12352 | Reactive Maintenance | 7
1018351 | Lighting Fittings including Luminaires General | B (Average): Asset is sound, operationally safe and exhibits only minor deterioration. | Category 1 (Urgent): Critical work required to address serious health and safety issues and correct any breach of legislation. | 20 | 2021-07-26 | 2.7488 | 56.2512 | x | 4 | 3. Moderate | 12352 | Reactive Maintenance | 7
1018352 | Lighting Fittings including Luminaires General | A (Good): Asset is as new and can be expected to perform adequately to its full normal life if maintained appropriately. | Category 1 (Urgent): Critical work required to address serious health and safety issues and correct any breach of legislation. | 20 | 2014-02-01 | 10.2286 | 55.7714 | x | 4 | 3. Moderate | 12352 | Reactive Maintenance | 7
1018353 | Lighting Fittings including Luminaires General | D (Very Poor): Asset runs a serious risk of imminent breakdown or poses a health and safety risk. | Category 1 (Urgent): Critical work required to address serious health and safety issues and correct any breach of legislation. | 20 | 2021-02-26 | 3.1595 | 34.8405 | x | 4 | 3. Moderate | 12352 | Reactive Maintenance | 7
1018354 | Lighting Fittings including Luminaires General | B (Average): Asset is sound, operationally safe and exhibits only minor deterioration. | Category 2 (Necessary): Essential work required to prevent the deterioration of an asset. | 20 | 2010-09-04 | 13.64 | 52.36 | x | 4 | 3. Moderate | 12352 | Reactive Maintenance | 7
1018355 | Lighting Fittings including Luminaires General | A (Good): Asset is as new and can be expected to perform adequately to its full normal life if maintained appropriately. | Category 2 (Necessary): Essential work required to prevent the deterioration of an asset. | 20 | 2015-02-08 | 9.2101 | 63.7899 | x | 4 | 3. Moderate | 12352 | Reactive Maintenance | 7
1018356 | Lighting Fittings including Luminaires General | D (Very Poor): Asset runs a serious risk of imminent breakdown or poses a health and safety risk. | Category 2 (Necessary): Essential work required to prevent the deterioration of an asset. | 20 | 2009-06-19 | 14.8501 | 30.1499 | x | 4 | 3. Moderate | 12352 | Reactive Maintenance | 7
1018357 | Lighting Fittings including Luminaires General | B (Average): Asset is sound, operationally safe and exhibits only minor deterioration. | Category 2 (Necessary): Essential work required to prevent the deterioration of an asset. | 20 | 2015-09-23 | 8.5886 | 57.4114 | x | 4 | 3. Moderate | 12352 | Reactive Maintenance | 7
1018358 | Lighting Fittings including Luminaires General | D (Very Poor): Asset runs a serious risk of imminent breakdown or poses a health and safety risk. | Category 2 (Necessary): Essential work required to prevent the deterioration of an asset. | 20 | 2018-07-15 | 5.7796 | 39.2204 | x | 4 | 3. Moderate | 12352 | Reactive Maintenance | 7
1018359 | Lighting Fittings including Luminaires General | D (Very Poor): Asset runs a serious risk of imminent breakdown or poses a health and safety risk. | Category 2 (Necessary): Essential work required to prevent the deterioration of an asset. | 20 | 2011-06-07 | 12.8843 | 32.1157 | x | 4 | 3. Moderate | 12352 | Reactive Maintenance | 7
1018360 | Lighting Fittings including Luminaires General | A (Good): Asset is as new and can be expected to perform adequately to its full normal life if maintained appropriately. | Category 2 (Necessary): Essential work required to prevent the deterioration of an asset. | 20 | 2007-11-03 | 16.4764 | 56.5236 | x | 4 | 3. Moderate | 12352 | Reactive Maintenance | 7
1018361 | Lighting Fittings including Luminaires General | C (Poor): Asset is operational but major repair or replacement will be needed. | Category 2 (Necessary): Essential work required to prevent the deterioration of an asset. | 20 | 2005-04-16 | 19.0253 | 32.9747 | x | 4 | 3. Moderate | 12352 | Reactive Maintenance | 7
1018362 | Lighting Fittings including Luminaires General | A (Good): Asset is as new and can be expected to perform adequately to its full normal life if maintained appropriately. | Category 2 (Necessary): Essential work required to prevent the deterioration of an asset. | 20 | 2017-02-20 | 7.1759 | 65.8241 | x | 4 | 3. Moderate | 12352 | Reactive Maintenance | 7
1018363 | Lighting Fittings including Luminaires General | B (Average): Asset is sound, operationally safe and exhibits only minor deterioration. | Category 2 (Necessary): Essential work required to prevent the deterioration of an asset. | 20 | 2004-09-12 | 19.6167 | 46.3833 | x | 4 | 3. Moderate | 12352 | Reactive Maintenance | 7
1018364 | Lighting Fittings including Luminaires General | B (Average): Asset is sound, operationally safe and exhibits only minor deterioration. | Category 2 (Necessary): Essential work required to prevent the deterioration of an asset. | 20 | 2009-02-26 | 15.1595 | 50.8405 | x | 4 | 3. Moderate | 12352 | Reactive Maintenance | 7
1018365 | Lighting Fittings including Luminaires General | B (Average): Asset is sound, operationally safe and exhibits only minor deterioration. | Category 2 (Necessary): Essential work required to prevent the deterioration of an asset. | 20 | 2018-06-17 | 5.8563 | 60.1437 | x | 4 | 3. Moderate | 12352 | Reactive Maintenance | 7
1018366 | Lighting Fittings including Luminaires General | C (Poor): Asset is operational but major repair or replacement will be needed. | Category 2 (Necessary): Essential work required to prevent the deterioration of an asset. | 20 | 2021-03-10 | 3.1266 | 48.8734 | x | 4 | 3. Moderate | 12352 | Reactive Maintenance | 7
1018367 | Lighting Fittings including Luminaires General | D (Very Poor): Asset runs a serious risk of imminent breakdown or poses a health and safety risk. | Category 2 (Necessary): Essential work required to prevent the deterioration of an asset. | 20 | 2022-09-16 | 1.6071 | 43.3929 | x | 4 | 3. Moderate | 12352 | Reactive Maintenance | 7
1018368 | Lighting Fittings including Luminaires General | D (Very Poor): Asset runs a serious risk of imminent breakdown or poses a health and safety risk. | Category 2 (Necessary): Essential work required to prevent the deterioration of an asset. | 20 | 2010-11-11 | 13.4538 | 31.5462 | x | 4 | 3. Moderate | 12352 | Reactive Maintenance | 7
1018369 | Lighting Fittings including Luminaires General | C (Poor): Asset is operational but major repair or replacement will be needed. | Category 2 (Necessary): Essential work required to prevent the deterioration of an asset. | 20 | 2013-02-11 | 11.2005 | 40.7995 | x | 4 | 3. Moderate | 12352 | Reactive Maintenance | 7
1018370 | Lighting Fittings including Luminaires General | A (Good): Asset is as new and can be expected to perform adequately to its full normal life if maintained appropriately. | Category 2 (Necessary): Essential work required to prevent the deterioration of an asset. | 20 | 2008-01-28 | 16.2409 | 56.7591 | x | 4 | 3. Moderate | 12352 | Reactive Maintenance | 7
1018371 | Lighting Fittings including Luminaires General | C (Poor): Asset is operational but major repair or replacement will be needed. | Category 2 (Necessary): Essential work required to prevent the deterioration of an asset. | 20 | 2009-03-08 | 15.1321 | 36.8679 | x | 4 | 3. Moderate | 12352 | Reactive Maintenance | 7
1018372 | Lighting Fittings including Luminaires General | B (Average): Asset is sound, operationally safe and exhibits only minor deterioration. | Category 2 (Necessary): Essential work required to prevent the deterioration of an asset. | 20 | 2004-03-09 | 20.1287 | 45.8713 | x | 4 | 3. Moderate | 12352 | Reactive Maintenance | 7
1018436 | Pipework Systems - General | A (Good): Asset is as new and can be expected to perform adequately to its full normal life if maintained appropriately. | Category 1 (Urgent): Critical work required to address serious health and safety issues and correct any breach of legislation. | 20 | 2008-11-05 | 15.4689 | 50.5311 | x | 4 | 4. Significant | 12352 | Reactive Maintenance | 3
1018437 | Pipework Systems - General | D (Very Poor): Asset runs a serious risk of imminent breakdown or poses a health and safety risk. | Category 1 (Urgent): Critical work required to address serious health and safety issues and correct any breach of legislation. | 20 | 2006-12-13 | 17.3662 | 20.6338 | x | 4 | 4. Significant | 12352 | Reactive Maintenance | 3
1018438 | Pipework Systems - General | C (Poor): Asset is operational but major repair or replacement will be needed. | Category 1 (Urgent): Critical work required to address serious health and safety issues and correct any breach of legislation. | 20 | 2012-02-06 | 12.2163 | 32.7837 | x | 4 | 4. Significant | 12352 | Reactive Maintenance | 3
1018439 | Pipework Systems - General | A (Good): Asset is as new and can be expected to perform adequately to its full normal life if maintained appropriately. | Category 1 (Urgent): Critical work required to address serious health and safety issues and correct any breach of legislation. | 20 | 2007-07-08 | 16.7995 | 49.2005 | x | 4 | 4. Significant | 12352 | Reactive Maintenance | 3
1018440 | Pipework Systems - General | D (Very Poor): Asset runs a serious risk of imminent breakdown or poses a health and safety risk. | Category 1 (Urgent): Critical work required to address serious health and safety issues and correct any breach of legislation. | 20 | 2018-02-08 | 6.2094 | 31.7906 | x | 4 | 4. Significant | 12352 | Reactive Maintenance | 3
1018441 | Pipework Systems - General | C (Poor): Asset is operational but major repair or replacement will be needed. | Category 1 (Urgent): Critical work required to address serious health and safety issues and correct any breach of legislation. | 20 | 2010-02-09 | 14.2067 | 30.7933 | x | 4 | 4. Significant | 12352 | Reactive Maintenance | 3
1018442 | Pipework Systems - General | A (Good): Asset is as new and can be expected to perform adequately to its full normal life if maintained appropriately. | Category 1 (Urgent): Critical work required to address serious health and safety issues and correct any breach of legislation. | 20 | 2012-08-19 | 11.6824 | 54.3176 | x | 4 | 4. Significant | 12352 | Reactive Maintenance | 3
1018443 | Pipework Systems - General | C (Poor): Asset is operational but major repair or replacement will be needed. | Category 1 (Urgent): Critical work required to address serious health and safety issues and correct any breach of legislation. | 35 | 2006-06-22 | 17.8426 | 34.8042 | x | 4 | 4. Significant | 12352 | Reactive Maintenance | 3
1018444 | Pipework Systems - General | C (Poor): Asset is operational but major repair or replacement will be needed. | Category 1 (Urgent): Critical work required to address serious health and safety issues and correct any breach of legislation. | 35 | 2019-06-20 | 4.8487 | 42.2293 | x | 4 | 4. Significant | 12352 | Reactive Maintenance | 3
1018445 | Pipework Systems - General | A (Good): Asset is as new and can be expected to perform adequately to its full normal life if maintained appropriately. | Category 1 (Urgent): Critical work required to address serious health and safety issues and correct any breach of legislation. | 35 | 2005-09-19 | 18.5982 | 55.3724 | x | 4 | 4. Significant | 12352 | Reactive Maintenance | 3
1018446 | Pipework Systems - General | A (Good): Asset is as new and can be expected to perform adequately to its full normal life if maintained appropriately. | Category 1 (Urgent): Critical work required to address serious health and safety issues and correct any breach of legislation. | 35 | 2013-02-10 | 11.2033 | 59.5981 | x | 4 | 4. Significant | 12352 | Reactive Maintenance | 3
1018447 | Pipework Systems - General | C (Poor): Asset is operational but major repair or replacement will be needed. | Category 1 (Urgent): Critical work required to address serious health and safety issues and correct any breach of legislation. | 35 | 2019-11-05 | 4.4709 | 42.4452 | x | 4 | 4. Significant | 12352 | Reactive Maintenance | 3
1018448 | Pipework Systems - General | A (Good): Asset is as new and can be expected to perform adequately to its full normal life if maintained appropriately. | Category 1 (Urgent): Critical work required to address serious health and safety issues and correct any breach of legislation. | 35 | 2006-05-19 | 17.9357 | 55.7511 | x | 4 | 4. Significant | 12352 | Reactive Maintenance | 3
1018449 | Pipework Systems - General | D (Very Poor): Asset runs a serious risk of imminent breakdown or poses a health and safety risk. | Category 1 (Urgent): Critical work required to address serious health and safety issues and correct any breach of legislation. | 45 | 2017-06-28 | 6.8255 | 34.9665 | x | 4 | 4. Significant | 12352 | Reactive Maintenance | 3
1018450 | Pipework Systems - General | D (Very Poor): Asset runs a serious risk of imminent breakdown or poses a health and safety risk. | Category 1 (Urgent): Critical work required to address serious health and safety issues and correct any breach of legislation. | 45 | 2009-06-10 | 14.8747 | 31.389 | x | 4 | 4. Significant | 12352 | Reactive Maintenance | 3
1018451 | Pipework Systems - General | A (Good): Asset is as new and can be expected to perform adequately to its full normal life if maintained appropriately. | Category 2 (Necessary): Essential work required to prevent the deterioration of an asset. | 20 | 2009-08-05 | 14.7214 | 58.2786 | x | 4 | 4. Significant | 12352 | Reactive Maintenance | 3
1018452 | Pipework Systems - General | B (Average): Asset is sound, operationally safe and exhibits only minor deterioration. | Category 2 (Necessary): Essential work required to prevent the deterioration of an asset. | 20 | 2011-10-17 | 12.5229 | 53.4771 | x | 4 | 4. Significant | 12352 | Reactive Maintenance | 3
1018453 | Pipework Systems - General | B (Average): Asset is sound, operationally safe and exhibits only minor deterioration. | Category 2 (Necessary): Essential work required to prevent the deterioration of an asset. | 20 | 2022-07-25 | 1.7522 | 64.2478 | x | 4 | 4. Significant | 12352 | Reactive Maintenance | 3
1018454 | Pipework Systems - General | A (Good): Asset is as new and can be expected to perform adequately to its full normal life if maintained appropriately. | Category 2 (Necessary): Essential work required to prevent the deterioration of an asset. | 35 | 2007-05-05 | 16.9747 | 63.3002 | x | 4 | 4. Significant | 12352 | Reactive Maintenance | 3
1018455 | Pipework Systems - General | A (Good): Asset is as new and can be expected to perform adequately to its full normal life if maintained appropriately. | Category 2 (Necessary): Essential work required to prevent the deterioration of an asset. | 35 | 2015-06-16 | 8.8597 | 67.9373 | x | 4 | 4. Significant | 12352 | Reactive Maintenance | 3
1018456 | Pipework Systems - General | A (Good): Asset is as new and can be expected to perform adequately to its full normal life if maintained appropriately. | Category 2 (Necessary): Essential work required to prevent the deterioration of an asset. | 35 | 2008-08-05 | 15.7207 | 64.0167 | x | 4 | 4. Significant | 12352 | Reactive Maintenance | 3
1018457 | Pipework Systems - General | D (Very Poor): Asset runs a serious risk of imminent breakdown or poses a health and safety risk. | Category 2 (Necessary): Essential work required to prevent the deterioration of an asset. | 45 | 2012-10-09 | 11.5428 | 39.8699 | x | 4 | 4. Significant | 12352 | Reactive Maintenance | 3
1018506 | Pipework Systems - General | D (Very Poor): Asset runs a serious risk of imminent breakdown or poses a health and safety risk. | Category 1 (Urgent): Critical work required to address serious health and safety issues and correct any breach of legislation. | 20 | 2019-04-30 | 4.9884 | 33.0116 | x | 4 | 4. Significant | 12352 | Reactive Maintenance | 3
1018507 | Pipework Systems - General | C (Poor): Asset is operational but major repair or replacement will be needed. | Category 1 (Urgent): Critical work required to address serious health and safety issues and correct any breach of legislation. | 20 | 2023-01-25 | 1.2485 | 43.7515 | x | 4 | 4. Significant | 12352 | Reactive Maintenance | 3
1018508 | Pipework Systems - General | D (Very Poor): Asset runs a serious risk of imminent breakdown or poses a health and safety risk. | Category 1 (Urgent): Critical work required to address serious health and safety issues and correct any breach of legislation. | 20 | 2020-12-05 | 3.3867 | 34.6133 | x | 4 | 4. Significant | 12352 | Reactive Maintenance | 3
1018509 | Pipework Systems - General | C (Poor): Asset is operational but major repair or replacement will be needed. | Category 1 (Urgent): Critical work required to address serious health and safety issues and correct any breach of legislation. | 20 | 2014-03-28 | 10.078 | 34.922 | x | 4 | 4. Significant | 12352 | Reactive Maintenance | 3
1018510 | Pipework Systems - General | B (Average): Asset is sound, operationally safe and exhibits only minor deterioration. | Category 1 (Urgent): Critical work required to address serious health and safety issues and correct any breach of legislation. | 20 | 2019-09-23 | 4.5886 | 54.4114 | x | 4 | 4. Significant | 12352 | Reactive Maintenance | 3
1018511 | Pipework Systems - General | C (Poor): Asset is operational but major repair or replacement will be needed. | Category 1 (Urgent): Critical work required to address serious health and safety issues and correct any breach of legislation. | 35 | 2012-09-07 | 11.6304 | 38.3541 | x | 4 | 4. Significant | 12352 | Reactive Maintenance | 3
1018512 | Pipework Systems - General | C (Poor): Asset is operational but major repair or replacement will be needed. | Category 1 (Urgent): Critical work required to address serious health and safety issues and correct any breach of legislation. | 35 | 1996-02-23 | 28.1697 | 28.903 | x | 4 | 4. Significant | 12352 | Reactive Maintenance | 3
1018513 | Pipework Systems - General | C (Poor): Asset is operational but major repair or replacement will be needed. | Category 1 (Urgent): Critical work required to address serious health and safety issues and correct any breach of legislation. | 45 | 2016-08-17 | 7.6879 | 41.5832 | x | 4 | 4. Significant | 12352 | Reactive Maintenance | 3
1018514 | Pipework Systems - General | B (Average): Asset is sound, operationally safe and exhibits only minor deterioration. | Category 1 (Urgent): Critical work required to address serious health and safety issues and correct any breach of legislation. | 45 | 2018-04-24 | 6.0041 | 56.3315 | x | 4 | 4. Significant | 12352 | Reactive Maintenance | 3
1018515 | Pipework Systems - General | D (Very Poor): Asset runs a serious risk of imminent breakdown or poses a health and safety risk. | Category 1 (Urgent): Critical work required to address serious health and safety issues and correct any breach of legislation. | 45 | 1996-10-12 | 27.5346 | 25.7624 | x | 4 | 4. Significant | 12352 | Reactive Maintenance | 3
1018516 | Pipework Systems - General | B (Average): Asset is sound, operationally safe and exhibits only minor deterioration. | Category 1 (Urgent): Critical work required to address serious health and safety issues and correct any breach of legislation. | 45 | 2010-11-11 | 13.4538 | 53.0205 | x | 4 | 4. Significant | 12352 | Reactive Maintenance | 3
1018517 | Pipework Systems - General | C (Poor): Asset is operational but major repair or replacement will be needed. | Category 2 (Necessary): Essential work required to prevent the deterioration of an asset. | 20 | 2019-07-26 | 4.7502 | 47.2498 | x | 4 | 4. Significant | 12352 | Reactive Maintenance | 3
1018518 | Pipework Systems - General | D (Very Poor): Asset runs a serious risk of imminent breakdown or poses a health and safety risk. | Category 2 (Necessary): Essential work required to prevent the deterioration of an asset. | 20 | 2020-01-14 | 4.2793 | 40.7207 | x | 4 | 4. Significant | 12352 | Reactive Maintenance | 3
1018519 | Pipework Systems - General | A (Good): Asset is as new and can be expected to perform adequately to its full normal life if maintained appropriately. | Category 2 (Necessary): Essential work required to prevent the deterioration of an asset. | 20 | 2020-05-30 | 3.9042 | 69.0958 | x | 4 | 4. Significant | 12352 | Reactive Maintenance | 3
1018520 | Pipework Systems - General | C (Poor): Asset is operational but major repair or replacement will be needed. | Category 2 (Necessary): Essential work required to prevent the deterioration of an asset. | 45 | 2000-06-06 | 23.885 | 41.3844 | x | 4 | 4. Significant | 12352 | Reactive Maintenance | 3
1018521 | Pipework Systems - General | C (Poor): Asset is operational but major repair or replacement will be needed. | Category 2 (Necessary): Essential work required to prevent the deterioration of an asset. | 45 | 2022-05-03 | 1.9795 | 51.1202 | x | 4 | 4. Significant | 12352 | Reactive Maintenance | 3
1018553 | Internal Walls and Ceilings | C (Poor): Asset is operational but major repair or replacement will be needed. | Category 1 (Urgent): Critical work required to address serious health and safety issues and correct any breach of legislation. | 25 | 2010-01-29 | 14.2368 | 33.6105 | x | 4 | 3. Moderate | 12352 | Reactive Maintenance | 7
1018554 | Internal Walls and Ceilings | C (Poor): Asset is operational but major repair or replacement will be needed. | Category 1 (Urgent): Critical work required to address serious health and safety issues and correct any breach of legislation. | 25 | 2015-06-02 | 8.898 | 37.8816 | x | 4 | 3. Moderate | 12352 | Reactive Maintenance | 7
1018555 | Internal Walls and Ceilings | A (Good): Asset is as new and can be expected to perform adequately to its full normal life if maintained appropriately. | Category 1 (Urgent): Critical work required to address serious health and safety issues and correct any breach of legislation. | 25 | 2010-12-23 | 13.3388 | 55.329 | x | 4 | 3. Moderate | 12352 | Reactive Maintenance | 7
1018556 | Internal Walls and Ceilings | C (Poor): Asset is operational but major repair or replacement will be needed. | Category 2 (Necessary): Essential work required to prevent the deterioration of an asset. | 25 | 2007-10-25 | 16.501 | 38.7992 | x | 4 | 3. Moderate | 12352 | Reactive Maintenance | 7
1018557 | Internal Walls and Ceilings | B (Average): Asset is sound, operationally safe and exhibits only minor deterioration. | Category 2 (Necessary): Essential work required to prevent the deterioration of an asset. | 25 | 2022-05-20 | 1.9329 | 64.4537 | x | 4 | 3. Moderate | 12352 | Reactive Maintenance | 7
1018558 | Internal Walls and Ceilings | B (Average): Asset is sound, operationally safe and exhibits only minor deterioration. | Category 2 (Necessary): Essential work required to prevent the deterioration of an asset. | 25 | 2012-11-12 | 11.4497 | 56.8402 | x | 4 | 3. Moderate | 12352 | Reactive Maintenance | 7
1018559 | Internal Walls and Ceilings | A (Good): Asset is as new and can be expected to perform adequately to its full normal life if maintained appropriately. | Category 2 (Necessary): Essential work required to prevent the deterioration of an asset. | 25 | 2011-06-19 | 12.8515 | 62.7188 | x | 4 | 3. Moderate | 12352 | Reactive Maintenance | 7
1018560 | Internal Walls and Ceilings | D (Very Poor): Asset runs a serious risk of imminent breakdown or poses a health and safety risk. | Category 2 (Necessary): Essential work required to prevent the deterioration of an asset. | 25 | 2005-12-02 | 18.3956 | 30.2835 | x | 4 | 3. Moderate | 12352 | Reactive Maintenance | 7
1018569 | Electrical Installation - Generally | C (Poor): Asset is operational but major repair or replacement will be needed. | Category 1 (Urgent): Critical work required to address serious health and safety issues and correct any breach of legislation. | 35 | 1994-07-12 | 29.7878 | 27.9784 | x | 4 | 4. Significant | 12352 | Reactive Maintenance | 3
1018570 | Electrical Installation - Generally | B (Average): Asset is sound, operationally safe and exhibits only minor deterioration. | Category 1 (Urgent): Critical work required to address serious health and safety issues and correct any breach of legislation. | 35 | 2000-09-09 | 23.6249 | 45.5 | x | 4 | 4. Significant | 12352 | Reactive Maintenance | 3
1018571 | Electrical Installation - Generally | B (Average): Asset is sound, operationally safe and exhibits only minor deterioration. | Category 2 (Necessary): Essential work required to prevent the deterioration of an asset. | 35 | 2012-04-10 | 12.0411 | 59.1194 | x | 4 | 4. Significant | 12352 | Reactive Maintenance | 3
1018572 | Electrical Installation - Generally | B (Average): Asset is sound, operationally safe and exhibits only minor deterioration. | Category 2 (Necessary): Essential work required to prevent the deterioration of an asset. | 35 | 2020-03-12 | 4.1205 | 63.6454 | x | 4 | 4. Significant | 12352 | Reactive Maintenance | 3
1018581 | Roof Coverings and Flashings | B (Average): Asset is sound, operationally safe and exhibits only minor deterioration. | Category 2 (Necessary): Essential work required to prevent the deterioration of an asset. | 40 | 2011-06-07 | 12.8843 | 59.5578 | x | 4 | 4. Significant | 12352 | Reactive Maintenance | 3
1018582 | Access Control | C (Poor): Asset is operational but major repair or replacement will be needed. | Category 1 (Urgent): Critical work required to address serious health and safety issues and correct any breach of legislation. | 15 | 2019-04-17 | 5.024 | 38.3014 | x | 4 | 4. Significant | 12352 | Reactive Maintenance | 3
1018608 | Service Drainage | C (Poor): Asset is operational but major repair or replacement will be needed. | Category 1 (Urgent): Critical work required to address serious health and safety issues and correct any breach of legislation. | 25 | 2002-11-20 | 21.4292 | 27.8567 | x | 4 | 4. Significant | 12352 | Reactive Maintenance | 3
1018609 | Service Drainage | A (Good): Asset is as new and can be expected to perform adequately to its full normal life if maintained appropriately. | Category 1 (Urgent): Critical work required to address serious health and safety issues and correct any breach of legislation. | 25 | 2010-08-24 | 13.6701 | 55.0639 | x | 4 | 4. Significant | 12352 | Reactive Maintenance | 3
1018610 | Service Drainage | D (Very Poor): Asset runs a serious risk of imminent breakdown or poses a health and safety risk. | Category 1 (Urgent): Critical work required to address serious health and safety issues and correct any breach of legislation. | 25 | 2001-11-26 | 22.412 | 20.0704 | x | 4 | 4. Significant | 12352 | Reactive Maintenance | 3
1018611 | Service Drainage | D (Very Poor): Asset runs a serious risk of imminent breakdown or poses a health and safety risk. | Category 1 (Urgent): Critical work required to address serious health and safety issues and correct any breach of legislation. | 25 | 2023-05-04 | 0.97741 | 37.2181 | x | 4 | 4. Significant | 12352 | Reactive Maintenance | 3
1018612 | Service Drainage | B (Average): Asset is sound, operationally safe and exhibits only minor deterioration. | Category 1 (Urgent): Critical work required to address serious health and safety issues and correct any breach of legislation. | 25 | 2004-11-26 | 19.4114 | 43.4709 | x | 4 | 4. Significant | 12352 | Reactive Maintenance | 3
1018613 | Service Drainage | B (Average): Asset is sound, operationally safe and exhibits only minor deterioration. | Category 1 (Urgent): Critical work required to address serious health and safety issues and correct any breach of legislation. | 25 | 2018-10-09 | 5.5441 | 54.5647 | x | 4 | 4. Significant | 12352 | Reactive Maintenance | 3
1018614 | Service Drainage | D (Very Poor): Asset runs a serious risk of imminent breakdown or poses a health and safety risk. | Category 1 (Urgent): Critical work required to address serious health and safety issues and correct any breach of legislation. | 25 | 2012-01-23 | 12.2546 | 28.1963 | x | 4 | 4. Significant | 12352 | Reactive Maintenance | 3
1018615 | Service Drainage | B (Average): Asset is sound, operationally safe and exhibits only minor deterioration. | Category 1 (Urgent): Critical work required to address serious health and safety issues and correct any breach of legislation. | 25 | 2000-07-01 | 23.8166 | 39.9467 | x | 4 | 4. Significant | 12352 | Reactive Maintenance | 3
1018616 | Service Drainage | A (Good): Asset is as new and can be expected to perform adequately to its full normal life if maintained appropriately. | Category 1 (Urgent): Critical work required to address serious health and safety issues and correct any breach of legislation. | 25 | 2013-05-01 | 10.9843 | 57.2126 | x | 4 | 4. Significant | 12352 | Reactive Maintenance | 3
1018617 | Service Drainage | B (Average): Asset is sound, operationally safe and exhibits only minor deterioration. | Category 1 (Urgent): Critical work required to address serious health and safety issues and correct any breach of legislation. | 25 | 2002-03-30 | 22.0726 | 41.342 | x | 4 | 4. Significant | 12352 | Reactive Maintenance | 3
1018618 | Service Drainage | D (Very Poor): Asset runs a serious risk of imminent breakdown or poses a health and safety risk. | Category 1 (Urgent): Critical work required to address serious health and safety issues and correct any breach of legislation. | 25 | 2015-12-27 | 8.3285 | 31.3372 | x | 4 | 4. Significant | 12352 | Reactive Maintenance | 3
1018619 | Service Drainage | D (Very Poor): Asset runs a serious risk of imminent breakdown or poses a health and safety risk. | Category 1 (Urgent): Critical work required to address serious health and safety issues and correct any breach of legislation. | 25 | 2021-12-24 | 2.3354 | 36.1317 | x | 4 | 4. Significant | 12352 | Reactive Maintenance | 3
1018620 | Service Drainage | A (Good): Asset is as new and can be expected to perform adequately to its full normal life if maintained appropriately. | Category 2 (Necessary): Essential work required to prevent the deterioration of an asset. | 25 | 2023-06-06 | 0.88706 | 72.2903 | x | 4 | 4. Significant | 12352 | Reactive Maintenance | 3
1018621 | Service Drainage | B (Average): Asset is sound, operationally safe and exhibits only minor deterioration. | Category 2 (Necessary): Essential work required to prevent the deterioration of an asset. | 25 | 2005-11-18 | 18.4339 | 51.2528 | x | 4 | 4. Significant | 12352 | Reactive Maintenance | 3
1018622 | Service Drainage | B (Average): Asset is sound, operationally safe and exhibits only minor deterioration. | Category 2 (Necessary): Essential work required to prevent the deterioration of an asset. | 25 | 2020-06-25 | 3.833 | 62.9336 | x | 4 | 4. Significant | 12352 | Reactive Maintenance | 3
1018623 | Service Drainage | B (Average): Asset is sound, operationally safe and exhibits only minor deterioration. | Category 2 (Necessary): Essential work required to prevent the deterioration of an asset. | 25 | 2014-12-16 | 9.358 | 58.5136 | x | 4 | 4. Significant | 12352 | Reactive Maintenance | 3
1018624 | Service Drainage | D (Very Poor): Asset runs a serious risk of imminent breakdown or poses a health and safety risk. | Category 2 (Necessary): Essential work required to prevent the deterioration of an asset. | 25 | 2018-01-07 | 6.2971 | 39.9624 | x | 4 | 4. Significant | 12352 | Reactive Maintenance | 3
1018625 | Service Drainage | C (Poor): Asset is operational but major repair or replacement will be needed. | Category 2 (Necessary): Essential work required to prevent the deterioration of an asset. | 25 | 2003-04-14 | 21.0322 | 35.1743 | x | 4 | 4. Significant | 12352 | Reactive Maintenance | 3
1018626 | Service Drainage | B (Average): Asset is sound, operationally safe and exhibits only minor deterioration. | Category 2 (Necessary): Essential work required to prevent the deterioration of an asset. | 25 | 2010-02-23 | 14.1684 | 54.6653 | x | 4 | 4. Significant | 12352 | Reactive Maintenance | 3
1018627 | Service Drainage | C (Poor): Asset is operational but major repair or replacement will be needed. | Category 2 (Necessary): Essential work required to prevent the deterioration of an asset. | 25 | 2019-03-12 | 5.1225 | 47.902 | x | 4 | 4. Significant | 12352 | Reactive Maintenance | 3
1018628 | Service Drainage | C (Poor): Asset is operational but major repair or replacement will be needed. | Category 2 (Necessary): Essential work required to prevent the deterioration of an asset. | 25 | 1999-01-12 | 25.2841 | 31.7728 | x | 4 | 4. Significant | 12352 | Reactive Maintenance | 3
1018659 | Showers | B (Average): Asset is sound, operationally safe and exhibits only minor deterioration. | Category 1 (Urgent): Critical work required to address serious health and safety issues and correct any breach of legislation. | 5 | 2021-10-08 | 2.5462 | 48.8152 | x | 4 | 3. Moderate | 12352 | Reactive Maintenance | 7
1018660 | Showers | C (Poor): Asset is operational but major repair or replacement will be needed. | Category 1 (Urgent): Critical work required to address serious health and safety issues and correct any breach of legislation. | 5 | 2023-03-14 | 1.117 | 40.5318 | x | 4 | 3. Moderate | 12352 | Reactive Maintenance | 7
1018661 | Showers | A (Good): Asset is as new and can be expected to perform adequately to its full normal life if maintained appropriately. | Category 1 (Urgent): Critical work required to address serious health and safety issues and correct any breach of legislation. | 5 | 2020-02-23 | 4.1697 | 49.321 | x | 4 | 3. Moderate | 12352 | Reactive Maintenance | 7
1018662 | Showers | A (Good): Asset is as new and can be expected to perform adequately to its full normal life if maintained appropriately. | Category 2 (Necessary): Essential work required to prevent the deterioration of an asset. | 5 | 2022-06-20 | 1.848 | 65.6078 | x | 4 | 3. Moderate | 12352 | Reactive Maintenance | 7
1018663 | Showers | D (Very Poor): Asset runs a serious risk of imminent breakdown or poses a health and safety risk. | Category 2 (Necessary): Essential work required to prevent the deterioration of an asset. | 5 | 2023-02-09 | 1.2074 | 40.1704 | x | 4 | 3. Moderate | 12352 | Reactive Maintenance | 7
1018664 | Showers | D (Very Poor): Asset runs a serious risk of imminent breakdown or poses a health and safety risk. | Category 2 (Necessary): Essential work required to prevent the deterioration of an asset. | 5 | 2023-09-15 | 0.61054 | 42.5578 | x | 4 | 3. Moderate | 12352 | Reactive Maintenance | 7
1018665 | Showers | C (Poor): Asset is operational but major repair or replacement will be needed. | Category 2 (Necessary): Essential work required to prevent the deterioration of an asset. | 5 | 2020-10-02 | 3.5619 | 37.7522 | x | 4 | 3. Moderate | 12352 | Reactive Maintenance | 7
1018685 | Fans - Window or Wall Mounted | D (Very Poor): Asset runs a serious risk of imminent breakdown or poses a health and safety risk. | Category 1 (Urgent): Critical work required to address serious health and safety issues and correct any breach of legislation. | 15 | 2018-07-07 | 5.8015 | 30.2647 | x | 4 | 2. Minor | 12352 | Reactive Maintenance | 14
1018686 | Fans - Window or Wall Mounted | B (Average): Asset is sound, operationally safe and exhibits only minor deterioration. | Category 1 (Urgent): Critical work required to address serious health and safety issues and correct any breach of legislation. | 15 | 2016-11-02 | 7.4771 | 49.0306 | x | 4 | 2. Minor | 12352 | Reactive Maintenance | 14
1018687 | Fans - Window or Wall Mounted | B (Average): Asset is sound, operationally safe and exhibits only minor deterioration. | Category 1 (Urgent): Critical work required to address serious health and safety issues and correct any breach of legislation. | 15 | 2011-02-09 | 13.2074 | 41.3901 | x | 4 | 2. Minor | 12352 | Reactive Maintenance | 14
1018688 | Fans - Window or Wall Mounted | C (Poor): Asset is operational but major repair or replacement will be needed. | Category 1 (Urgent): Critical work required to address serious health and safety issues and correct any breach of legislation. | 15 | 2011-07-02 | 12.8159 | 27.9122 | x | 4 | 2. Minor | 12352 | Reactive Maintenance | 14
1018689 | Fans - Window or Wall Mounted | B (Average): Asset is sound, operationally safe and exhibits only minor deterioration. | Category 1 (Urgent): Critical work required to address serious health and safety issues and correct any breach of legislation. | 15 | 2021-04-27 | 2.9952 | 55.0064 | x | 4 | 2. Minor | 12352 | Reactive Maintenance | 14
1018690 | Fans - Window or Wall Mounted | D (Very Poor): Asset runs a serious risk of imminent breakdown or poses a health and safety risk. | Category 1 (Urgent): Critical work required to address serious health and safety issues and correct any breach of legislation. | 15 | 2016-10-15 | 7.5264 | 27.9649 | x | 4 | 2. Minor | 12352 | Reactive Maintenance | 14
1018691 | Fans - Window or Wall Mounted | D (Very Poor): Asset runs a serious risk of imminent breakdown or poses a health and safety risk. | Category 1 (Urgent): Critical work required to address serious health and safety issues and correct any breach of legislation. | 15 | 2011-02-25 | 13.1636 | 20.4486 | x | 4 | 2. Minor | 12352 | Reactive Maintenance | 14
1018692 | Fans - Window or Wall Mounted | A (Good): Asset is as new and can be expected to perform adequately to its full normal life if maintained appropriately. | Category 1 (Urgent): Critical work required to address serious health and safety issues and correct any breach of legislation. | 15 | 2023-12-02 | 0.39699 | 65.4707 | x | 4 | 2. Minor | 12352 | Reactive Maintenance | 14
1018693 | Fans - Window or Wall Mounted | A (Good): Asset is as new and can be expected to perform adequately to its full normal life if maintained appropriately. | Category 2 (Necessary): Essential work required to prevent the deterioration of an asset. | 15 | 2023-03-22 | 1.0951 | 71.5398 | x | 4 | 2. Minor | 12352 | Reactive Maintenance | 14
1018694 | Fans - Window or Wall Mounted | A (Good): Asset is as new and can be expected to perform adequately to its full normal life if maintained appropriately. | Category 2 (Necessary): Essential work required to prevent the deterioration of an asset. | 15 | 2011-05-26 | 12.9172 | 55.7771 | x | 4 | 2. Minor | 12352 | Reactive Maintenance | 14
1018738 | Toilet and Shower Areas | A (Good): Asset is as new and can be expected to perform adequately to its full normal life if maintained appropriately. | Category 1 (Urgent): Critical work required to address serious health and safety issues and correct any breach of legislation. | 25 | 2011-08-22 | 12.6762 | 55.859 | x | 4 | 3. Moderate | 12352 | Reactive Maintenance | 7
1018739 | Toilet and Shower Areas | B (Average): Asset is sound, operationally safe and exhibits only minor deterioration. | Category 1 (Urgent): Critical work required to address serious health and safety issues and correct any breach of legislation. | 25 | 2002-12-01 | 21.399 | 41.8808 | x | 4 | 3. Moderate | 12352 | Reactive Maintenance | 7
1018740 | Toilet and Shower Areas | D (Very Poor): Asset runs a serious risk of imminent breakdown or poses a health and safety risk. | Category 1 (Urgent): Critical work required to address serious health and safety issues and correct any breach of legislation. | 25 | 2022-09-29 | 1.5715 | 36.7428 | x | 4 | 3. Moderate | 12352 | Reactive Maintenance | 7
1018741 | Toilet and Shower Areas | C (Poor): Asset is operational but major repair or replacement will be needed. | Category 1 (Urgent): Critical work required to address serious health and safety issues and correct any breach of legislation. | 25 | 2000-07-31 | 23.7344 | 26.0125 | x | 4 | 3. Moderate | 12352 | Reactive Maintenance | 7
1018742 | Toilet and Shower Areas | A (Good): Asset is as new and can be expected to perform adequately to its full normal life if maintained appropriately. | Category 1 (Urgent): Critical work required to address serious health and safety issues and correct any breach of legislation. | 25 | 2003-12-12 | 20.3696 | 49.7043 | x | 4 | 3. Moderate | 12352 | Reactive Maintenance | 7
1018743 | Toilet and Shower Areas | D (Very Poor): Asset runs a serious risk of imminent breakdown or poses a health and safety risk. | Category 1 (Urgent): Critical work required to address serious health and safety issues and correct any breach of legislation. | 25 | 2023-08-01 | 0.73374 | 37.413 | x | 4 | 3. Moderate | 12352 | Reactive Maintenance | 7
1018744 | Toilet and Shower Areas | C (Poor): Asset is operational but major repair or replacement will be needed. | Category 1 (Urgent): Critical work required to address serious health and safety issues and correct any breach of legislation. | 25 | 2007-08-16 | 16.6927 | 31.6459 | x | 4 | 3. Moderate | 12352 | Reactive Maintenance | 7
1018745 | Toilet and Shower Areas | D (Very Poor): Asset runs a serious risk of imminent breakdown or poses a health and safety risk. | Category 1 (Urgent): Critical work required to address serious health and safety issues and correct any breach of legislation. | 25 | 2001-09-28 | 22.5736 | 19.9411 | x | 4 | 3. Moderate | 12352 | Reactive Maintenance | 7
1018746 | Toilet and Shower Areas | A (Good): Asset is as new and can be expected to perform adequately to its full normal life if maintained appropriately. | Category 1 (Urgent): Critical work required to address serious health and safety issues and correct any breach of legislation. | 25 | 2014-07-23 | 9.7577 | 58.1938 | x | 4 | 3. Moderate | 12352 | Reactive Maintenance | 7
1018747 | Toilet and Shower Areas | A (Good): Asset is as new and can be expected to perform adequately to its full normal life if maintained appropriately. | Category 1 (Urgent): Critical work required to address serious health and safety issues and correct any breach of legislation. | 25 | 2018-09-09 | 5.6263 | 61.499 | x | 4 | 3. Moderate | 12352 | Reactive Maintenance | 7
1018748 | Toilet and Shower Areas | A (Good): Asset is as new and can be expected to perform adequately to its full normal life if maintained appropriately. | Category 1 (Urgent): Critical work required to address serious health and safety issues and correct any breach of legislation. | 25 | 2008-11-22 | 15.4223 | 53.6621 | x | 4 | 3. Moderate | 12352 | Reactive Maintenance | 7
1018749 | Toilet and Shower Areas | A (Good): Asset is as new and can be expected to perform adequately to its full normal life if maintained appropriately. | Category 1 (Urgent): Critical work required to address serious health and safety issues and correct any breach of legislation. | 25 | 2001-12-14 | 22.3628 | 48.1098 | x | 4 | 3. Moderate | 12352 | Reactive Maintenance | 7
1018750 | Toilet and Shower Areas | B (Average): Asset is sound, operationally safe and exhibits only minor deterioration. | Category 1 (Urgent): Critical work required to address serious health and safety issues and correct any breach of legislation. | 25 | 2021-05-17 | 2.9405 | 56.6476 | x | 4 | 3. Moderate | 12352 | Reactive Maintenance | 7
1018751 | Toilet and Shower Areas | B (Average): Asset is sound, operationally safe and exhibits only minor deterioration. | Category 2 (Necessary): Essential work required to prevent the deterioration of an asset. | 25 | 2012-12-26 | 11.3292 | 56.9366 | x | 4 | 3. Moderate | 12352 | Reactive Maintenance | 7
1018752 | Toilet and Shower Areas | B (Average): Asset is sound, operationally safe and exhibits only minor deterioration. | Category 2 (Necessary): Essential work required to prevent the deterioration of an asset. | 25 | 2002-11-05 | 21.4702 | 48.8238 | x | 4 | 3. Moderate | 12352 | Reactive Maintenance | 7
1018753 | Toilet and Shower Areas | C (Poor): Asset is operational but major repair or replacement will be needed. | Category 2 (Necessary): Essential work required to prevent the deterioration of an asset. | 25 | 2001-06-04 | 22.8912 | 33.6871 | x | 4 | 3. Moderate | 12352 | Reactive Maintenance | 7
1018754 | Toilet and Shower Areas | B (Average): Asset is sound, operationally safe and exhibits only minor deterioration. | Category 2 (Necessary): Essential work required to prevent the deterioration of an asset. | 25 | 2009-11-11 | 14.4531 | 54.4375 | x | 4 | 3. Moderate | 12352 | Reactive Maintenance | 7
1018755 | Toilet and Shower Areas | B (Average): Asset is sound, operationally safe and exhibits only minor deterioration. | Category 2 (Necessary): Essential work required to prevent the deterioration of an asset. | 25 | 2022-12-01 | 1.399 | 64.8808 | x | 4 | 3. Moderate | 12352 | Reactive Maintenance | 7
1018756 | Toilet and Shower Areas | B (Average): Asset is sound, operationally safe and exhibits only minor deterioration. | Category 2 (Necessary): Essential work required to prevent the deterioration of an asset. | 25 | 2021-12-03 | 2.3929 | 64.0857 | x | 4 | 3. Moderate | 12352 | Reactive Maintenance | 7
1018757 | Toilet and Shower Areas | A (Good): Asset is as new and can be expected to perform adequately to its full normal life if maintained appropriately. | Category 2 (Necessary): Essential work required to prevent the deterioration of an asset. | 25 | 2022-02-28 | 2.1547 | 71.2762 | x | 4 | 3. Moderate | 12352 | Reactive Maintenance | 7
1018758 | Toilet and Shower Areas | A (Good): Asset is as new and can be expected to perform adequately to its full normal life if maintained appropriately. | Category 2 (Necessary): Essential work required to prevent the deterioration of an asset. | 25 | 2006-05-01 | 17.9849 | 58.612 | x | 4 | 3. Moderate | 12352 | Reactive Maintenance | 7
1018759 | Toilet and Shower Areas | D (Very Poor): Asset runs a serious risk of imminent breakdown or poses a health and safety risk. | Category 2 (Necessary): Essential work required to prevent the deterioration of an asset. | 25 | 2001-12-21 | 22.3436 | 27.1251 | x | 4 | 3. Moderate | 12352 | Reactive Maintenance | 7
1018760 | Toilet and Shower Areas | C (Poor): Asset is operational but major repair or replacement will be needed. | Category 2 (Necessary): Essential work required to prevent the deterioration of an asset. | 25 | 2009-09-07 | 14.6311 | 40.2951 | x | 4 | 3. Moderate | 12352 | Reactive Maintenance | 7
1018761 | Toilet and Shower Areas | B (Average): Asset is sound, operationally safe and exhibits only minor deterioration. | Category 2 (Necessary): Essential work required to prevent the deterioration of an asset. | 25 | 2012-11-05 | 11.4689 | 56.8249 | x | 4 | 3. Moderate | 12352 | Reactive Maintenance | 7
1018762 | Toilet and Shower Areas | B (Average): Asset is sound, operationally safe and exhibits only minor deterioration. | Category 2 (Necessary): Essential work required to prevent the deterioration of an asset. | 25 | 2022-08-22 | 1.6756 | 64.6595 | x | 4 | 3. Moderate | 12352 | Reactive Maintenance | 7
1018763 | Toilet and Shower Areas | D (Very Poor): Asset runs a serious risk of imminent breakdown or poses a health and safety risk. | Category 2 (Necessary): Essential work required to prevent the deterioration of an asset. | 25 | 2009-02-14 | 15.1923 | 32.8461 | x | 4 | 3. Moderate | 12352 | Reactive Maintenance | 7
1018764 | Toilet and Shower Areas | D (Very Poor): Asset runs a serious risk of imminent breakdown or poses a health and safety risk. | Category 2 (Necessary): Essential work required to prevent the deterioration of an asset. | 25 | 2009-07-10 | 14.7926 | 33.1659 | x | 4 | 3. Moderate | 12352 | Reactive Maintenance | 7
1018765 | Toilet and Shower Areas | D (Very Poor): Asset runs a serious risk of imminent breakdown or poses a health and safety risk. | Category 2 (Necessary): Essential work required to prevent the deterioration of an asset. | 25 | 2005-04-10 | 19.0418 | 29.7666 | x | 4 | 3. Moderate | 12352 | Reactive Maintenance | 7
1018766 | Toilet and Shower Areas | B (Average): Asset is sound, operationally safe and exhibits only minor deterioration. | Category 2 (Necessary): Essential work required to prevent the deterioration of an asset. | 25 | 2021-04-13 | 3.0335 | 63.5732 | x | 4 | 3. Moderate | 12352 | Reactive Maintenance | 7
1018767 | Toilet and Shower Areas | D (Very Poor): Asset runs a serious risk of imminent breakdown or poses a health and safety risk. | Category 2 (Necessary): Essential work required to prevent the deterioration of an asset. | 25 | 2022-10-10 | 1.5414 | 43.7669 | x | 4 | 3. Moderate | 12352 | Reactive Maintenance | 7
1018768 | Toilet and Shower Areas | D (Very Poor): Asset runs a serious risk of imminent breakdown or poses a health and safety risk. | Category 2 (Necessary): Essential work required to prevent the deterioration of an asset. | 25 | 2022-08-07 | 1.7166 | 43.6267 | x | 4 | 3. Moderate | 12352 | Reactive Maintenance | 7
1018769 | Toilet and Shower Areas | B (Average): Asset is sound, operationally safe and exhibits only minor deterioration. | Category 2 (Necessary): Essential work required to prevent the deterioration of an asset. | 25 | 2023-02-20 | 1.1773 | 65.0582 | x | 4 | 3. Moderate | 12352 | Reactive Maintenance | 7
1018770 | Toilet and Shower Areas | C (Poor): Asset is operational but major repair or replacement will be needed. | Category 2 (Necessary): Essential work required to prevent the deterioration of an asset. | 25 | 2005-10-14 | 18.5298 | 37.1762 | x | 4 | 3. Moderate | 12352 | Reactive Maintenance | 7
1018771 | Toilet and Shower Areas | B (Average): Asset is sound, operationally safe and exhibits only minor deterioration. | Category 2 (Necessary): Essential work required to prevent the deterioration of an asset. | 25 | 2001-02-14 | 23.1923 | 47.4461 | x | 4 | 3. Moderate | 12352 | Reactive Maintenance | 7
1018772 | Toilet and Shower Areas | C (Poor): Asset is operational but major repair or replacement will be needed. | Category 2 (Necessary): Essential work required to prevent the deterioration of an asset. | 25 | 2016-01-22 | 8.2574 | 45.3941 | x | 4 | 3. Moderate | 12352 | Reactive Maintenance | 7
1018773 | Toilet and Shower Areas | C (Poor): Asset is operational but major repair or replacement will be needed. | Category 2 (Necessary): Essential work required to prevent the deterioration of an asset. | 25 | 2020-01-08 | 4.2957 | 48.5634 | x | 4 | 3. Moderate | 12352 | Reactive Maintenance | 7
1018774 | Toilet and Shower Areas | B (Average): Asset is sound, operationally safe and exhibits only minor deterioration. | Category 2 (Necessary): Essential work required to prevent the deterioration of an asset. | 25 | 2000-07-07 | 23.8001 | 46.9599 | x | 4 | 3. Moderate | 12352 | Reactive Maintenance | 7
1018817 | Manually operated Vertical & Horizontal blinds | D (Very Poor): Asset runs a serious risk of imminent breakdown or poses a health and safety risk. | Category 1 (Urgent): Critical work required to address serious health and safety issues and correct any breach of legislation. | 20 | 2005-11-09 | 18.4586 | 19.5414 | x | 4 | 1. Negligible | 12352 | Reactive Maintenance | 28
1018818 | Manually operated Vertical & Horizontal blinds | D (Very Poor): Asset runs a serious risk of imminent breakdown or poses a health and safety risk. | Category 1 (Urgent): Critical work required to address serious health and safety issues and correct any breach of legislation. | 20 | 2005-01-20 | 19.2608 | 18.7392 | x | 4 | 1. Negligible | 12352 | Reactive Maintenance | 28
1018819 | Manually operated Vertical & Horizontal blinds | C (Poor): Asset is operational but major repair or replacement will be needed. | Category 1 (Urgent): Critical work required to address serious health and safety issues and correct any breach of legislation. | 20 | 2010-12-02 | 13.3963 | 31.6037 | x | 4 | 1. Negligible | 12352 | Reactive Maintenance | 28
1018820 | Manually operated Vertical & Horizontal blinds | A (Good): Asset is as new and can be expected to perform adequately to its full normal life if maintained appropriately. | Category 2 (Necessary): Essential work required to prevent the deterioration of an asset. | 20 | 2005-06-03 | 18.8939 | 54.1061 | x | 4 | 1. Negligible | 12352 | Reactive Maintenance | 28
1018821 | Manually operated Vertical & Horizontal blinds | B (Average): Asset is sound, operationally safe and exhibits only minor deterioration. | Category 2 (Necessary): Essential work required to prevent the deterioration of an asset. | 20 | 2020-09-28 | 3.5729 | 62.4271 | x | 4 | 1. Negligible | 12352 | Reactive Maintenance | 28
1018822 | Manually operated Vertical & Horizontal blinds | B (Average): Asset is sound, operationally safe and exhibits only minor deterioration. | Category 2 (Necessary): Essential work required to prevent the deterioration of an asset. | 20 | 2012-11-05 | 11.4689 | 54.5311 | x | 4 | 1. Negligible | 12352 | Reactive Maintenance | 28
1018823 | Manually operated Vertical & Horizontal blinds | D (Very Poor): Asset runs a serious risk of imminent breakdown or poses a health and safety risk. | Category 2 (Necessary): Essential work required to prevent the deterioration of an asset. | 20 | 2017-10-29 | 6.4887 | 38.5113 | x | 4 | 1. Negligible | 12352 | Reactive Maintenance | 28
1018824 | Manually operated Vertical & Horizontal blinds | D (Very Poor): Asset runs a serious risk of imminent breakdown or poses a health and safety risk. | Category 2 (Necessary): Essential work required to prevent the deterioration of an asset. | 20 | 2020-11-20 | 3.4278 | 41.5722 | x | 4 | 1. Negligible | 12352 | Reactive Maintenance | 28
1018825 | Manually operated Vertical & Horizontal blinds | A (Good): Asset is as new and can be expected to perform adequately to its full normal life if maintained appropriately. | Category 2 (Necessary): Essential work required to prevent the deterioration of an asset. | 20 | 2023-11-26 | 0.41342 | 72.5866 | x | 4 | 1. Negligible | 12352 | Reactive Maintenance | 28
1018846 | Windows Internal and External | D (Very Poor): Asset runs a serious risk of imminent breakdown or poses a health and safety risk. | Category 1 (Urgent): Critical work required to address serious health and safety issues and correct any breach of legislation. | 40 | 2012-09-06 | 11.6331 | 32.1834 | x | 4 | 3. Moderate | 12352 | Reactive Maintenance | 7
1018847 | Windows Internal and External | C (Poor): Asset is operational but major repair or replacement will be needed. | Category 2 (Necessary): Essential work required to prevent the deterioration of an asset. | 40 | 2023-12-04 | 0.39151 | 51.8042 | x | 4 | 3. Moderate | 12352 | Reactive Maintenance | 7
1018848 | Windows Internal and External | B (Average): Asset is sound, operationally safe and exhibits only minor deterioration. | Category 2 (Necessary): Essential work required to prevent the deterioration of an asset. | 40 | 2006-11-17 | 17.4374 | 57.2813 | x | 4 | 3. Moderate | 12352 | Reactive Maintenance | 7
1018849 | Windows Internal and External | C (Poor): Asset is operational but major repair or replacement will be needed. | Category 2 (Necessary): Essential work required to prevent the deterioration of an asset. | 40 | 2013-02-16 | 11.1869 | 46.4066 | x | 4 | 3. Moderate | 12352 | Reactive Maintenance | 7
1018851 | Refrigerant Distribution System | C (Poor): Asset is operational but major repair or replacement will be needed. | Category 2 (Necessary): Essential work required to prevent the deterioration of an asset. | 30 | 2011-10-21 | 12.512 | 43.6587 | x | 4 | 4. Significant | 11951 | Reactive Maintenance | 3
1018855 | Access Control | C (Poor): Asset is operational but major repair or replacement will be needed. | Category 2 (Necessary): Essential work required to prevent the deterioration of an asset. | 15 | 2020-08-24 | 3.6687 | 47.1084 | x | 4 | 4. Significant | 11951 | Reactive Maintenance | 3
1018856 | Access Control | C (Poor): Asset is operational but major repair or replacement will be needed. | Category 2 (Necessary): Essential work required to prevent the deterioration of an asset. | 15 | 2010-04-27 | 13.9959 | 33.3388 | x | 4 | 4. Significant | 11951 | Reactive Maintenance | 3
1018857 | Access Control | C (Poor): Asset is operational but major repair or replacement will be needed. | Category 2 (Necessary): Essential work required to prevent the deterioration of an asset. | 15 | 2021-12-07 | 2.3819 | 48.8241 | x | 4 | 4. Significant | 11951 | Reactive Maintenance | 3
1018858 | Access Control | C (Poor): Asset is operational but major repair or replacement will be needed. | Category 2 (Necessary): Essential work required to prevent the deterioration of an asset. | 15 | 2020-11-28 | 3.4059 | 47.4588 | x | 4 | 4. Significant | 11951 | Reactive Maintenance | 3
1018859 | Access Control | C (Poor): Asset is operational but major repair or replacement will be needed. | Category 2 (Necessary): Essential work required to prevent the deterioration of an asset. | 15 | 2021-08-05 | 2.7214 | 48.3714 | x | 4 | 4. Significant | 11951 | Reactive Maintenance | 3
1018860 | Access Control | C (Poor): Asset is operational but major repair or replacement will be needed. | Category 2 (Necessary): Essential work required to prevent the deterioration of an asset. | 15 | 2015-08-08 | 8.7146 | 40.3806 | x | 4 | 4. Significant | 11951 | Reactive Maintenance | 3
1018876 | Outstations | C (Poor): Asset is operational but major repair or replacement will be needed. | Category 2 (Necessary): Essential work required to prevent the deterioration of an asset. | 10 | 2017-02-28 | 7.154 | 37.692 | x | 4 | 4. Significant | 11951 | Reactive Maintenance | 3
1018877 | Outstations | C (Poor): Asset is operational but major repair or replacement will be needed. | Category 2 (Necessary): Essential work required to prevent the deterioration of an asset. | 10 | 2021-01-25 | 3.2471 | 45.5058 | x | 4 | 4. Significant | 11951 | Reactive Maintenance | 3
1018880 | Catering Equipment | B (Average): Asset is sound, operationally safe and exhibits only minor deterioration. | Category 1 (Urgent): Critical work required to address serious health and safety issues and correct any breach of legislation. | 15 | 2014-01-14 | 10.2779 | 45.2961 | x | 4 | 2. Minor | 11951 | Reactive Maintenance | 14
1018881 | Catering Equipment | A (Good): Asset is as new and can be expected to perform adequately to its full normal life if maintained appropriately. | Category 1 (Urgent): Critical work required to address serious health and safety issues and correct any breach of legislation. | 15 | 2010-01-07 | 14.2971 | 46.9373 | x | 4 | 2. Minor | 11951 | Reactive Maintenance | 14
1018882 | Catering Equipment | A (Good): Asset is as new and can be expected to perform adequately to its full normal life if maintained appropriately. | Category 1 (Urgent): Critical work required to address serious health and safety issues and correct any breach of legislation. | 15 | 2019-10-13 | 4.5339 | 59.9548 | x | 4 | 2. Minor | 11951 | Reactive Maintenance | 14
1018886 | Closed-Circuit Television (CCTV) | C (Poor): Asset is operational but major repair or replacement will be needed. | Category 2 (Necessary): Essential work required to prevent the deterioration of an asset. | 15 | 2019-07-09 | 4.7967 | 45.6044 | x | 4 | 5. Severe | 11951 | Reactive Maintenance | 1
1018887 | Emergency Lighting - Self Contained | C (Poor): Asset is operational but major repair or replacement will be needed. | Category 2 (Necessary): Essential work required to prevent the deterioration of an asset. | 25 | 2006-01-10 | 18.2888 | 37.3689 | x | 4 | 4. Significant | 11951 | Reactive Maintenance | 3
1018888 | Emergency Lighting - Self Contained | C (Poor): Asset is operational but major repair or replacement will be needed. | Category 2 (Necessary): Essential work required to prevent the deterioration of an asset. | 25 | 2022-10-14 | 1.5305 | 50.7756 | x | 4 | 4. Significant | 11951 | Reactive Maintenance | 3
1018889 | Emergency Lighting - Self Contained | C (Poor): Asset is operational but major repair or replacement will be needed. | Category 2 (Necessary): Essential work required to prevent the deterioration of an asset. | 25 | 2009-12-01 | 14.3984 | 40.4813 | x | 4 | 4. Significant | 11951 | Reactive Maintenance | 3
1018890 | Emergency Lighting - Self Contained | C (Poor): Asset is operational but major repair or replacement will be needed. | Category 2 (Necessary): Essential work required to prevent the deterioration of an asset. | 25 | 2020-10-13 | 3.5318 | 49.1745 | x | 4 | 4. Significant | 11951 | Reactive Maintenance | 3
1018891 | Emergency Lighting - Self Contained | C (Poor): Asset is operational but major repair or replacement will be needed. | Category 2 (Necessary): Essential work required to prevent the deterioration of an asset. | 25 | 2018-10-16 | 5.525 | 47.58 | x | 4 | 4. Significant | 11951 | Reactive Maintenance | 3
1018892 | Emergency Lighting - Self Contained | C (Poor): Asset is operational but major repair or replacement will be needed. | Category 2 (Necessary): Essential work required to prevent the deterioration of an asset. | 25 | 2022-09-09 | 1.6263 | 50.699 | x | 4 | 4. Significant | 11951 | Reactive Maintenance | 3
1018893 | Emergency Lighting - Self Contained | C (Poor): Asset is operational but major repair or replacement will be needed. | Category 2 (Necessary): Essential work required to prevent the deterioration of an asset. | 25 | 2004-08-24 | 19.6687 | 36.265 | x | 4 | 4. Significant | 11951 | Reactive Maintenance | 3
1018894 | Emergency Lighting - Self Contained | C (Poor): Asset is operational but major repair or replacement will be needed. | Category 2 (Necessary): Essential work required to prevent the deterioration of an asset. | 25 | 2017-05-27 | 6.9131 | 46.4695 | x | 4 | 4. Significant | 11951 | Reactive Maintenance | 3
1018895 | Emergency Lighting - Self Contained | C (Poor): Asset is operational but major repair or replacement will be needed. | Category 2 (Necessary): Essential work required to prevent the deterioration of an asset. | 25 | 2021-11-16 | 2.4394 | 50.0485 | x | 4 | 4. Significant | 11951 | Reactive Maintenance | 3
1018896 | Emergency Lighting - Self Contained | C (Poor): Asset is operational but major repair or replacement will be needed. | Category 2 (Necessary): Essential work required to prevent the deterioration of an asset. | 25 | 2005-12-31 | 18.3162 | 37.347 | x | 4 | 4. Significant | 11951 | Reactive Maintenance | 3
1018897 | Emergency Lighting - Self Contained | C (Poor): Asset is operational but major repair or replacement will be needed. | Category 2 (Necessary): Essential work required to prevent the deterioration of an asset. | 25 | 2000-09-11 | 23.6194 | 33.1044 | x | 4 | 4. Significant | 11951 | Reactive Maintenance | 3
1018898 | Emergency Lighting - Self Contained | C (Poor): Asset is operational but major repair or replacement will be needed. | Category 2 (Necessary): Essential work required to prevent the deterioration of an asset. | 25 | 2005-02-14 | 19.1923 | 36.6461 | x | 4 | 4. Significant | 11951 | Reactive Maintenance | 3
1018899 | Emergency Lighting - Self Contained | C (Poor): Asset is operational but major repair or replacement will be needed. | Category 2 (Necessary): Essential work required to prevent the deterioration of an asset. | 25 | 2006-07-18 | 17.7714 | 37.7829 | x | 4 | 4. Significant | 11951 | Reactive Maintenance | 3
1018900 | Emergency Lighting - Self Contained | C (Poor): Asset is operational but major repair or replacement will be needed. | Category 2 (Necessary): Essential work required to prevent the deterioration of an asset. | 25 | 2005-07-15 | 18.7789 | 36.9769 | x | 4 | 4. Significant | 11951 | Reactive Maintenance | 3
1018901 | Emergency Lighting - Self Contained | C (Poor): Asset is operational but major repair or replacement will be needed. | Category 2 (Necessary): Essential work required to prevent the deterioration of an asset. | 25 | 2010-10-26 | 13.4976 | 41.2019 | x | 4 | 4. Significant | 11951 | Reactive Maintenance | 3
1018905 | Fire Doors | B (Average): Asset is sound, operationally safe and exhibits only minor deterioration. | Category 2 (Necessary): Essential work required to prevent the deterioration of an asset. | 20 | 2009-02-28 | 15.154 | 50.846 | x | 4 | 3. Moderate | 11951 | Reactive Maintenance | 7
1018906 | Fire Doors | B (Average): Asset is sound, operationally safe and exhibits only minor deterioration. | Category 2 (Necessary): Essential work required to prevent the deterioration of an asset. | 20 | 2014-05-29 | 9.9083 | 56.0917 | x | 4 | 3. Moderate | 11951 | Reactive Maintenance | 7
1018907 | Fire Doors | B (Average): Asset is sound, operationally safe and exhibits only minor deterioration. | Category 2 (Necessary): Essential work required to prevent the deterioration of an asset. | 20 | 2011-01-31 | 13.232 | 52.768 | x | 4 | 3. Moderate | 11951 | Reactive Maintenance | 7
1018908 | Fire Doors | C (Poor): Asset is operational but major repair or replacement will be needed. | Category 2 (Necessary): Essential work required to prevent the deterioration of an asset. | 20 | 2008-09-11 | 15.6194 | 36.3806 | x | 4 | 3. Moderate | 11951 | Reactive Maintenance | 7
1018909 | Fire Doors | C (Poor): Asset is operational but major repair or replacement will be needed. | Category 2 (Necessary): Essential work required to prevent the deterioration of an asset. | 20 | 2016-02-09 | 8.2081 | 43.7919 | x | 4 | 3. Moderate | 11951 | Reactive Maintenance | 7
1018910 | Fire Doors | C (Poor): Asset is operational but major repair or replacement will be needed. | Category 2 (Necessary): Essential work required to prevent the deterioration of an asset. | 20 | 2024-01-24 | 0.25188 | 51.7481 | x | 4 | 3. Moderate | 11951 | Reactive Maintenance | 7
1018911 | Fire Doors | C (Poor): Asset is operational but major repair or replacement will be needed. | Category 2 (Necessary): Essential work required to prevent the deterioration of an asset. | 20 | 2022-05-09 | 1.963 | 50.037 | x | 4 | 3. Moderate | 11951 | Reactive Maintenance | 7
1018912 | Fire Doors | C (Poor): Asset is operational but major repair or replacement will be needed. | Category 2 (Necessary): Essential work required to prevent the deterioration of an asset. | 20 | 2023-11-12 | 0.45175 | 51.5483 | x | 4 | 3. Moderate | 11951 | Reactive Maintenance | 7
1018913 | Fire Doors | C (Poor): Asset is operational but major repair or replacement will be needed. | Category 2 (Necessary): Essential work required to prevent the deterioration of an asset. | 20 | 2017-12-21 | 6.3436 | 45.6564 | x | 4 | 3. Moderate | 11951 | Reactive Maintenance | 7
1018914 | Fire Doors | C (Poor): Asset is operational but major repair or replacement will be needed. | Category 2 (Necessary): Essential work required to prevent the deterioration of an asset. | 20 | 2017-07-24 | 6.7543 | 45.2457 | x | 4 | 3. Moderate | 11951 | Reactive Maintenance | 7
1018915 | Fire Doors | C (Poor): Asset is operational but major repair or replacement will be needed. | Category 2 (Necessary): Essential work required to prevent the deterioration of an asset. | 20 | 2016-07-11 | 7.7892 | 44.2108 | x | 4 | 3. Moderate | 11951 | Reactive Maintenance | 7
1018916 | Fire Doors | C (Poor): Asset is operational but major repair or replacement will be needed. | Category 2 (Necessary): Essential work required to prevent the deterioration of an asset. | 20 | 2007-04-11 | 17.0404 | 34.9596 | x | 4 | 3. Moderate | 11951 | Reactive Maintenance | 7
1018917 | Fire Doors | C (Poor): Asset is operational but major repair or replacement will be needed. | Category 2 (Necessary): Essential work required to prevent the deterioration of an asset. | 20 | 2008-07-01 | 15.8166 | 36.1834 | x | 4 | 3. Moderate | 11951 | Reactive Maintenance | 7
1018918 | Fire Doors | C (Poor): Asset is operational but major repair or replacement will be needed. | Category 2 (Necessary): Essential work required to prevent the deterioration of an asset. | 20 | 2016-01-22 | 8.2574 | 43.7426 | x | 4 | 3. Moderate | 11951 | Reactive Maintenance | 7
1018919 | Fire Doors | C (Poor): Asset is operational but major repair or replacement will be needed. | Category 2 (Necessary): Essential work required to prevent the deterioration of an asset. | 20 | 2004-08-21 | 19.6769 | 32.3231 | x | 4 | 3. Moderate | 11951 | Reactive Maintenance | 7
1018920 | Fire Doors | C (Poor): Asset is operational but major repair or replacement will be needed. | Category 2 (Necessary): Essential work required to prevent the deterioration of an asset. | 20 | 2021-04-17 | 3.0226 | 48.9774 | x | 4 | 3. Moderate | 11951 | Reactive Maintenance | 7
1018921 | Fire Doors | C (Poor): Asset is operational but major repair or replacement will be needed. | Category 2 (Necessary): Essential work required to prevent the deterioration of an asset. | 20 | 2023-05-19 | 0.93634 | 51.0637 | x | 4 | 3. Moderate | 11951 | Reactive Maintenance | 7
1018952 | Pipework for Low Pressure Natural Gas, Liquefied Petroleum Gas (LPG) or Oil | C (Poor): Asset is operational but major repair or replacement will be needed. | Category 2 (Necessary): Essential work required to prevent the deterioration of an asset. | 50 | 2022-03-20 | 2.0999 | 51.16 | x | 4 | 5. Severe | 11951 | Reactive Maintenance | 1
1019244 | Hand Dryer | C (Poor): Asset is operational but major repair or replacement will be needed. | Category 2 (Necessary): Essential work required to prevent the deterioration of an asset. | 5 | 2020-01-27 | 4.2437 | 35.0253 | x | 4 | 2. Minor | 11951 | Reactive Maintenance | 14
1019245 | Pipework Systems - General | C (Poor): Asset is operational but major repair or replacement will be needed. | Category 2 (Necessary): Essential work required to prevent the deterioration of an asset. | 20 | 2010-10-28 | 13.4921 | 38.5079 | x | 4 | 4. Significant | 11951 | Reactive Maintenance | 3
1019246 | Pipework Systems - General | C (Poor): Asset is operational but major repair or replacement will be needed. | Category 2 (Necessary): Essential work required to prevent the deterioration of an asset. | 20 | 2004-03-08 | 20.1314 | 31.8686 | x | 4 | 4. Significant | 11951 | Reactive Maintenance | 3
1019247 | Pipework Systems - General | C (Poor): Asset is operational but major repair or replacement will be needed. | Category 2 (Necessary): Essential work required to prevent the deterioration of an asset. | 20 | 2010-04-16 | 14.026 | 37.974 | x | 4 | 4. Significant | 11951 | Reactive Maintenance | 3
1019248 | Pipework Systems - General | C (Poor): Asset is operational but major repair or replacement will be needed. | Category 2 (Necessary): Essential work required to prevent the deterioration of an asset. | 20 | 2014-12-18 | 9.3525 | 42.6475 | x | 4 | 4. Significant | 11951 | Reactive Maintenance | 3
1019249 | Pipework Systems - General | C (Poor): Asset is operational but major repair or replacement will be needed. | Category 2 (Necessary): Essential work required to prevent the deterioration of an asset. | 20 | 2005-09-23 | 18.5873 | 33.4127 | x | 4 | 4. Significant | 11951 | Reactive Maintenance | 3
1019250 | Pipework Systems - General | C (Poor): Asset is operational but major repair or replacement will be needed. | Category 2 (Necessary): Essential work required to prevent the deterioration of an asset. | 20 | 2006-12-02 | 17.3963 | 34.6037 | x | 4 | 4. Significant | 11951 | Reactive Maintenance | 3
1019251 | Pipework Systems - General | C (Poor): Asset is operational but major repair or replacement will be needed. | Category 2 (Necessary): Essential work required to prevent the deterioration of an asset. | 20 | 2020-08-13 | 3.6988 | 48.3012 | x | 4 | 4. Significant | 11951 | Reactive Maintenance | 3
1019252 | Pipework Systems - General | C (Poor): Asset is operational but major repair or replacement will be needed. | Category 2 (Necessary): Essential work required to prevent the deterioration of an asset. | 20 | 2019-04-21 | 5.013 | 46.987 | x | 4 | 4. Significant | 11951 | Reactive Maintenance | 3
1019253 | Pipework Systems - General | C (Poor): Asset is operational but major repair or replacement will be needed. | Category 2 (Necessary): Essential work required to prevent the deterioration of an asset. | 20 | 2010-10-08 | 13.5469 | 38.4531 | x | 4 | 4. Significant | 11951 | Reactive Maintenance | 3
1019254 | Pipework Systems - General | C (Poor): Asset is operational but major repair or replacement will be needed. | Category 2 (Necessary): Essential work required to prevent the deterioration of an asset. | 20 | 2012-12-05 | 11.3867 | 40.6133 | x | 4 | 4. Significant | 11951 | Reactive Maintenance | 3
1019255 | Pipework Systems - General | C (Poor): Asset is operational but major repair or replacement will be needed. | Category 2 (Necessary): Essential work required to prevent the deterioration of an asset. | 20 | 2013-05-02 | 10.9815 | 41.0185 | x | 4 | 4. Significant | 11951 | Reactive Maintenance | 3
1019256 | Pipework Systems - General | C (Poor): Asset is operational but major repair or replacement will be needed. | Category 2 (Necessary): Essential work required to prevent the deterioration of an asset. | 20 | 2014-02-23 | 10.1684 | 41.8316 | x | 4 | 4. Significant | 11951 | Reactive Maintenance | 3
1019257 | Pipework Systems - General | C (Poor): Asset is operational but major repair or replacement will be needed. | Category 2 (Necessary): Essential work required to prevent the deterioration of an asset. | 20 | 2017-11-12 | 6.4504 | 45.5496 | x | 4 | 4. Significant | 11951 | Reactive Maintenance | 3
1019258 | Pipework Systems - General | C (Poor): Asset is operational but major repair or replacement will be needed. | Category 2 (Necessary): Essential work required to prevent the deterioration of an asset. | 20 | 2018-11-05 | 5.4702 | 46.5298 | x | 4 | 4. Significant | 11951 | Reactive Maintenance | 3
1019259 | Pipework Systems - General | C (Poor): Asset is operational but major repair or replacement will be needed. | Category 2 (Necessary): Essential work required to prevent the deterioration of an asset. | 20 | 2018-02-14 | 6.193 | 45.807 | x | 4 | 4. Significant | 11951 | Reactive Maintenance | 3
1019260 | Pipework Systems - General | C (Poor): Asset is operational but major repair or replacement will be needed. | Category 2 (Necessary): Essential work required to prevent the deterioration of an asset. | 20 | 2008-10-01 | 15.5647 | 36.4353 | x | 4 | 4. Significant | 11951 | Reactive Maintenance | 3
1019261 | Pipework Systems - General | C (Poor): Asset is operational but major repair or replacement will be needed. | Category 2 (Necessary): Essential work required to prevent the deterioration of an asset. | 20 | 2021-03-31 | 3.0691 | 48.9309 | x | 4 | 4. Significant | 11951 | Reactive Maintenance | 3
1019262 | Pipework Systems - General | C (Poor): Asset is operational but major repair or replacement will be needed. | Category 2 (Necessary): Essential work required to prevent the deterioration of an asset. | 20 | 2004-06-25 | 19.833 | 32.167 | x | 4 | 4. Significant | 11951 | Reactive Maintenance | 3
1019263 | Pipework Systems - General | C (Poor): Asset is operational but major repair or replacement will be needed. | Category 2 (Necessary): Essential work required to prevent the deterioration of an asset. | 20 | 2015-04-20 | 9.0157 | 42.9843 | x | 4 | 4. Significant | 11951 | Reactive Maintenance | 3
1019264 | Pipework Systems - General | C (Poor): Asset is operational but major repair or replacement will be needed. | Category 2 (Necessary): Essential work required to prevent the deterioration of an asset. | 20 | 2018-10-10 | 5.5414 | 46.4586 | x | 4 | 4. Significant | 11951 | Reactive Maintenance | 3
1019265 | Pipework Systems - General | C (Poor): Asset is operational but major repair or replacement will be needed. | Category 2 (Necessary): Essential work required to prevent the deterioration of an asset. | 20 | 2007-02-28 | 17.1554 | 34.8446 | x | 4 | 4. Significant | 11951 | Reactive Maintenance | 3
1019266 | Pipework Systems - General | C (Poor): Asset is operational but major repair or replacement will be needed. | Category 2 (Necessary): Essential work required to prevent the deterioration of an asset. | 20 | 2011-01-21 | 13.2594 | 38.7406 | x | 4 | 4. Significant | 11951 | Reactive Maintenance | 3
1019267 | Pipework Systems - General | C (Poor): Asset is operational but major repair or replacement will be needed. | Category 2 (Necessary): Essential work required to prevent the deterioration of an asset. | 20 | 2017-01-29 | 7.2361 | 44.7639 | x | 4 | 4. Significant | 11951 | Reactive Maintenance | 3
1019268 | Pipework Systems - General | C (Poor): Asset is operational but major repair or replacement will be needed. | Category 2 (Necessary): Essential work required to prevent the deterioration of an asset. | 20 | 2005-10-29 | 18.4887 | 33.5113 | x | 4 | 4. Significant | 11951 | Reactive Maintenance | 3
1019269 | Pipework Systems - General | C (Poor): Asset is operational but major repair or replacement will be needed. | Category 2 (Necessary): Essential work required to prevent the deterioration of an asset. | 20 | 2019-05-28 | 4.9117 | 47.0883 | x | 4 | 4. Significant | 11951 | Reactive Maintenance | 3
1019270 | Pipework Systems - General | C (Poor): Asset is operational but major repair or replacement will be needed. | Category 2 (Necessary): Essential work required to prevent the deterioration of an asset. | 20 | 2023-12-09 | 0.37782 | 51.6222 | x | 4 | 4. Significant | 11951 | Reactive Maintenance | 3
1019271 | Pipework Systems - General | C (Poor): Asset is operational but major repair or replacement will be needed. | Category 2 (Necessary): Essential work required to prevent the deterioration of an asset. | 20 | 2022-11-08 | 1.462 | 50.538 | x | 4 | 4. Significant | 11951 | Reactive Maintenance | 3
1019272 | Pipework Systems - General | C (Poor): Asset is operational but major repair or replacement will be needed. | Category 2 (Necessary): Essential work required to prevent the deterioration of an asset. | 20 | 2012-10-08 | 11.5455 | 40.4545 | x | 4 | 4. Significant | 11951 | Reactive Maintenance | 3
1019273 | Pipework Systems - General | C (Poor): Asset is operational but major repair or replacement will be needed. | Category 2 (Necessary): Essential work required to prevent the deterioration of an asset. | 20 | 2019-10-03 | 4.5613 | 47.4387 | x | 4 | 4. Significant | 11951 | Reactive Maintenance | 3
1019274 | Pipework Systems - General | C (Poor): Asset is operational but major repair or replacement will be needed. | Category 2 (Necessary): Essential work required to prevent the deterioration of an asset. | 20 | 2021-07-07 | 2.8008 | 49.1992 | x | 4 | 4. Significant | 11951 | Reactive Maintenance | 3
1019275 | Pipework Systems - General | C (Poor): Asset is operational but major repair or replacement will be needed. | Category 2 (Necessary): Essential work required to prevent the deterioration of an asset. | 20 | 2011-08-06 | 12.7201 | 39.2799 | x | 4 | 4. Significant | 11951 | Reactive Maintenance | 3
1019276 | Pipework Systems - General | C (Poor): Asset is operational but major repair or replacement will be needed. | Category 2 (Necessary): Essential work required to prevent the deterioration of an asset. | 20 | 2006-01-04 | 18.3053 | 33.6947 | x | 4 | 4. Significant | 11951 | Reactive Maintenance | 3
1019277 | Pipework Systems - General | C (Poor): Asset is operational but major repair or replacement will be needed. | Category 2 (Necessary): Essential work required to prevent the deterioration of an asset. | 20 | 2017-12-26 | 6.3299 | 45.6701 | x | 4 | 4. Significant | 11951 | Reactive Maintenance | 3
1019278 | Pipework Systems - General | C (Poor): Asset is operational but major repair or replacement will be needed. | Category 2 (Necessary): Essential work required to prevent the deterioration of an asset. | 20 | 2009-10-01 | 14.5654 | 37.4346 | x | 4 | 4. Significant | 11951 | Reactive Maintenance | 3
1019279 | Pipework Systems - General | C (Poor): Asset is operational but major repair or replacement will be needed. | Category 2 (Necessary): Essential work required to prevent the deterioration of an asset. | 20 | 2005-09-10 | 18.6229 | 33.3771 | x | 4 | 4. Significant | 11951 | Reactive Maintenance | 3
1019280 | Pipework Systems - General | C (Poor): Asset is operational but major repair or replacement will be needed. | Category 2 (Necessary): Essential work required to prevent the deterioration of an asset. | 20 | 2011-03-03 | 13.1472 | 38.8528 | x | 4 | 4. Significant | 11951 | Reactive Maintenance | 3
1019281 | Pipework Systems - General | C (Poor): Asset is operational but major repair or replacement will be needed. | Category 2 (Necessary): Essential work required to prevent the deterioration of an asset. | 20 | 2007-07-07 | 16.8022 | 35.1978 | x | 4 | 4. Significant | 11951 | Reactive Maintenance | 3
1019282 | Pipework Systems - General | C (Poor): Asset is operational but major repair or replacement will be needed. | Category 2 (Necessary): Essential work required to prevent the deterioration of an asset. | 20 | 2007-12-22 | 16.3422 | 35.6578 | x | 4 | 4. Significant | 11951 | Reactive Maintenance | 3
1019283 | Pipework Systems - General | C (Poor): Asset is operational but major repair or replacement will be needed. | Category 2 (Necessary): Essential work required to prevent the deterioration of an asset. | 20 | 2008-08-11 | 15.7043 | 36.2957 | x | 4 | 4. Significant | 11951 | Reactive Maintenance | 3
1019284 | Pipework Systems - General | C (Poor): Asset is operational but major repair or replacement will be needed. | Category 2 (Necessary): Essential work required to prevent the deterioration of an asset. | 20 | 2008-12-01 | 15.3977 | 36.6023 | x | 4 | 4. Significant | 11951 | Reactive Maintenance | 3
1019285 | Pipework Systems - General | C (Poor): Asset is operational but major repair or replacement will be needed. | Category 2 (Necessary): Essential work required to prevent the deterioration of an asset. | 20 | 2012-12-30 | 11.3183 | 40.6817 | x | 4 | 4. Significant | 11951 | Reactive Maintenance | 3
1019286 | Pipework Systems - General | C (Poor): Asset is operational but major repair or replacement will be needed. | Category 2 (Necessary): Essential work required to prevent the deterioration of an asset. | 20 | 2005-04-09 | 19.0445 | 32.9555 | x | 4 | 4. Significant | 11951 | Reactive Maintenance | 3
1019287 | Pipework Systems - General | C (Poor): Asset is operational but major repair or replacement will be needed. | Category 2 (Necessary): Essential work required to prevent the deterioration of an asset. | 20 | 2015-05-15 | 8.9473 | 43.0527 | x | 4 | 4. Significant | 11951 | Reactive Maintenance | 3
1019288 | Pipework Systems - General | C (Poor): Asset is operational but major repair or replacement will be needed. | Category 2 (Necessary): Essential work required to prevent the deterioration of an asset. | 20 | 2007-09-02 | 16.6461 | 35.3539 | x | 4 | 4. Significant | 11951 | Reactive Maintenance | 3
1019289 | Pipework Systems - General | C (Poor): Asset is operational but major repair or replacement will be needed. | Category 2 (Necessary): Essential work required to prevent the deterioration of an asset. | 20 | 2009-03-11 | 15.1239 | 36.8761 | x | 4 | 4. Significant | 11951 | Reactive Maintenance | 3
1019290 | Pipework Systems - General | C (Poor): Asset is operational but major repair or replacement will be needed. | Category 2 (Necessary): Essential work required to prevent the deterioration of an asset. | 20 | 2010-10-10 | 13.5414 | 38.4586 | x | 4 | 4. Significant | 11951 | Reactive Maintenance | 3
1019291 | Pipework Systems - General | C (Poor): Asset is operational but major repair or replacement will be needed. | Category 2 (Necessary): Essential work required to prevent the deterioration of an asset. | 20 | 2017-05-06 | 6.9706 | 45.0294 | x | 4 | 4. Significant | 11951 | Reactive Maintenance | 3
1019292 | Pipework Systems - General | C (Poor): Asset is operational but major repair or replacement will be needed. | Category 2 (Necessary): Essential work required to prevent the deterioration of an asset. | 20 | 2008-05-28 | 15.9097 | 36.0903 | x | 4 | 4. Significant | 11951 | Reactive Maintenance | 3
1019293 | Pipework Systems - General | C (Poor): Asset is operational but major repair or replacement will be needed. | Category 2 (Necessary): Essential work required to prevent the deterioration of an asset. | 20 | 2013-07-21 | 10.7625 | 41.2375 | x | 4 | 4. Significant | 11951 | Reactive Maintenance | 3
1019294 | Pipework Systems - General | C (Poor): Asset is operational but major repair or replacement will be needed. | Category 2 (Necessary): Essential work required to prevent the deterioration of an asset. | 35 | 2006-05-21 | 17.9302 | 41.7542 | x | 4 | 4. Significant | 11951 | Reactive Maintenance | 3
1019295 | Pipework Systems - General | C (Poor): Asset is operational but major repair or replacement will be needed. | Category 2 (Necessary): Essential work required to prevent the deterioration of an asset. | 35 | 2021-10-11 | 2.538 | 50.5497 | x | 4 | 4. Significant | 11951 | Reactive Maintenance | 3
1019296 | Pipework Systems - General | C (Poor): Asset is operational but major repair or replacement will be needed. | Category 2 (Necessary): Essential work required to prevent the deterioration of an asset. | 35 | 2015-11-24 | 8.4189 | 47.1892 | x | 4 | 4. Significant | 11951 | Reactive Maintenance | 3
1019297 | Pipework Systems - General | C (Poor): Asset is operational but major repair or replacement will be needed. | Category 2 (Necessary): Essential work required to prevent the deterioration of an asset. | 35 | 2014-12-17 | 9.3552 | 46.6542 | x | 4 | 4. Significant | 11951 | Reactive Maintenance | 3
1019298 | Pipework Systems - General | C (Poor): Asset is operational but major repair or replacement will be needed. | Category 2 (Necessary): Essential work required to prevent the deterioration of an asset. | 35 | 2017-03-17 | 7.1075 | 47.9386 | x | 4 | 4. Significant | 11951 | Reactive Maintenance | 3
1019299 | Pipework Systems - General | C (Poor): Asset is operational but major repair or replacement will be needed. | Category 2 (Necessary): Essential work required to prevent the deterioration of an asset. | 35 | 2003-11-19 | 20.4326 | 40.3242 | x | 4 | 4. Significant | 11951 | Reactive Maintenance | 3
1019300 | Pipework Systems - General | C (Poor): Asset is operational but major repair or replacement will be needed. | Category 2 (Necessary): Essential work required to prevent the deterioration of an asset. | 35 | 1995-04-29 | 28.9911 | 35.4337 | x | 4 | 4. Significant | 11951 | Reactive Maintenance | 3
1019301 | Pipework Systems - General | C (Poor): Asset is operational but major repair or replacement will be needed. | Category 2 (Necessary): Essential work required to prevent the deterioration of an asset. | 35 | 1996-03-07 | 28.1342 | 35.9233 | x | 4 | 4. Significant | 11951 | Reactive Maintenance | 3
1019302 | Pipework Systems - General | C (Poor): Asset is operational but major repair or replacement will be needed. | Category 2 (Necessary): Essential work required to prevent the deterioration of an asset. | 35 | 2001-09-13 | 22.6146 | 39.0773 | x | 4 | 4. Significant | 11951 | Reactive Maintenance | 3
1019303 | Pipework Systems - General | C (Poor): Asset is operational but major repair or replacement will be needed. | Category 2 (Necessary): Essential work required to prevent the deterioration of an asset. | 35 | 2013-10-01 | 10.5654 | 45.9626 | x | 4 | 4. Significant | 11951 | Reactive Maintenance | 3
1019304 | Pipework Systems - General | C (Poor): Asset is operational but major repair or replacement will be needed. | Category 2 (Necessary): Essential work required to prevent the deterioration of an asset. | 35 | 2022-01-10 | 2.2888 | 50.6921 | x | 4 | 4. Significant | 11951 | Reactive Maintenance | 3
1019305 | Pipework Systems - General | C (Poor): Asset is operational but major repair or replacement will be needed. | Category 2 (Necessary): Essential work required to prevent the deterioration of an asset. | 35 | 1995-08-23 | 28.6735 | 35.6151 | x | 4 | 4. Significant | 11951 | Reactive Maintenance | 3
1019306 | Pipework Systems - General | C (Poor): Asset is operational but major repair or replacement will be needed. | Category 2 (Necessary): Essential work required to prevent the deterioration of an asset. | 35 | 2017-04-28 | 6.9925 | 48.0043 | x | 4 | 4. Significant | 11951 | Reactive Maintenance | 3
1019307 | Pipework Systems - General | C (Poor): Asset is operational but major repair or replacement will be needed. | Category 2 (Necessary): Essential work required to prevent the deterioration of an asset. | 35 | 2016-01-10 | 8.2902 | 47.2627 | x | 4 | 4. Significant | 11951 | Reactive Maintenance | 3
1019308 | Pipework Systems - General | C (Poor): Asset is operational but major repair or replacement will be needed. | Category 2 (Necessary): Essential work required to prevent the deterioration of an asset. | 35 | 2013-06-18 | 10.8528 | 45.7984 | x | 4 | 4. Significant | 11951 | Reactive Maintenance | 3
1019309 | Pipework Systems - General | C (Poor): Asset is operational but major repair or replacement will be needed. | Category 2 (Necessary): Essential work required to prevent the deterioration of an asset. | 35 | 2022-05-15 | 1.9466 | 50.8877 | x | 4 | 4. Significant | 11951 | Reactive Maintenance | 3
1019310 | Pipework Systems - General | C (Poor): Asset is operational but major repair or replacement will be needed. | Category 2 (Necessary): Essential work required to prevent the deterioration of an asset. | 35 | 2020-10-13 | 3.5318 | 49.9818 | x | 4 | 4. Significant | 11951 | Reactive Maintenance | 3
1019311 | Pipework Systems - General | C (Poor): Asset is operational but major repair or replacement will be needed. | Category 2 (Necessary): Essential work required to prevent the deterioration of an asset. | 35 | 2016-10-31 | 7.4825 | 47.7243 | x | 4 | 4. Significant | 11951 | Reactive Maintenance | 3
1019312 | Pipework Systems - General | C (Poor): Asset is operational but major repair or replacement will be needed. | Category 2 (Necessary): Essential work required to prevent the deterioration of an asset. | 35 | 2004-03-11 | 20.1232 | 40.501 | x | 4 | 4. Significant | 11951 | Reactive Maintenance | 3
1019313 | Pipework Systems - General | C (Poor): Asset is operational but major repair or replacement will be needed. | Category 2 (Necessary): Essential work required to prevent the deterioration of an asset. | 35 | 2000-02-13 | 24.1971 | 38.1731 | x | 4 | 4. Significant | 11951 | Reactive Maintenance | 3
1019314 | Pipework Systems - General | C (Poor): Asset is operational but major repair or replacement will be needed. | Category 2 (Necessary): Essential work required to prevent the deterioration of an asset. | 35 | 2002-09-14 | 21.6126 | 39.6499 | x | 4 | 4. Significant | 11951 | Reactive Maintenance | 3
1019315 | Pipework Systems - General | C (Poor): Asset is operational but major repair or replacement will be needed. | Category 2 (Necessary): Essential work required to prevent the deterioration of an asset. | 35 | 2018-02-28 | 6.1547 | 48.483 | x | 4 | 4. Significant | 11951 | Reactive Maintenance | 3
1019316 | Pipework Systems - General | C (Poor): Asset is operational but major repair or replacement will be needed. | Category 2 (Necessary): Essential work required to prevent the deterioration of an asset. | 35 | 2008-04-21 | 16.011 | 42.8509 | x | 4 | 4. Significant | 11951 | Reactive Maintenance | 3
1019317 | Pipework Systems - General | C (Poor): Asset is operational but major repair or replacement will be needed. | Category 2 (Necessary): Essential work required to prevent the deterioration of an asset. | 35 | 1994-09-22 | 29.5907 | 35.091 | x | 4 | 4. Significant | 11951 | Reactive Maintenance | 3
1019318 | Pipework Systems - General | C (Poor): Asset is operational but major repair or replacement will be needed. | Category 2 (Necessary): Essential work required to prevent the deterioration of an asset. | 35 | 2003-07-08 | 20.7995 | 40.1146 | x | 4 | 4. Significant | 11951 | Reactive Maintenance | 3
1019319 | Pipework Systems - General | C (Poor): Asset is operational but major repair or replacement will be needed. | Category 2 (Necessary): Essential work required to prevent the deterioration of an asset. | 35 | 2009-03-25 | 15.0856 | 43.3797 | x | 4 | 4. Significant | 11951 | Reactive Maintenance | 3
1019320 | Pipework Systems - General | C (Poor): Asset is operational but major repair or replacement will be needed. | Category 2 (Necessary): Essential work required to prevent the deterioration of an asset. | 35 | 2019-04-05 | 5.0568 | 49.1104 | x | 4 | 4. Significant | 11951 | Reactive Maintenance | 3
1019321 | Pipework Systems - General | C (Poor): Asset is operational but major repair or replacement will be needed. | Category 2 (Necessary): Essential work required to prevent the deterioration of an asset. | 35 | 2010-08-05 | 13.7221 | 44.1588 | x | 4 | 4. Significant | 11951 | Reactive Maintenance | 3
1019322 | Pipework Systems - General | C (Poor): Asset is operational but major repair or replacement will be needed. | Category 2 (Necessary): Essential work required to prevent the deterioration of an asset. | 35 | 2003-09-28 | 20.5749 | 40.2429 | x | 4 | 4. Significant | 11951 | Reactive Maintenance | 3
1019323 | Pipework Systems - General | C (Poor): Asset is operational but major repair or replacement will be needed. | Category 2 (Necessary): Essential work required to prevent the deterioration of an asset. | 35 | 2020-12-21 | 3.3429 | 50.0898 | x | 4 | 4. Significant | 11951 | Reactive Maintenance | 3
1019324 | Pipework Systems - General | C (Poor): Asset is operational but major repair or replacement will be needed. | Category 2 (Necessary): Essential work required to prevent the deterioration of an asset. | 35 | 2009-05-21 | 14.9295 | 43.4689 | x | 4 | 4. Significant | 11951 | Reactive Maintenance | 3
1019325 | Pipework Systems - General | C (Poor): Asset is operational but major repair or replacement will be needed. | Category 2 (Necessary): Essential work required to prevent the deterioration of an asset. | 35 | 1994-12-09 | 29.3771 | 35.2131 | x | 4 | 4. Significant | 11951 | Reactive Maintenance | 3
1019326 | Pipework Systems - General | C (Poor): Asset is operational but major repair or replacement will be needed. | Category 2 (Necessary): Essential work required to prevent the deterioration of an asset. | 35 | 2023-03-17 | 1.1088 | 51.3664 | x | 4 | 4. Significant | 11951 | Reactive Maintenance | 3
1019327 | Pipework Systems - General | C (Poor): Asset is operational but major repair or replacement will be needed. | Category 2 (Necessary): Essential work required to prevent the deterioration of an asset. | 35 | 2001-12-31 | 22.3162 | 39.2479 | x | 4 | 4. Significant | 11951 | Reactive Maintenance | 3
1019328 | Pipework Systems - General | C (Poor): Asset is operational but major repair or replacement will be needed. | Category 2 (Necessary): Essential work required to prevent the deterioration of an asset. | 35 | 2019-05-31 | 4.9035 | 49.198 | x | 4 | 4. Significant | 11951 | Reactive Maintenance | 3
1019329 | Pipework Systems - General | C (Poor): Asset is operational but major repair or replacement will be needed. | Category 2 (Necessary): Essential work required to prevent the deterioration of an asset. | 35 | 2014-10-29 | 9.4894 | 46.5775 | x | 4 | 4. Significant | 11951 | Reactive Maintenance | 3
1019330 | Pipework Systems - General | C (Poor): Asset is operational but major repair or replacement will be needed. | Category 2 (Necessary): Essential work required to prevent the deterioration of an asset. | 35 | 2015-07-21 | 8.7639 | 46.9921 | x | 4 | 4. Significant | 11951 | Reactive Maintenance | 3
1019331 | Pipework Systems - General | C (Poor): Asset is operational but major repair or replacement will be needed. | Category 2 (Necessary): Essential work required to prevent the deterioration of an asset. | 35 | 2013-03-18 | 11.1047 | 45.6544 | x | 4 | 4. Significant | 11951 | Reactive Maintenance | 3
1019332 | Pipework Systems - General | C (Poor): Asset is operational but major repair or replacement will be needed. | Category 2 (Necessary): Essential work required to prevent the deterioration of an asset. | 35 | 1999-03-14 | 25.117 | 37.6474 | x | 4 | 4. Significant | 11951 | Reactive Maintenance | 3
1019333 | Pipework Systems - General | C (Poor): Asset is operational but major repair or replacement will be needed. | Category 2 (Necessary): Essential work required to prevent the deterioration of an asset. | 35 | 2006-07-13 | 17.7851 | 41.8371 | x | 4 | 4. Significant | 11951 | Reactive Maintenance | 3
1019334 | Pipework Systems - General | C (Poor): Asset is operational but major repair or replacement will be needed. | Category 2 (Necessary): Essential work required to prevent the deterioration of an asset. | 35 | 2013-07-27 | 10.7461 | 45.8594 | x | 4 | 4. Significant | 11951 | Reactive Maintenance | 3
1019335 | Pipework Systems - General | C (Poor): Asset is operational but major repair or replacement will be needed. | Category 2 (Necessary): Essential work required to prevent the deterioration of an asset. | 35 | 2000-09-27 | 23.5756 | 38.5282 | x | 4 | 4. Significant | 11951 | Reactive Maintenance | 3
1019336 | Pipework Systems - General | C (Poor): Asset is operational but major repair or replacement will be needed. | Category 2 (Necessary): Essential work required to prevent the deterioration of an asset. | 35 | 2013-10-03 | 10.5599 | 45.9658 | x | 4 | 4. Significant | 11951 | Reactive Maintenance | 3
1019337 | Pipework Systems - General | C (Poor): Asset is operational but major repair or replacement will be needed. | Category 2 (Necessary): Essential work required to prevent the deterioration of an asset. | 35 | 1996-10-01 | 27.5647 | 36.2488 | x | 4 | 4. Significant | 11951 | Reactive Maintenance | 3
1019338 | Pipework Systems - General | C (Poor): Asset is operational but major repair or replacement will be needed. | Category 2 (Necessary): Essential work required to prevent the deterioration of an asset. | 45 | 2005-03-28 | 19.0773 | 43.5212 | x | 4 | 4. Significant | 11951 | Reactive Maintenance | 3
1019339 | Pipework Systems - General | C (Poor): Asset is operational but major repair or replacement will be needed. | Category 2 (Necessary): Essential work required to prevent the deterioration of an asset. | 45 | 2019-05-01 | 4.9856 | 49.7842 | x | 4 | 4. Significant | 11951 | Reactive Maintenance | 3
1019340 | Pipework Systems - General | C (Poor): Asset is operational but major repair or replacement will be needed. | Category 2 (Necessary): Essential work required to prevent the deterioration of an asset. | 45 | 2014-01-26 | 10.245 | 47.4466 | x | 4 | 4. Significant | 11951 | Reactive Maintenance | 3
1019341 | Pipework Systems - General | C (Poor): Asset is operational but major repair or replacement will be needed. | Category 2 (Necessary): Essential work required to prevent the deterioration of an asset. | 45 | 2013-12-11 | 10.371 | 47.3907 | x | 4 | 4. Significant | 11951 | Reactive Maintenance | 3
1019342 | Pipework Systems - General | C (Poor): Asset is operational but major repair or replacement will be needed. | Category 2 (Necessary): Essential work required to prevent the deterioration of an asset. | 45 | 2011-10-15 | 12.5284 | 46.4318 | x | 4 | 4. Significant | 11951 | Reactive Maintenance | 3
1019343 | Pipework Systems - General | C (Poor): Asset is operational but major repair or replacement will be needed. | Category 2 (Necessary): Essential work required to prevent the deterioration of an asset. | 45 | 2006-03-07 | 18.1355 | 43.9398 | x | 4 | 4. Significant | 11951 | Reactive Maintenance | 3
1019344 | Pipework Systems - General | C (Poor): Asset is operational but major repair or replacement will be needed. | Category 2 (Necessary): Essential work required to prevent the deterioration of an asset. | 45 | 2022-11-05 | 1.4702 | 51.3466 | x | 4 | 4. Significant | 11951 | Reactive Maintenance | 3
1019345 | Pipework Systems - General | C (Poor): Asset is operational but major repair or replacement will be needed. | Category 2 (Necessary): Essential work required to prevent the deterioration of an asset. | 45 | 2002-12-30 | 21.3196 | 42.5246 | x | 4 | 4. Significant | 11951 | Reactive Maintenance | 3
1019346 | Pipework Systems - General | C (Poor): Asset is operational but major repair or replacement will be needed. | Category 2 (Necessary): Essential work required to prevent the deterioration of an asset. | 45 | 2003-01-22 | 21.2567 | 42.5526 | x | 4 | 4. Significant | 11951 | Reactive Maintenance | 3
1019347 | Pipework Systems - General | C (Poor): Asset is operational but major repair or replacement will be needed. | Category 2 (Necessary): Essential work required to prevent the deterioration of an asset. | 45 | 2000-12-14 | 23.3621 | 41.6169 | x | 4 | 4. Significant | 11951 | Reactive Maintenance | 3
1019348 | Pipework Systems - General | C (Poor): Asset is operational but major repair or replacement will be needed. | Category 2 (Necessary): Essential work required to prevent the deterioration of an asset. | 45 | 2017-07-14 | 6.7817 | 48.9859 | x | 4 | 4. Significant | 11951 | Reactive Maintenance | 3
1019349 | Pipework Systems - General | C (Poor): Asset is operational but major repair or replacement will be needed. | Category 2 (Necessary): Essential work required to prevent the deterioration of an asset. | 45 | 2005-12-30 | 18.319 | 43.8582 | x | 4 | 4. Significant | 11951 | Reactive Maintenance | 3
1019350 | Pipework Systems - General | C (Poor): Asset is operational but major repair or replacement will be needed. | Category 2 (Necessary): Essential work required to prevent the deterioration of an asset. | 45 | 1998-07-17 | 25.7741 | 40.5448 | x | 4 | 4. Significant | 11951 | Reactive Maintenance | 3
1019351 | Pipework Systems - General | C (Poor): Asset is operational but major repair or replacement will be needed. | Category 2 (Necessary): Essential work required to prevent the deterioration of an asset. | 45 | 2009-08-11 | 14.705 | 45.4644 | x | 4 | 4. Significant | 11951 | Reactive Maintenance | 3
1019352 | Pipework Systems - General | C (Poor): Asset is operational but major repair or replacement will be needed. | Category 2 (Necessary): Essential work required to prevent the deterioration of an asset. | 45 | 1999-03-22 | 25.0951 | 40.8466 | x | 4 | 4. Significant | 11951 | Reactive Maintenance | 3
1019353 | Pipework Systems - General | C (Poor): Asset is operational but major repair or replacement will be needed. | Category 2 (Necessary): Essential work required to prevent the deterioration of an asset. | 45 | 2002-12-30 | 21.3196 | 42.5246 | x | 4 | 4. Significant | 11951 | Reactive Maintenance | 3
1019354 | Pipework Systems - General | C (Poor): Asset is operational but major repair or replacement will be needed. | Category 2 (Necessary): Essential work required to prevent the deterioration of an asset. | 45 | 1996-05-20 | 27.9316 | 39.586 | x | 4 | 4. Significant | 11951 | Reactive Maintenance | 3
1019355 | Pipework Systems - General | C (Poor): Asset is operational but major repair or replacement will be needed. | Category 2 (Necessary): Essential work required to prevent the deterioration of an asset. | 45 | 2013-06-27 | 10.8282 | 47.1875 | x | 4 | 4. Significant | 11951 | Reactive Maintenance | 3
1019356 | Pipework Systems - General | C (Poor): Asset is operational but major repair or replacement will be needed. | Category 2 (Necessary): Essential work required to prevent the deterioration of an asset. | 45 | 2010-10-26 | 13.4976 | 46.0011 | x | 4 | 4. Significant | 11951 | Reactive Maintenance | 3
1019357 | Pipework Systems - General | C (Poor): Asset is operational but major repair or replacement will be needed. | Category 2 (Necessary): Essential work required to prevent the deterioration of an asset. | 45 | 2011-11-18 | 12.4353 | 46.4732 | x | 4 | 4. Significant | 11951 | Reactive Maintenance | 3
1019358 | Pipework Systems - General | C (Poor): Asset is operational but major repair or replacement will be needed. | Category 2 (Necessary): Essential work required to prevent the deterioration of an asset. | 45 | 2015-05-11 | 8.9582 | 48.0186 | x | 4 | 4. Significant | 11951 | Reactive Maintenance | 3
1019359 | Pipework Systems - General | C (Poor): Asset is operational but major repair or replacement will be needed. | Category 2 (Necessary): Essential work required to prevent the deterioration of an asset. | 45 | 2016-10-03 | 7.5592 | 48.6404 | x | 4 | 4. Significant | 11951 | Reactive Maintenance | 3
1019360 | Pipework Systems - General | C (Poor): Asset is operational but major repair or replacement will be needed. | Category 2 (Necessary): Essential work required to prevent the deterioration of an asset. | 45 | 2000-10-16 | 23.5236 | 41.5451 | x | 4 | 4. Significant | 11951 | Reactive Maintenance | 3
1019361 | Pipework Systems - General | C (Poor): Asset is operational but major repair or replacement will be needed. | Category 2 (Necessary): Essential work required to prevent the deterioration of an asset. | 45 | 2009-09-23 | 14.5873 | 45.5168 | x | 4 | 4. Significant | 11951 | Reactive Maintenance | 3
1019362 | Pipework Systems - General | C (Poor): Asset is operational but major repair or replacement will be needed. | Category 2 (Necessary): Essential work required to prevent the deterioration of an asset. | 45 | 2012-05-27 | 11.9124 | 46.7056 | x | 4 | 4. Significant | 11951 | Reactive Maintenance | 3
1019363 | Pipework Systems - General | C (Poor): Asset is operational but major repair or replacement will be needed. | Category 2 (Necessary): Essential work required to prevent the deterioration of an asset. | 45 | 1995-04-08 | 29.0486 | 39.0895 | x | 4 | 4. Significant | 11951 | Reactive Maintenance | 3
1019364 | Pipework Systems - General | C (Poor): Asset is operational but major repair or replacement will be needed. | Category 2 (Necessary): Essential work required to prevent the deterioration of an asset. | 45 | 2000-12-17 | 23.3539 | 41.6205 | x | 4 | 4. Significant | 11951 | Reactive Maintenance | 3
1019365 | Pipework Systems - General | C (Poor): Asset is operational but major repair or replacement will be needed. | Category 2 (Necessary): Essential work required to prevent the deterioration of an asset. | 45 | 2000-08-11 | 23.7043 | 41.4648 | x | 4 | 4. Significant | 11951 | Reactive Maintenance | 3
1019366 | Pipework Systems - General | C (Poor): Asset is operational but major repair or replacement will be needed. | Category 2 (Necessary): Essential work required to prevent the deterioration of an asset. | 45 | 1995-09-07 | 28.6324 | 39.2745 | x | 4 | 4. Significant | 11951 | Reactive Maintenance | 3
1019367 | Pipework Systems - General | C (Poor): Asset is operational but major repair or replacement will be needed. | Category 2 (Necessary): Essential work required to prevent the deterioration of an asset. | 45 | 2006-02-16 | 18.1875 | 43.9166 | x | 4 | 4. Significant | 11951 | Reactive Maintenance | 3
1019368 | Pipework Systems - General | C (Poor): Asset is operational but major repair or replacement will be needed. | Category 2 (Necessary): Essential work required to prevent the deterioration of an asset. | 45 | 2008-10-05 | 15.5537 | 45.0872 | x | 4 | 4. Significant | 11951 | Reactive Maintenance | 3
1019369 | Pipework Systems - General | C (Poor): Asset is operational but major repair or replacement will be needed. | Category 2 (Necessary): Essential work required to prevent the deterioration of an asset. | 45 | 2015-11-04 | 8.4736 | 48.2339 | x | 4 | 4. Significant | 11951 | Reactive Maintenance | 3
1019370 | Pipework Systems - General | C (Poor): Asset is operational but major repair or replacement will be needed. | Category 2 (Necessary): Essential work required to prevent the deterioration of an asset. | 20 | 2010-10-18 | 13.5195 | 38.4805 | x | 4 | 4. Significant | 11951 | Reactive Maintenance | 3
1019371 | Pipework Systems - General | C (Poor): Asset is operational but major repair or replacement will be needed. | Category 2 (Necessary): Essential work required to prevent the deterioration of an asset. | 20 | 2015-11-02 | 8.4791 | 43.5209 | x | 4 | 4. Significant | 11951 | Reactive Maintenance | 3
1019372 | Pipework Systems - General | C (Poor): Asset is operational but major repair or replacement will be needed. | Category 2 (Necessary): Essential work required to prevent the deterioration of an asset. | 20 | 2016-05-16 | 7.9425 | 44.0575 | x | 4 | 4. Significant | 11951 | Reactive Maintenance | 3
1019373 | Pipework Systems - General | C (Poor): Asset is operational but major repair or replacement will be needed. | Category 2 (Necessary): Essential work required to prevent the deterioration of an asset. | 20 | 2015-03-31 | 9.0705 | 42.9295 | x | 4 | 4. Significant | 11951 | Reactive Maintenance | 3
1019374 | Pipework Systems - General | C (Poor): Asset is operational but major repair or replacement will be needed. | Category 2 (Necessary): Essential work required to prevent the deterioration of an asset. | 20 | 2004-12-15 | 19.3593 | 32.6407 | x | 4 | 4. Significant | 11951 | Reactive Maintenance | 3
1019375 | Pipework Systems - General | C (Poor): Asset is operational but major repair or replacement will be needed. | Category 2 (Necessary): Essential work required to prevent the deterioration of an asset. | 20 | 2022-02-24 | 2.1656 | 49.8344 | x | 4 | 4. Significant | 11951 | Reactive Maintenance | 3
1019376 | Pipework Systems - General | C (Poor): Asset is operational but major repair or replacement will be needed. | Category 2 (Necessary): Essential work required to prevent the deterioration of an asset. | 20 | 2006-09-20 | 17.5962 | 34.4038 | x | 4 | 4. Significant | 11951 | Reactive Maintenance | 3
1019377 | Pipework Systems - General | C (Poor): Asset is operational but major repair or replacement will be needed. | Category 2 (Necessary): Essential work required to prevent the deterioration of an asset. | 20 | 2019-01-12 | 5.2841 | 46.7159 | x | 4 | 4. Significant | 11951 | Reactive Maintenance | 3
1019378 | Pipework Systems - General | C (Poor): Asset is operational but major repair or replacement will be needed. | Category 2 (Necessary): Essential work required to prevent the deterioration of an asset. | 20 | 2010-11-18 | 13.4346 | 38.5654 | x | 4 | 4. Significant | 11951 | Reactive Maintenance | 3
1019379 | Pipework Systems - General | C (Poor): Asset is operational but major repair or replacement will be needed. | Category 2 (Necessary): Essential work required to prevent the deterioration of an asset. | 20 | 2017-02-28 | 7.154 | 44.846 | x | 4 | 4. Significant | 11951 | Reactive Maintenance | 3
1019380 | Pipework Systems - General | C (Poor): Asset is operational but major repair or replacement will be needed. | Category 2 (Necessary): Essential work required to prevent the deterioration of an asset. | 20 | 2019-05-04 | 4.9774 | 47.0226 | x | 4 | 4. Significant | 11951 | Reactive Maintenance | 3
1019381 | Pipework Systems - General | C (Poor): Asset is operational but major repair or replacement will be needed. | Category 2 (Necessary): Essential work required to prevent the deterioration of an asset. | 20 | 2006-12-11 | 17.3717 | 34.6283 | x | 4 | 4. Significant | 11951 | Reactive Maintenance | 3
1019382 | Pipework Systems - General | C (Poor): Asset is operational but major repair or replacement will be needed. | Category 2 (Necessary): Essential work required to prevent the deterioration of an asset. | 20 | 2023-02-03 | 1.2238 | 50.7762 | x | 4 | 4. Significant | 11951 | Reactive Maintenance | 3
1019383 | Pipework Systems - General | C (Poor): Asset is operational but major repair or replacement will be needed. | Category 2 (Necessary): Essential work required to prevent the deterioration of an asset. | 20 | 2018-10-30 | 5.4867 | 46.5133 | x | 4 | 4. Significant | 11951 | Reactive Maintenance | 3
1019384 | Pipework Systems - General | C (Poor): Asset is operational but major repair or replacement will be needed. | Category 2 (Necessary): Essential work required to prevent the deterioration of an asset. | 20 | 2010-08-25 | 13.6674 | 38.3326 | x | 4 | 4. Significant | 11951 | Reactive Maintenance | 3
1019385 | Pipework Systems - General | C (Poor): Asset is operational but major repair or replacement will be needed. | Category 2 (Necessary): Essential work required to prevent the deterioration of an asset. | 20 | 2010-04-24 | 14.0041 | 37.9959 | x | 4 | 4. Significant | 11951 | Reactive Maintenance | 3
1019386 | Pipework Systems - General | C (Poor): Asset is operational but major repair or replacement will be needed. | Category 2 (Necessary): Essential work required to prevent the deterioration of an asset. | 20 | 2011-07-26 | 12.7502 | 39.2498 | x | 4 | 4. Significant | 11951 | Reactive Maintenance | 3
1019387 | Pipework Systems - General | C (Poor): Asset is operational but major repair or replacement will be needed. | Category 2 (Necessary): Essential work required to prevent the deterioration of an asset. | 20 | 2008-04-17 | 16.0219 | 35.9781 | x | 4 | 4. Significant | 11951 | Reactive Maintenance | 3
1019388 | Pipework Systems - General | C (Poor): Asset is operational but major repair or replacement will be needed. | Category 2 (Necessary): Essential work required to prevent the deterioration of an asset. | 20 | 2013-09-26 | 10.5791 | 41.4209 | x | 4 | 4. Significant | 11951 | Reactive Maintenance | 3
1019389 | Pipework Systems - General | C (Poor): Asset is operational but major repair or replacement will be needed. | Category 2 (Necessary): Essential work required to prevent the deterioration of an asset. | 20 | 2021-07-19 | 2.768 | 49.232 | x | 4 | 4. Significant | 11951 | Reactive Maintenance | 3
1019390 | Pipework Systems - General | C (Poor): Asset is operational but major repair or replacement will be needed. | Category 2 (Necessary): Essential work required to prevent the deterioration of an asset. | 20 | 2007-07-13 | 16.7858 | 35.2142 | x | 4 | 4. Significant | 11951 | Reactive Maintenance | 3
1019391 | Pipework Systems - General | C (Poor): Asset is operational but major repair or replacement will be needed. | Category 2 (Necessary): Essential work required to prevent the deterioration of an asset. | 20 | 2021-08-23 | 2.6721 | 49.3279 | x | 4 | 4. Significant | 11951 | Reactive Maintenance | 3
1019392 | Pipework Systems - General | C (Poor): Asset is operational but major repair or replacement will be needed. | Category 2 (Necessary): Essential work required to prevent the deterioration of an asset. | 35 | 2013-05-25 | 10.9185 | 45.7608 | x | 4 | 4. Significant | 11951 | Reactive Maintenance | 3
1019393 | Pipework Systems - General | C (Poor): Asset is operational but major repair or replacement will be needed. | Category 2 (Necessary): Essential work required to prevent the deterioration of an asset. | 35 | 2022-06-03 | 1.8946 | 50.9174 | x | 4 | 4. Significant | 11951 | Reactive Maintenance | 3
1019394 | Pipework Systems - General | C (Poor): Asset is operational but major repair or replacement will be needed. | Category 2 (Necessary): Essential work required to prevent the deterioration of an asset. | 35 | 1995-11-01 | 28.4819 | 35.7247 | x | 4 | 4. Significant | 11951 | Reactive Maintenance | 3
1019395 | Pipework Systems - General | C (Poor): Asset is operational but major repair or replacement will be needed. | Category 2 (Necessary): Essential work required to prevent the deterioration of an asset. | 35 | 2010-05-11 | 13.9576 | 44.0242 | x | 4 | 4. Significant | 11951 | Reactive Maintenance | 3
1019396 | Pipework Systems - General | C (Poor): Asset is operational but major repair or replacement will be needed. | Category 2 (Necessary): Essential work required to prevent the deterioration of an asset. | 35 | 2009-12-11 | 14.371 | 43.788 | x | 4 | 4. Significant | 11951 | Reactive Maintenance | 3
1019397 | Pipework Systems - General | C (Poor): Asset is operational but major repair or replacement will be needed. | Category 2 (Necessary): Essential work required to prevent the deterioration of an asset. | 35 | 2018-02-20 | 6.1766 | 48.4705 | x | 4 | 4. Significant | 11951 | Reactive Maintenance | 3
1019398 | Pipework Systems - General | C (Poor): Asset is operational but major repair or replacement will be needed. | Category 2 (Necessary): Essential work required to prevent the deterioration of an asset. | 35 | 1994-09-25 | 29.5825 | 35.0957 | x | 4 | 4. Significant | 11951 | Reactive Maintenance | 3
1019399 | Pipework Systems - General | C (Poor): Asset is operational but major repair or replacement will be needed. | Category 2 (Necessary): Essential work required to prevent the deterioration of an asset. | 35 | 2016-06-01 | 7.8987 | 47.4865 | x | 4 | 4. Significant | 11951 | Reactive Maintenance | 3
1019400 | Pipework Systems - General | C (Poor): Asset is operational but major repair or replacement will be needed. | Category 2 (Necessary): Essential work required to prevent the deterioration of an asset. | 35 | 1994-12-24 | 29.3361 | 35.2365 | x | 4 | 4. Significant | 11951 | Reactive Maintenance | 3
1019401 | Pipework Systems - General | C (Poor): Asset is operational but major repair or replacement will be needed. | Category 2 (Necessary): Essential work required to prevent the deterioration of an asset. | 35 | 1995-06-13 | 28.8679 | 35.5041 | x | 4 | 4. Significant | 11951 | Reactive Maintenance | 3
1019402 | Pipework Systems - General | C (Poor): Asset is operational but major repair or replacement will be needed. | Category 2 (Necessary): Essential work required to prevent the deterioration of an asset. | 35 | 2006-08-11 | 17.7057 | 41.8825 | x | 4 | 4. Significant | 11951 | Reactive Maintenance | 3
1019403 | Pipework Systems - General | C (Poor): Asset is operational but major repair or replacement will be needed. | Category 2 (Necessary): Essential work required to prevent the deterioration of an asset. | 35 | 2008-04-12 | 16.0356 | 42.8368 | x | 4 | 4. Significant | 11951 | Reactive Maintenance | 3
1019404 | Pipework Systems - General | C (Poor): Asset is operational but major repair or replacement will be needed. | Category 2 (Necessary): Essential work required to prevent the deterioration of an asset. | 35 | 2000-01-31 | 24.2327 | 38.1527 | x | 4 | 4. Significant | 11951 | Reactive Maintenance | 3
1019405 | Pipework Systems - General | C (Poor): Asset is operational but major repair or replacement will be needed. | Category 2 (Necessary): Essential work required to prevent the deterioration of an asset. | 35 | 2004-01-03 | 20.3094 | 40.3946 | x | 4 | 4. Significant | 11951 | Reactive Maintenance | 3
1019406 | Pipework Systems - General | C (Poor): Asset is operational but major repair or replacement will be needed. | Category 2 (Necessary): Essential work required to prevent the deterioration of an asset. | 35 | 1995-07-20 | 28.7666 | 35.5619 | x | 4 | 4. Significant | 11951 | Reactive Maintenance | 3
1019407 | Pipework Systems - General | C (Poor): Asset is operational but major repair or replacement will be needed. | Category 2 (Necessary): Essential work required to prevent the deterioration of an asset. | 35 | 1999-02-26 | 25.1608 | 37.6224 | x | 4 | 4. Significant | 11951 | Reactive Maintenance | 3
1019408 | Pipework Systems - General | C (Poor): Asset is operational but major repair or replacement will be needed. | Category 2 (Necessary): Essential work required to prevent the deterioration of an asset. | 35 | 2000-12-21 | 23.3429 | 38.6612 | x | 4 | 4. Significant | 11951 | Reactive Maintenance | 3
1019409 | Pipework Systems - General | C (Poor): Asset is operational but major repair or replacement will be needed. | Category 2 (Necessary): Essential work required to prevent the deterioration of an asset. | 35 | 2023-02-16 | 1.1882 | 51.321 | x | 4 | 4. Significant | 11951 | Reactive Maintenance | 3
1019410 | Pipework Systems - General | C (Poor): Asset is operational but major repair or replacement will be needed. | Category 2 (Necessary): Essential work required to prevent the deterioration of an asset. | 35 | 2011-09-23 | 12.5886 | 44.8065 | x | 4 | 4. Significant | 11951 | Reactive Maintenance | 3
1019411 | Pipework Systems - General | C (Poor): Asset is operational but major repair or replacement will be needed. | Category 2 (Necessary): Essential work required to prevent the deterioration of an asset. | 35 | 2001-02-02 | 23.2252 | 38.7285 | x | 4 | 4. Significant | 11951 | Reactive Maintenance | 3
1019412 | Pipework Systems - General | C (Poor): Asset is operational but major repair or replacement will be needed. | Category 2 (Necessary): Essential work required to prevent the deterioration of an asset. | 35 | 1996-04-08 | 28.0465 | 35.9734 | x | 4 | 4. Significant | 11951 | Reactive Maintenance | 3
1019413 | Pipework Systems - General | C (Poor): Asset is operational but major repair or replacement will be needed. | Category 2 (Necessary): Essential work required to prevent the deterioration of an asset. | 35 | 1996-07-20 | 27.7645 | 36.1345 | x | 4 | 4. Significant | 11951 | Reactive Maintenance | 3
1019414 | Pipework Systems - General | C (Poor): Asset is operational but major repair or replacement will be needed. | Category 2 (Necessary): Essential work required to prevent the deterioration of an asset. | 35 | 2009-01-08 | 15.2936 | 43.2608 | x | 4 | 4. Significant | 11951 | Reactive Maintenance | 3
1019415 | Pipework Systems - General | C (Poor): Asset is operational but major repair or replacement will be needed. | Category 2 (Necessary): Essential work required to prevent the deterioration of an asset. | 35 | 2021-12-24 | 2.3354 | 50.6655 | x | 4 | 4. Significant | 11951 | Reactive Maintenance | 3
1019416 | Pipework Systems - General | C (Poor): Asset is operational but major repair or replacement will be needed. | Category 2 (Necessary): Essential work required to prevent the deterioration of an asset. | 35 | 2000-02-21 | 24.1752 | 38.1856 | x | 4 | 4. Significant | 11951 | Reactive Maintenance | 3
1019417 | Pipework Systems - General | C (Poor): Asset is operational but major repair or replacement will be needed. | Category 2 (Necessary): Essential work required to prevent the deterioration of an asset. | 35 | 2019-12-24 | 4.3368 | 49.5219 | x | 4 | 4. Significant | 11951 | Reactive Maintenance | 3
1019418 | Pipework Systems - General | C (Poor): Asset is operational but major repair or replacement will be needed. | Category 2 (Necessary): Essential work required to prevent the deterioration of an asset. | 35 | 2005-06-16 | 18.8583 | 41.2238 | x | 4 | 4. Significant | 11951 | Reactive Maintenance | 3
1019419 | Pipework Systems - General | C (Poor): Asset is operational but major repair or replacement will be needed. | Category 2 (Necessary): Essential work required to prevent the deterioration of an asset. | 35 | 2012-06-16 | 11.8576 | 45.2242 | x | 4 | 4. Significant | 11951 | Reactive Maintenance | 3
1019420 | Pipework Systems - General | C (Poor): Asset is operational but major repair or replacement will be needed. | Category 2 (Necessary): Essential work required to prevent the deterioration of an asset. | 35 | 2000-01-22 | 24.2574 | 38.1387 | x | 4 | 4. Significant | 11951 | Reactive Maintenance | 3
1019421 | Pipework Systems - General | C (Poor): Asset is operational but major repair or replacement will be needed. | Category 2 (Necessary): Essential work required to prevent the deterioration of an asset. | 35 | 2015-01-31 | 9.232 | 46.7246 | x | 4 | 4. Significant | 11951 | Reactive Maintenance | 3
1019422 | Pipework Systems - General | C (Poor): Asset is operational but major repair or replacement will be needed. | Category 2 (Necessary): Essential work required to prevent the deterioration of an asset. | 35 | 1999-06-01 | 24.9008 | 37.771 | x | 4 | 4. Significant | 11951 | Reactive Maintenance | 3
1019423 | Pipework Systems - General | C (Poor): Asset is operational but major repair or replacement will be needed. | Category 2 (Necessary): Essential work required to prevent the deterioration of an asset. | 35 | 2018-09-28 | 5.5743 | 48.8147 | x | 4 | 4. Significant | 11951 | Reactive Maintenance | 3
1019424 | Pipework Systems - General | C (Poor): Asset is operational but major repair or replacement will be needed. | Category 2 (Necessary): Essential work required to prevent the deterioration of an asset. | 35 | 2016-03-14 | 8.115 | 47.3629 | x | 4 | 4. Significant | 11951 | Reactive Maintenance | 3
1019425 | Pipework Systems - General | C (Poor): Asset is operational but major repair or replacement will be needed. | Category 2 (Necessary): Essential work required to prevent the deterioration of an asset. | 35 | 2004-10-20 | 19.5127 | 40.8499 | x | 4 | 4. Significant | 11951 | Reactive Maintenance | 3
1019426 | Pipework Systems - General | C (Poor): Asset is operational but major repair or replacement will be needed. | Category 2 (Necessary): Essential work required to prevent the deterioration of an asset. | 35 | 2020-10-10 | 3.54 | 49.9771 | x | 4 | 4. Significant | 11951 | Reactive Maintenance | 3
1019427 | Pipework Systems - General | C (Poor): Asset is operational but major repair or replacement will be needed. | Category 2 (Necessary): Essential work required to prevent the deterioration of an asset. | 35 | 2000-11-01 | 23.4798 | 38.583 | x | 4 | 4. Significant | 11951 | Reactive Maintenance | 3
1019428 | Pipework Systems - General | C (Poor): Asset is operational but major repair or replacement will be needed. | Category 2 (Necessary): Essential work required to prevent the deterioration of an asset. | 45 | 1999-12-01 | 24.3997 | 41.1557 | x | 4 | 4. Significant | 11951 | Reactive Maintenance | 3
1019429 | Pipework Systems - General | C (Poor): Asset is operational but major repair or replacement will be needed. | Category 2 (Necessary): Essential work required to prevent the deterioration of an asset. | 45 | 1994-01-02 | 30.3107 | 38.5286 | x | 4 | 4. Significant | 11951 | Reactive Maintenance | 3
1019430 | Pipework Systems - General | C (Poor): Asset is operational but major repair or replacement will be needed. | Category 2 (Necessary): Essential work required to prevent the deterioration of an asset. | 45 | 2007-09-23 | 16.5886 | 44.6273 | x | 4 | 4. Significant | 11951 | Reactive Maintenance | 3
1019431 | Pipework Systems - General | C (Poor): Asset is operational but major repair or replacement will be needed. | Category 2 (Necessary): Essential work required to prevent the deterioration of an asset. | 45 | 2013-12-09 | 10.3765 | 47.3882 | x | 4 | 4. Significant | 11951 | Reactive Maintenance | 3
1019432 | Pipework Systems - General | C (Poor): Asset is operational but major repair or replacement will be needed. | Category 2 (Necessary): Essential work required to prevent the deterioration of an asset. | 45 | 2006-01-31 | 18.2313 | 43.8972 | x | 4 | 4. Significant | 11951 | Reactive Maintenance | 3
1019433 | Pipework Systems - General | C (Poor): Asset is operational but major repair or replacement will be needed. | Category 2 (Necessary): Essential work required to prevent the deterioration of an asset. | 45 | 1996-10-13 | 27.5318 | 39.7636 | x | 4 | 4. Significant | 11951 | Reactive Maintenance | 3
1019434 | Pipework Systems - General | C (Poor): Asset is operational but major repair or replacement will be needed. | Category 2 (Necessary): Essential work required to prevent the deterioration of an asset. | 45 | 1996-05-01 | 27.9836 | 39.5629 | x | 4 | 4. Significant | 11951 | Reactive Maintenance | 3
1019435 | Pipework Systems - General | C (Poor): Asset is operational but major repair or replacement will be needed. | Category 2 (Necessary): Essential work required to prevent the deterioration of an asset. | 45 | 2010-12-15 | 13.3607 | 46.0619 | x | 4 | 4. Significant | 11951 | Reactive Maintenance | 3
1019436 | Pipework Systems - General | C (Poor): Asset is operational but major repair or replacement will be needed. | Category 2 (Necessary): Essential work required to prevent the deterioration of an asset. | 45 | 2019-02-26 | 5.1608 | 49.7063 | x | 4 | 4. Significant | 11951 | Reactive Maintenance | 3
1019437 | Pipework Systems - General | C (Poor): Asset is operational but major repair or replacement will be needed. | Category 2 (Necessary): Essential work required to prevent the deterioration of an asset. | 45 | 2016-10-19 | 7.5154 | 48.6598 | x | 4 | 4. Significant | 11951 | Reactive Maintenance | 3
1019438 | Pipework Systems - General | C (Poor): Asset is operational but major repair or replacement will be needed. | Category 2 (Necessary): Essential work required to prevent the deterioration of an asset. | 45 | 2011-01-23 | 13.2539 | 46.1094 | x | 4 | 4. Significant | 11951 | Reactive Maintenance | 3
1019439 | Pipework Systems - General | C (Poor): Asset is operational but major repair or replacement will be needed. | Category 2 (Necessary): Essential work required to prevent the deterioration of an asset. | 45 | 2021-08-19 | 2.6831 | 50.8075 | x | 4 | 4. Significant | 11951 | Reactive Maintenance | 3
1019440 | Pipework Systems - General | C (Poor): Asset is operational but major repair or replacement will be needed. | Category 2 (Necessary): Essential work required to prevent the deterioration of an asset. | 45 | 2013-06-25 | 10.8337 | 47.185 | x | 4 | 4. Significant | 11951 | Reactive Maintenance | 3
1019441 | Pipework Systems - General | C (Poor): Asset is operational but major repair or replacement will be needed. | Category 2 (Necessary): Essential work required to prevent the deterioration of an asset. | 45 | 2006-05-17 | 17.9411 | 44.0262 | x | 4 | 4. Significant | 11951 | Reactive Maintenance | 3
1019442 | Pipework Systems - General | C (Poor): Asset is operational but major repair or replacement will be needed. | Category 2 (Necessary): Essential work required to prevent the deterioration of an asset. | 45 | 2003-04-07 | 21.0513 | 42.6439 | x | 4 | 4. Significant | 11951 | Reactive Maintenance | 3
1019443 | Pipework Systems - General | C (Poor): Asset is operational but major repair or replacement will be needed. | Category 2 (Necessary): Essential work required to prevent the deterioration of an asset. | 45 | 2017-02-17 | 7.1841 | 48.8071 | x | 4 | 4. Significant | 11951 | Reactive Maintenance | 3
1019444 | Pipework Systems - General | C (Poor): Asset is operational but major repair or replacement will be needed. | Category 2 (Necessary): Essential work required to prevent the deterioration of an asset. | 45 | 2017-09-26 | 6.5791 | 49.076 | x | 4 | 4. Significant | 11951 | Reactive Maintenance | 3
1019445 | Pipework Systems - General | C (Poor): Asset is operational but major repair or replacement will be needed. | Category 2 (Necessary): Essential work required to prevent the deterioration of an asset. | 45 | 1999-11-08 | 24.4627 | 41.1277 | x | 4 | 4. Significant | 11951 | Reactive Maintenance | 3
1019446 | Pipework Systems - General | C (Poor): Asset is operational but major repair or replacement will be needed. | Category 2 (Necessary): Essential work required to prevent the deterioration of an asset. | 45 | 2020-11-29 | 3.4031 | 50.4875 | x | 4 | 4. Significant | 11951 | Reactive Maintenance | 3
1019447 | Pipework Systems - General | C (Poor): Asset is operational but major repair or replacement will be needed. | Category 2 (Necessary): Essential work required to prevent the deterioration of an asset. | 45 | 1996-05-09 | 27.9617 | 39.5726 | x | 4 | 4. Significant | 11951 | Reactive Maintenance | 3
1019448 | Pipework Systems - General | C (Poor): Asset is operational but major repair or replacement will be needed. | Category 2 (Necessary): Essential work required to prevent the deterioration of an asset. | 45 | 2009-06-14 | 14.8638 | 45.3939 | x | 4 | 4. Significant | 11951 | Reactive Maintenance | 3
1019449 | Pipework Systems - General | C (Poor): Asset is operational but major repair or replacement will be needed. | Category 2 (Necessary): Essential work required to prevent the deterioration of an asset. | 45 | 2015-01-31 | 9.232 | 47.8969 | x | 4 | 4. Significant | 11951 | Reactive Maintenance | 3
1019450 | Pipework Systems - General | C (Poor): Asset is operational but major repair or replacement will be needed. | Category 2 (Necessary): Essential work required to prevent the deterioration of an asset. | 45 | 2012-05-05 | 11.9726 | 46.6788 | x | 4 | 4. Significant | 11951 | Reactive Maintenance | 3
1019451 | Pipework Systems - General | C (Poor): Asset is operational but major repair or replacement will be needed. | Category 2 (Necessary): Essential work required to prevent the deterioration of an asset. | 45 | 2021-08-12 | 2.7023 | 50.799 | x | 4 | 4. Significant | 11951 | Reactive Maintenance | 3
1019452 | Pipework Systems - General | C (Poor): Asset is operational but major repair or replacement will be needed. | Category 2 (Necessary): Essential work required to prevent the deterioration of an asset. | 45 | 2005-04-06 | 19.0527 | 43.5321 | x | 4 | 4. Significant | 11951 | Reactive Maintenance | 3
1019453 | Pipework Systems - General | C (Poor): Asset is operational but major repair or replacement will be needed. | Category 2 (Necessary): Essential work required to prevent the deterioration of an asset. | 45 | 1998-10-23 | 25.5058 | 40.6641 | x | 4 | 4. Significant | 11951 | Reactive Maintenance | 3
1019454 | Pipework Systems - General | C (Poor): Asset is operational but major repair or replacement will be needed. | Category 2 (Necessary): Essential work required to prevent the deterioration of an asset. | 45 | 1995-08-29 | 28.6571 | 39.2635 | x | 4 | 4. Significant | 11951 | Reactive Maintenance | 3
1019455 | Pipework Systems - General | C (Poor): Asset is operational but major repair or replacement will be needed. | Category 2 (Necessary): Essential work required to prevent the deterioration of an asset. | 45 | 2002-02-04 | 22.2204 | 42.1243 | x | 4 | 4. Significant | 11951 | Reactive Maintenance | 3
1019456 | Pipework Systems - General | C (Poor): Asset is operational but major repair or replacement will be needed. | Category 2 (Necessary): Essential work required to prevent the deterioration of an asset. | 45 | 2000-05-26 | 23.9151 | 41.3711 | x | 4 | 4. Significant | 11951 | Reactive Maintenance | 3
1019457 | Pipework Systems - General | C (Poor): Asset is operational but major repair or replacement will be needed. | Category 2 (Necessary): Essential work required to prevent the deterioration of an asset. | 45 | 2015-10-14 | 8.5311 | 48.2084 | x | 4 | 4. Significant | 11951 | Reactive Maintenance | 3
1019458 | Pipework Systems - General | C (Poor): Asset is operational but major repair or replacement will be needed. | Category 2 (Necessary): Essential work required to prevent the deterioration of an asset. | 45 | 2000-11-22 | 23.4223 | 41.5901 | x | 4 | 4. Significant | 11951 | Reactive Maintenance | 3
1019459 | Pipework Systems - General | C (Poor): Asset is operational but major repair or replacement will be needed. | Category 2 (Necessary): Essential work required to prevent the deterioration of an asset. | 45 | 1994-01-10 | 30.2888 | 38.5383 | x | 4 | 4. Significant | 11951 | Reactive Maintenance | 3
1019460 | Pipework Systems - General | C (Poor): Asset is operational but major repair or replacement will be needed. | Category 2 (Necessary): Essential work required to prevent the deterioration of an asset. | 45 | 2005-01-17 | 19.269 | 43.436 | x | 4 | 4. Significant | 11951 | Reactive Maintenance | 3
1019461 | Pipework Systems - General | C (Poor): Asset is operational but major repair or replacement will be needed. | Category 2 (Necessary): Essential work required to prevent the deterioration of an asset. | 45 | 2001-07-06 | 22.8036 | 41.8651 | x | 4 | 4. Significant | 11951 | Reactive Maintenance | 3
1019462 | Pipework Systems - General | C (Poor): Asset is operational but major repair or replacement will be needed. | Category 2 (Necessary): Essential work required to prevent the deterioration of an asset. | 45 | 2010-04-28 | 13.9932 | 45.7808 | x | 4 | 4. Significant | 11951 | Reactive Maintenance | 3
1019463 | Pipework Systems - General | C (Poor): Asset is operational but major repair or replacement will be needed. | Category 2 (Necessary): Essential work required to prevent the deterioration of an asset. | 45 | 2001-05-15 | 22.9459 | 41.8018 | x | 4 | 4. Significant | 11951 | Reactive Maintenance | 3
1019464 | Pipework Systems - General | C (Poor): Asset is operational but major repair or replacement will be needed. | Category 2 (Necessary): Essential work required to prevent the deterioration of an asset. | 45 | 1994-01-13 | 30.2806 | 38.5419 | x | 4 | 4. Significant | 11951 | Reactive Maintenance | 3
1019489 | Intruder Alarms | C (Poor): Asset is operational but major repair or replacement will be needed. | Category 2 (Necessary): Essential work required to prevent the deterioration of an asset. | 15 | 2020-06-15 | 3.8604 | 46.8528 | x | 4 | 5. Severe | 11951 | Reactive Maintenance | 1
1019490 | Electrical Installation - Generally | C (Poor): Asset is operational but major repair or replacement will be needed. | Category 2 (Necessary): Essential work required to prevent the deterioration of an asset. | 35 | 2012-05-25 | 11.9179 | 45.1898 | x | 4 | 4. Significant | 11951 | Reactive Maintenance | 3
1019491 | Electrical Installation - Generally | C (Poor): Asset is operational but major repair or replacement will be needed. | Category 2 (Necessary): Essential work required to prevent the deterioration of an asset. | 35 | 2023-09-07 | 0.63244 | 51.6386 | x | 4 | 4. Significant | 11951 | Reactive Maintenance | 3
1019492 | Electrical Installation - Generally | C (Poor): Asset is operational but major repair or replacement will be needed. | Category 2 (Necessary): Essential work required to prevent the deterioration of an asset. | 35 | 2000-02-10 | 24.2053 | 38.1684 | x | 4 | 4. Significant | 11951 | Reactive Maintenance | 3
1019493 | Electrical Installation - Generally | C (Poor): Asset is operational but major repair or replacement will be needed. | Category 2 (Necessary): Essential work required to prevent the deterioration of an asset. | 35 | 2003-05-04 | 20.9774 | 40.0129 | x | 4 | 4. Significant | 11951 | Reactive Maintenance | 3
1019494 | Electrical Installation - Generally | C (Poor): Asset is operational but major repair or replacement will be needed. | Category 2 (Necessary): Essential work required to prevent the deterioration of an asset. | 35 | 2020-05-16 | 3.9425 | 49.7471 | x | 4 | 4. Significant | 11951 | Reactive Maintenance | 3
1019495 | Electrical Installation - Generally | C (Poor): Asset is operational but major repair or replacement will be needed. | Category 2 (Necessary): Essential work required to prevent the deterioration of an asset. | 35 | 2002-05-28 | 21.911 | 39.4794 | x | 4 | 4. Significant | 11951 | Reactive Maintenance | 3
1019496 | Electrical Installation - Generally | C (Poor): Asset is operational but major repair or replacement will be needed. | Category 2 (Necessary): Essential work required to prevent the deterioration of an asset. | 35 | 2018-08-19 | 5.6838 | 48.7521 | x | 4 | 4. Significant | 11951 | Reactive Maintenance | 3
1019497 | Electrical Installation - Generally | C (Poor): Asset is operational but major repair or replacement will be needed. | Category 2 (Necessary): Essential work required to prevent the deterioration of an asset. | 35 | 2006-05-21 | 17.9302 | 41.7542 | x | 4 | 4. Significant | 11951 | Reactive Maintenance | 3
1019498 | Electrical Installation - Generally | C (Poor): Asset is operational but major repair or replacement will be needed. | Category 2 (Necessary): Essential work required to prevent the deterioration of an asset. | 35 | 2008-02-10 | 16.2053 | 42.7398 | x | 4 | 4. Significant | 11951 | Reactive Maintenance | 3
1019499 | Electrical Installation - Generally | C (Poor): Asset is operational but major repair or replacement will be needed. | Category 2 (Necessary): Essential work required to prevent the deterioration of an asset. | 35 | 2020-05-07 | 3.9671 | 49.7331 | x | 4 | 4. Significant | 11951 | Reactive Maintenance | 3
1019500 | Electrical Installation - Generally | C (Poor): Asset is operational but major repair or replacement will be needed. | Category 2 (Necessary): Essential work required to prevent the deterioration of an asset. | 35 | 2001-04-12 | 23.0363 | 38.8364 | x | 4 | 4. Significant | 11951 | Reactive Maintenance | 3
1019501 | Electrical Installation - Generally | C (Poor): Asset is operational but major repair or replacement will be needed. | Category 2 (Necessary): Essential work required to prevent the deterioration of an asset. | 35 | 1997-02-13 | 27.1951 | 36.46 | x | 4 | 4. Significant | 11951 | Reactive Maintenance | 3
1019502 | Electrical Installation - Generally | C (Poor): Asset is operational but major repair or replacement will be needed. | Category 2 (Necessary): Essential work required to prevent the deterioration of an asset. | 35 | 2015-01-14 | 9.2786 | 46.698 | x | 4 | 4. Significant | 11951 | Reactive Maintenance | 3
1019503 | Electrical Installation - Generally | C (Poor): Asset is operational but major repair or replacement will be needed. | Category 2 (Necessary): Essential work required to prevent the deterioration of an asset. | 35 | 2015-12-11 | 8.3723 | 47.2158 | x | 4 | 4. Significant | 11951 | Reactive Maintenance | 3
1019504 | Electrical Installation - Generally | C (Poor): Asset is operational but major repair or replacement will be needed. | Category 2 (Necessary): Essential work required to prevent the deterioration of an asset. | 35 | 1999-06-06 | 24.8871 | 37.7788 | x | 4 | 4. Significant | 11951 | Reactive Maintenance | 3
1019505 | Electrical Installation - Generally | C (Poor): Asset is operational but major repair or replacement will be needed. | Category 2 (Necessary): Essential work required to prevent the deterioration of an asset. | 35 | 2017-04-11 | 7.039 | 47.9777 | x | 4 | 4. Significant | 11951 | Reactive Maintenance | 3
1019506 | Electrical Installation - Generally | C (Poor): Asset is operational but major repair or replacement will be needed. | Category 2 (Necessary): Essential work required to prevent the deterioration of an asset. | 35 | 1994-08-30 | 29.6537 | 35.0551 | x | 4 | 4. Significant | 11951 | Reactive Maintenance | 3
1019507 | Electrical Installation - Generally | C (Poor): Asset is operational but major repair or replacement will be needed. | Category 2 (Necessary): Essential work required to prevent the deterioration of an asset. | 35 | 1998-07-01 | 25.8179 | 37.2469 | x | 4 | 4. Significant | 11951 | Reactive Maintenance | 3
1019508 | Electrical Installation - Generally | C (Poor): Asset is operational but major repair or replacement will be needed. | Category 2 (Necessary): Essential work required to prevent the deterioration of an asset. | 35 | 1996-01-02 | 28.3121 | 35.8216 | x | 4 | 4. Significant | 11951 | Reactive Maintenance | 3
1019509 | Electrical Installation - Generally | C (Poor): Asset is operational but major repair or replacement will be needed. | Category 2 (Necessary): Essential work required to prevent the deterioration of an asset. | 35 | 2023-10-07 | 0.55031 | 51.6855 | x | 4 | 4. Significant | 11951 | Reactive Maintenance | 3
1019510 | Electrical Installation - Generally | C (Poor): Asset is operational but major repair or replacement will be needed. | Category 2 (Necessary): Essential work required to prevent the deterioration of an asset. | 35 | 2018-11-08 | 5.462 | 48.8789 | x | 4 | 4. Significant | 11951 | Reactive Maintenance | 3
1019511 | Electrical Installation - Generally | C (Poor): Asset is operational but major repair or replacement will be needed. | Category 2 (Necessary): Essential work required to prevent the deterioration of an asset. | 35 | 2009-05-19 | 14.935 | 43.4657 | x | 4 | 4. Significant | 11951 | Reactive Maintenance | 3
1019512 | Electrical Installation - Generally | C (Poor): Asset is operational but major repair or replacement will be needed. | Category 2 (Necessary): Essential work required to prevent the deterioration of an asset. | 35 | 2000-12-12 | 23.3676 | 38.6471 | x | 4 | 4. Significant | 11951 | Reactive Maintenance | 3
1019513 | Electrical Installation - Generally | C (Poor): Asset is operational but major repair or replacement will be needed. | Category 2 (Necessary): Essential work required to prevent the deterioration of an asset. | 35 | 1997-12-16 | 26.3573 | 36.9387 | x | 4 | 4. Significant | 11951 | Reactive Maintenance | 3
1019514 | Electrical Installation - Generally | C (Poor): Asset is operational but major repair or replacement will be needed. | Category 2 (Necessary): Essential work required to prevent the deterioration of an asset. | 35 | 2006-06-16 | 17.859 | 41.7949 | x | 4 | 4. Significant | 11951 | Reactive Maintenance | 3
1019515 | Electrical Installation - Generally | C (Poor): Asset is operational but major repair or replacement will be needed. | Category 2 (Necessary): Essential work required to prevent the deterioration of an asset. | 35 | 2016-10-12 | 7.5346 | 47.6945 | x | 4 | 4. Significant | 11951 | Reactive Maintenance | 3
1019516 | Electrical Installation - Generally | C (Poor): Asset is operational but major repair or replacement will be needed. | Category 2 (Necessary): Essential work required to prevent the deterioration of an asset. | 35 | 2010-01-27 | 14.2423 | 43.8615 | x | 4 | 4. Significant | 11951 | Reactive Maintenance | 3
1019517 | Electrical Installation - Generally | C (Poor): Asset is operational but major repair or replacement will be needed. | Category 2 (Necessary): Essential work required to prevent the deterioration of an asset. | 35 | 2021-10-18 | 2.5188 | 50.5607 | x | 4 | 4. Significant | 11951 | Reactive Maintenance | 3
1019518 | Electrical Installation - Generally | C (Poor): Asset is operational but major repair or replacement will be needed. | Category 2 (Necessary): Essential work required to prevent the deterioration of an asset. | 35 | 2013-07-24 | 10.7543 | 45.8547 | x | 4 | 4. Significant | 11951 | Reactive Maintenance | 3
1019519 | Electrical Installation - Generally | C (Poor): Asset is operational but major repair or replacement will be needed. | Category 2 (Necessary): Essential work required to prevent the deterioration of an asset. | 35 | 2003-09-23 | 20.5886 | 40.2351 | x | 4 | 4. Significant | 11951 | Reactive Maintenance | 3
1019520 | Electrical Installation - Generally | C (Poor): Asset is operational but major repair or replacement will be needed. | Category 2 (Necessary): Essential work required to prevent the deterioration of an asset. | 35 | 1998-09-27 | 25.577 | 37.3846 | x | 4 | 4. Significant | 11951 | Reactive Maintenance | 3
1019521 | Electrical Installation - Generally | C (Poor): Asset is operational but major repair or replacement will be needed. | Category 2 (Necessary): Essential work required to prevent the deterioration of an asset. | 35 | 1995-05-21 | 28.9309 | 35.4681 | x | 4 | 4. Significant | 11951 | Reactive Maintenance | 3
1019522 | Electrical Installation - Generally | C (Poor): Asset is operational but major repair or replacement will be needed. | Category 2 (Necessary): Essential work required to prevent the deterioration of an asset. | 35 | 2023-12-07 | 0.3833 | 51.781 | x | 4 | 4. Significant | 11951 | Reactive Maintenance | 3
1019523 | Electrical Installation - Generally | C (Poor): Asset is operational but major repair or replacement will be needed. | Category 2 (Necessary): Essential work required to prevent the deterioration of an asset. | 35 | 2001-07-06 | 22.8036 | 38.9694 | x | 4 | 4. Significant | 11951 | Reactive Maintenance | 3
1019524 | Electrical Installation - Generally | C (Poor): Asset is operational but major repair or replacement will be needed. | Category 2 (Necessary): Essential work required to prevent the deterioration of an asset. | 35 | 2021-11-19 | 2.4312 | 50.6107 | x | 4 | 4. Significant | 11951 | Reactive Maintenance | 3
1019525 | Electrical Installation - Generally | C (Poor): Asset is operational but major repair or replacement will be needed. | Category 2 (Necessary): Essential work required to prevent the deterioration of an asset. | 35 | 2003-02-26 | 21.1608 | 39.9081 | x | 4 | 4. Significant | 11951 | Reactive Maintenance | 3
1019526 | Electrical Installation - Generally | C (Poor): Asset is operational but major repair or replacement will be needed. | Category 2 (Necessary): Essential work required to prevent the deterioration of an asset. | 35 | 2015-07-09 | 8.7967 | 46.9733 | x | 4 | 4. Significant | 11951 | Reactive Maintenance | 3
1019527 | Electrical Installation - Generally | C (Poor): Asset is operational but major repair or replacement will be needed. | Category 2 (Necessary): Essential work required to prevent the deterioration of an asset. | 35 | 2000-01-14 | 24.2793 | 38.1261 | x | 4 | 4. Significant | 11951 | Reactive Maintenance | 3
1019529 | Fire Extinguishers - Foam (Stored Pressure) | C (Poor): Asset is operational but major repair or replacement will be needed. | Category 2 (Necessary): Essential work required to prevent the deterioration of an asset. | 15 | 2010-01-06 | 14.2998 | 32.9336 | x | 4 | 5. Severe | 11951 | Reactive Maintenance | 1
1019530 | Fire Extinguishers - Foam (Stored Pressure) | C (Poor): Asset is operational but major repair or replacement will be needed. | Category 2 (Necessary): Essential work required to prevent the deterioration of an asset. | 15 | 2018-03-23 | 6.0917 | 43.8777 | x | 4 | 5. Severe | 11951 | Reactive Maintenance | 1
1019531 | Fire Extinguishers - Foam (Stored Pressure) | C (Poor): Asset is operational but major repair or replacement will be needed. | Category 2 (Necessary): Essential work required to prevent the deterioration of an asset. | 15 | 2023-04-07 | 1.0513 | 50.5982 | x | 4 | 5. Severe | 11951 | Reactive Maintenance | 1
1019537 | Roof Coverings and Flashings | C (Poor): Asset is operational but major repair or replacement will be needed. | Category 2 (Necessary): Essential work required to prevent the deterioration of an asset. | 40 | 2012-07-09 | 11.7947 | 46.1027 | x | 4 | 4. Significant | 11951 | Reactive Maintenance | 3
1019538 | Roof Coverings and Flashings | C (Poor): Asset is operational but major repair or replacement will be needed. | Category 2 (Necessary): Essential work required to prevent the deterioration of an asset. | 40 | 1998-02-02 | 26.2259 | 38.8871 | x | 4 | 4. Significant | 11951 | Reactive Maintenance | 3
1019539 | Roof Coverings and Flashings | C (Poor): Asset is operational but major repair or replacement will be needed. | Category 2 (Necessary): Essential work required to prevent the deterioration of an asset. | 40 | 2016-05-29 | 7.9069 | 48.0465 | x | 4 | 4. Significant | 11951 | Reactive Maintenance | 3
1019540 | Roof Coverings and Flashings | C (Poor): Asset is operational but major repair or replacement will be needed. | Category 2 (Necessary): Essential work required to prevent the deterioration of an asset. | 40 | 1998-11-04 | 25.473 | 39.2635 | x | 4 | 4. Significant | 11951 | Reactive Maintenance | 3
1019541 | Roof Coverings and Flashings | C (Poor): Asset is operational but major repair or replacement will be needed. | Category 2 (Necessary): Essential work required to prevent the deterioration of an asset. | 40 | 2022-01-08 | 2.2943 | 50.8528 | x | 4 | 4. Significant | 11951 | Reactive Maintenance | 3
1019542 | Access Control | C (Poor): Asset is operational but major repair or replacement will be needed. | Category 2 (Necessary): Essential work required to prevent the deterioration of an asset. | 15 | 2010-09-11 | 13.6208 | 33.8389 | x | 4 | 4. Significant | 11951 | Reactive Maintenance | 3
1019543 | Access Control | C (Poor): Asset is operational but major repair or replacement will be needed. | Category 2 (Necessary): Essential work required to prevent the deterioration of an asset. | 15 | 2014-06-01 | 9.9001 | 38.7999 | x | 4 | 4. Significant | 11951 | Reactive Maintenance | 3
1019544 | Access Control | C (Poor): Asset is operational but major repair or replacement will be needed. | Category 2 (Necessary): Essential work required to prevent the deterioration of an asset. | 15 | 2021-09-12 | 2.6174 | 48.5102 | x | 4 | 4. Significant | 11951 | Reactive Maintenance | 3
1019545 | Access Control | C (Poor): Asset is operational but major repair or replacement will be needed. | Category 2 (Necessary): Essential work required to prevent the deterioration of an asset. | 15 | 2015-04-06 | 9.0541 | 39.9279 | x | 4 | 4. Significant | 11951 | Reactive Maintenance | 3
1019632 | Showers | C (Poor): Asset is operational but major repair or replacement will be needed. | Category 2 (Necessary): Essential work required to prevent the deterioration of an asset. | 5 | 2021-05-09 | 2.9624 | 40.1506 | x | 4 | 3. Moderate | 11951 | Reactive Maintenance | 7
1019633 | Showers | C (Poor): Asset is operational but major repair or replacement will be needed. | Category 2 (Necessary): Essential work required to prevent the deterioration of an asset. | 5 | 2022-03-30 | 2.0726 | 43.7098 | x | 4 | 3. Moderate | 11951 | Reactive Maintenance | 7
1019634 | Showers | C (Poor): Asset is operational but major repair or replacement will be needed. | Category 2 (Necessary): Essential work required to prevent the deterioration of an asset. | 5 | 2020-12-06 | 3.384 | 38.4641 | x | 4 | 3. Moderate | 11951 | Reactive Maintenance | 7
1019635 | Showers | C (Poor): Asset is operational but major repair or replacement will be needed. | Category 2 (Necessary): Essential work required to prevent the deterioration of an asset. | 5 | 2021-08-04 | 2.7242 | 41.1034 | x | 4 | 3. Moderate | 11951 | Reactive Maintenance | 7
1019636 | Showers | C (Poor): Asset is operational but major repair or replacement will be needed. | Category 2 (Necessary): Essential work required to prevent the deterioration of an asset. | 5 | 2022-12-12 | 1.3689 | 46.5243 | x | 4 | 3. Moderate | 11951 | Reactive Maintenance | 7
1019637 | Showers | C (Poor): Asset is operational but major repair or replacement will be needed. | Category 2 (Necessary): Essential work required to prevent the deterioration of an asset. | 5 | 2021-04-17 | 3.0226 | 39.9097 | x | 4 | 3. Moderate | 11951 | Reactive Maintenance | 7
1019638 | Showers | C (Poor): Asset is operational but major repair or replacement will be needed. | Category 2 (Necessary): Essential work required to prevent the deterioration of an asset. | 5 | 2023-08-09 | 0.71184 | 49.1526 | x | 4 | 3. Moderate | 11951 | Reactive Maintenance | 7
1019639 | Showers | C (Poor): Asset is operational but major repair or replacement will be needed. | Category 2 (Necessary): Essential work required to prevent the deterioration of an asset. | 5 | 2020-10-06 | 3.551 | 37.796 | x | 4 | 3. Moderate | 11951 | Reactive Maintenance | 7
1019640 | Showers | C (Poor): Asset is operational but major repair or replacement will be needed. | Category 2 (Necessary): Essential work required to prevent the deterioration of an asset. | 5 | 2020-09-25 | 3.5811 | 37.6756 | x | 4 | 3. Moderate | 11951 | Reactive Maintenance | 7
1019641 | Showers | C (Poor): Asset is operational but major repair or replacement will be needed. | Category 2 (Necessary): Essential work required to prevent the deterioration of an asset. | 5 | 2022-12-05 | 1.3881 | 46.4476 | x | 4 | 3. Moderate | 11951 | Reactive Maintenance | 7
1019642 | Showers | C (Poor): Asset is operational but major repair or replacement will be needed. | Category 2 (Necessary): Essential work required to prevent the deterioration of an asset. | 5 | 2020-01-20 | 4.2628 | 34.9487 | x | 4 | 3. Moderate | 11951 | Reactive Maintenance | 7
1019643 | Showers | C (Poor): Asset is operational but major repair or replacement will be needed. | Category 2 (Necessary): Essential work required to prevent the deterioration of an asset. | 5 | 2023-09-25 | 0.58316 | 49.6674 | x | 4 | 3. Moderate | 11951 | Reactive Maintenance | 7
1019644 | Showers | C (Poor): Asset is operational but major repair or replacement will be needed. | Category 2 (Necessary): Essential work required to prevent the deterioration of an asset. | 5 | 2021-10-10 | 2.5407 | 41.8371 | x | 4 | 3. Moderate | 11951 | Reactive Maintenance | 7
1019645 | Showers | C (Poor): Asset is operational but major repair or replacement will be needed. | Category 2 (Necessary): Essential work required to prevent the deterioration of an asset. | 5 | 2022-07-14 | 1.7823 | 44.8706 | x | 4 | 3. Moderate | 11951 | Reactive Maintenance | 7
1019646 | Showers | C (Poor): Asset is operational but major repair or replacement will be needed. | Category 2 (Necessary): Essential work required to prevent the deterioration of an asset. | 5 | 2020-05-30 | 3.9042 | 36.3833 | x | 4 | 3. Moderate | 11951 | Reactive Maintenance | 7
1019647 | Showers | C (Poor): Asset is operational but major repair or replacement will be needed. | Category 2 (Necessary): Essential work required to prevent the deterioration of an asset. | 5 | 2020-06-05 | 3.8877 | 36.449 | x | 4 | 3. Moderate | 11951 | Reactive Maintenance | 7
1019648 | Showers | C (Poor): Asset is operational but major repair or replacement will be needed. | Category 2 (Necessary): Essential work required to prevent the deterioration of an asset. | 5 | 2020-03-11 | 4.1232 | 35.5072 | x | 4 | 3. Moderate | 11951 | Reactive Maintenance | 7
1019649 | Showers | C (Poor): Asset is operational but major repair or replacement will be needed. | Category 2 (Necessary): Essential work required to prevent the deterioration of an asset. | 5 | 2022-05-20 | 1.9329 | 44.2683 | x | 4 | 3. Moderate | 11951 | Reactive Maintenance | 7
1019650 | Showers | C (Poor): Asset is operational but major repair or replacement will be needed. | Category 2 (Necessary): Essential work required to prevent the deterioration of an asset. | 5 | 2021-06-23 | 2.8392 | 40.6434 | x | 4 | 3. Moderate | 11951 | Reactive Maintenance | 7
1019651 | Showers | C (Poor): Asset is operational but major repair or replacement will be needed. | Category 2 (Necessary): Essential work required to prevent the deterioration of an asset. | 5 | 2024-01-13 | 0.282 | 50.872 | x | 4 | 3. Moderate | 11951 | Reactive Maintenance | 7
1019652 | Showers | C (Poor): Asset is operational but major repair or replacement will be needed. | Category 2 (Necessary): Essential work required to prevent the deterioration of an asset. | 5 | 2020-09-17 | 3.603 | 37.588 | x | 4 | 3. Moderate | 11951 | Reactive Maintenance | 7
1019653 | Showers | C (Poor): Asset is operational but major repair or replacement will be needed. | Category 2 (Necessary): Essential work required to prevent the deterioration of an asset. | 5 | 2021-10-26 | 2.4969 | 42.0123 | x | 4 | 3. Moderate | 11951 | Reactive Maintenance | 7
1019654 | Showers | C (Poor): Asset is operational but major repair or replacement will be needed. | Category 2 (Necessary): Essential work required to prevent the deterioration of an asset. | 5 | 2021-11-27 | 2.4093 | 42.3628 | x | 4 | 3. Moderate | 11951 | Reactive Maintenance | 7
1019655 | Showers | C (Poor): Asset is operational but major repair or replacement will be needed. | Category 2 (Necessary): Essential work required to prevent the deterioration of an asset. | 5 | 2020-01-10 | 4.2902 | 34.8392 | x | 4 | 3. Moderate | 11951 | Reactive Maintenance | 7
1019656 | Fans - Window or Wall Mounted | B (Average): Asset is sound, operationally safe and exhibits only minor deterioration. | Category 2 (Necessary): Essential work required to prevent the deterioration of an asset. | 15 | 2018-07-31 | 5.7358 | 58.3523 | x | 4 | 2. Minor | 11951 | Reactive Maintenance | 14
1019657 | Fans - Window or Wall Mounted | B (Average): Asset is sound, operationally safe and exhibits only minor deterioration. | Category 2 (Necessary): Essential work required to prevent the deterioration of an asset. | 15 | 2015-06-29 | 8.8241 | 54.2345 | x | 4 | 2. Minor | 11951 | Reactive Maintenance | 14
1019658 | Fans - Window or Wall Mounted | B (Average): Asset is sound, operationally safe and exhibits only minor deterioration. | Category 2 (Necessary): Essential work required to prevent the deterioration of an asset. | 15 | 2016-03-29 | 8.0739 | 55.2348 | x | 4 | 2. Minor | 11951 | Reactive Maintenance | 14
1019659 | Fans - Window or Wall Mounted | B (Average): Asset is sound, operationally safe and exhibits only minor deterioration. | Category 2 (Necessary): Essential work required to prevent the deterioration of an asset. | 15 | 2017-09-05 | 6.6366 | 57.1513 | x | 4 | 2. Minor | 11951 | Reactive Maintenance | 14
1019660 | Fans - Window or Wall Mounted | B (Average): Asset is sound, operationally safe and exhibits only minor deterioration. | Category 2 (Necessary): Essential work required to prevent the deterioration of an asset. | 15 | 2021-07-11 | 2.7899 | 62.2802 | x | 4 | 2. Minor | 11951 | Reactive Maintenance | 14
1019661 | Fans - Window or Wall Mounted | B (Average): Asset is sound, operationally safe and exhibits only minor deterioration. | Category 2 (Necessary): Essential work required to prevent the deterioration of an asset. | 15 | 2017-11-19 | 6.4312 | 57.4251 | x | 4 | 2. Minor | 11951 | Reactive Maintenance | 14
1019662 | Fans - Window or Wall Mounted | B (Average): Asset is sound, operationally safe and exhibits only minor deterioration. | Category 2 (Necessary): Essential work required to prevent the deterioration of an asset. | 15 | 2022-09-26 | 1.5797 | 63.8937 | x | 4 | 2. Minor | 11951 | Reactive Maintenance | 14
1019663 | Fans - Window or Wall Mounted | B (Average): Asset is sound, operationally safe and exhibits only minor deterioration. | Category 2 (Necessary): Essential work required to prevent the deterioration of an asset. | 15 | 2011-12-10 | 12.3751 | 49.4999 | x | 4 | 2. Minor | 11951 | Reactive Maintenance | 14
1019664 | Fans - Window or Wall Mounted | B (Average): Asset is sound, operationally safe and exhibits only minor deterioration. | Category 2 (Necessary): Essential work required to prevent the deterioration of an asset. | 15 | 2015-03-27 | 9.0815 | 53.8914 | x | 4 | 2. Minor | 11951 | Reactive Maintenance | 14
1019665 | Fans - Window or Wall Mounted | B (Average): Asset is sound, operationally safe and exhibits only minor deterioration. | Category 2 (Necessary): Essential work required to prevent the deterioration of an asset. | 15 | 2017-04-11 | 7.039 | 56.6146 | x | 4 | 2. Minor | 11951 | Reactive Maintenance | 14
1019666 | Fans - Window or Wall Mounted | B (Average): Asset is sound, operationally safe and exhibits only minor deterioration. | Category 2 (Necessary): Essential work required to prevent the deterioration of an asset. | 15 | 2023-12-08 | 0.38056 | 65.4926 | x | 4 | 2. Minor | 11951 | Reactive Maintenance | 14
1019667 | Fans - Window or Wall Mounted | B (Average): Asset is sound, operationally safe and exhibits only minor deterioration. | Category 2 (Necessary): Essential work required to prevent the deterioration of an asset. | 15 | 2010-12-18 | 13.3525 | 48.1967 | x | 4 | 2. Minor | 11951 | Reactive Maintenance | 14
1019668 | Fans - Window or Wall Mounted | B (Average): Asset is sound, operationally safe and exhibits only minor deterioration. | Category 2 (Necessary): Essential work required to prevent the deterioration of an asset. | 15 | 2011-06-24 | 12.8378 | 48.883 | x | 4 | 2. Minor | 11951 | Reactive Maintenance | 14
1019669 | Fans - Window or Wall Mounted | B (Average): Asset is sound, operationally safe and exhibits only minor deterioration. | Category 2 (Necessary): Essential work required to prevent the deterioration of an asset. | 15 | 2015-10-29 | 8.4901 | 54.6799 | x | 4 | 2. Minor | 11951 | Reactive Maintenance | 14
1019670 | Fans - Window or Wall Mounted | B (Average): Asset is sound, operationally safe and exhibits only minor deterioration. | Category 2 (Necessary): Essential work required to prevent the deterioration of an asset. | 15 | 2020-03-25 | 4.0849 | 60.5535 | x | 4 | 2. Minor | 11951 | Reactive Maintenance | 14
1019671 | Fans - Window or Wall Mounted | B (Average): Asset is sound, operationally safe and exhibits only minor deterioration. | Category 2 (Necessary): Essential work required to prevent the deterioration of an asset. | 15 | 2016-12-09 | 7.3758 | 56.1656 | x | 4 | 2. Minor | 11951 | Reactive Maintenance | 14
1019672 | Fans - Window or Wall Mounted | B (Average): Asset is sound, operationally safe and exhibits only minor deterioration. | Category 2 (Necessary): Essential work required to prevent the deterioration of an asset. | 15 | 2019-04-19 | 5.0185 | 59.3087 | x | 4 | 2. Minor | 11951 | Reactive Maintenance | 14
1019673 | Fans - Window or Wall Mounted | B (Average): Asset is sound, operationally safe and exhibits only minor deterioration. | Category 2 (Necessary): Essential work required to prevent the deterioration of an asset. | 15 | 2019-12-06 | 4.386 | 60.152 | x | 4 | 2. Minor | 11951 | Reactive Maintenance | 14
1019674 | Fans - Window or Wall Mounted | B (Average): Asset is sound, operationally safe and exhibits only minor deterioration. | Category 2 (Necessary): Essential work required to prevent the deterioration of an asset. | 15 | 2020-01-28 | 4.2409 | 60.3454 | x | 4 | 2. Minor | 11951 | Reactive Maintenance | 14
1019675 | Fans - Window or Wall Mounted | B (Average): Asset is sound, operationally safe and exhibits only minor deterioration. | Category 2 (Necessary): Essential work required to prevent the deterioration of an asset. | 15 | 2016-11-25 | 7.4141 | 56.1145 | x | 4 | 2. Minor | 11951 | Reactive Maintenance | 14
1019676 | Fans - Window or Wall Mounted | B (Average): Asset is sound, operationally safe and exhibits only minor deterioration. | Category 2 (Necessary): Essential work required to prevent the deterioration of an asset. | 15 | 2018-09-23 | 5.588 | 58.5494 | x | 4 | 2. Minor | 11951 | Reactive Maintenance | 14
1019677 | Fans - Window or Wall Mounted | B (Average): Asset is sound, operationally safe and exhibits only minor deterioration. | Category 2 (Necessary): Essential work required to prevent the deterioration of an asset. | 15 | 2015-02-01 | 9.2293 | 53.6943 | x | 4 | 2. Minor | 11951 | Reactive Maintenance | 14
1019678 | Fans - Window or Wall Mounted | B (Average): Asset is sound, operationally safe and exhibits only minor deterioration. | Category 2 (Necessary): Essential work required to prevent the deterioration of an asset. | 15 | 2019-11-18 | 4.4353 | 60.0862 | x | 4 | 2. Minor | 11951 | Reactive Maintenance | 14
1019679 | Fans - Window or Wall Mounted | B (Average): Asset is sound, operationally safe and exhibits only minor deterioration. | Category 2 (Necessary): Essential work required to prevent the deterioration of an asset. | 15 | 2017-01-11 | 7.2854 | 56.2861 | x | 4 | 2. Minor | 11951 | Reactive Maintenance | 14
1019680 | Fans - Window or Wall Mounted | B (Average): Asset is sound, operationally safe and exhibits only minor deterioration. | Category 2 (Necessary): Essential work required to prevent the deterioration of an asset. | 15 | 2019-11-07 | 4.4654 | 60.0461 | x | 4 | 2. Minor | 11951 | Reactive Maintenance | 14
1019681 | Fans - Window or Wall Mounted | B (Average): Asset is sound, operationally safe and exhibits only minor deterioration. | Category 2 (Necessary): Essential work required to prevent the deterioration of an asset. | 15 | 2016-05-08 | 7.9644 | 55.3808 | x | 4 | 2. Minor | 11951 | Reactive Maintenance | 14
1019682 | Fans - Window or Wall Mounted | B (Average): Asset is sound, operationally safe and exhibits only minor deterioration. | Category 2 (Necessary): Essential work required to prevent the deterioration of an asset. | 15 | 2021-05-25 | 2.9185 | 62.1086 | x | 4 | 2. Minor | 11951 | Reactive Maintenance | 14
1019683 | Fans - Window or Wall Mounted | B (Average): Asset is sound, operationally safe and exhibits only minor deterioration. | Category 2 (Necessary): Essential work required to prevent the deterioration of an asset. | 15 | 2010-03-26 | 14.0835 | 47.222 | x | 4 | 2. Minor | 11951 | Reactive Maintenance | 14
1019684 | Fans - Window or Wall Mounted | B (Average): Asset is sound, operationally safe and exhibits only minor deterioration. | Category 2 (Necessary): Essential work required to prevent the deterioration of an asset. | 15 | 2015-07-23 | 8.7584 | 54.3222 | x | 4 | 2. Minor | 11951 | Reactive Maintenance | 14
1019685 | Fans - Window or Wall Mounted | B (Average): Asset is sound, operationally safe and exhibits only minor deterioration. | Category 2 (Necessary): Essential work required to prevent the deterioration of an asset. | 15 | 2019-08-19 | 4.6845 | 59.754 | x | 4 | 2. Minor | 11951 | Reactive Maintenance | 14
1019686 | Fans - Window or Wall Mounted | B (Average): Asset is sound, operationally safe and exhibits only minor deterioration. | Category 2 (Necessary): Essential work required to prevent the deterioration of an asset. | 15 | 2016-05-15 | 7.9452 | 55.4063 | x | 4 | 2. Minor | 11951 | Reactive Maintenance | 14
1019687 | Fans - Window or Wall Mounted | B (Average): Asset is sound, operationally safe and exhibits only minor deterioration. | Category 2 (Necessary): Essential work required to prevent the deterioration of an asset. | 15 | 2017-09-26 | 6.5791 | 57.2279 | x | 4 | 2. Minor | 11951 | Reactive Maintenance | 14
1019688 | Fans - Window or Wall Mounted | B (Average): Asset is sound, operationally safe and exhibits only minor deterioration. | Category 2 (Necessary): Essential work required to prevent the deterioration of an asset. | 15 | 2014-08-29 | 9.6564 | 53.1248 | x | 4 | 2. Minor | 11951 | Reactive Maintenance | 14
1019689 | Fans - Window or Wall Mounted | B (Average): Asset is sound, operationally safe and exhibits only minor deterioration. | Category 2 (Necessary): Essential work required to prevent the deterioration of an asset. | 15 | 2015-12-08 | 8.3806 | 54.8259 | x | 4 | 2. Minor | 11951 | Reactive Maintenance | 14
1019690 | Fans - Window or Wall Mounted | B (Average): Asset is sound, operationally safe and exhibits only minor deterioration. | Category 2 (Necessary): Essential work required to prevent the deterioration of an asset. | 15 | 2018-09-09 | 5.6263 | 58.4983 | x | 4 | 2. Minor | 11951 | Reactive Maintenance | 14
1019691 | Fans - Window or Wall Mounted | B (Average): Asset is sound, operationally safe and exhibits only minor deterioration. | Category 2 (Necessary): Essential work required to prevent the deterioration of an asset. | 15 | 2015-09-30 | 8.5695 | 54.574 | x | 4 | 2. Minor | 11951 | Reactive Maintenance | 14
1019692 | Fans - Window or Wall Mounted | B (Average): Asset is sound, operationally safe and exhibits only minor deterioration. | Category 2 (Necessary): Essential work required to prevent the deterioration of an asset. | 15 | 2010-02-26 | 14.1602 | 47.1198 | x | 4 | 2. Minor | 11951 | Reactive Maintenance | 14
1019693 | Fans - Window or Wall Mounted | B (Average): Asset is sound, operationally safe and exhibits only minor deterioration. | Category 2 (Necessary): Essential work required to prevent the deterioration of an asset. | 15 | 2014-12-18 | 9.3525 | 53.53 | x | 4 | 2. Minor | 11951 | Reactive Maintenance | 14
1019694 | Fans - Window or Wall Mounted | B (Average): Asset is sound, operationally safe and exhibits only minor deterioration. | Category 2 (Necessary): Essential work required to prevent the deterioration of an asset. | 15 | 2017-05-31 | 6.9021 | 56.7972 | x | 4 | 2. Minor | 11951 | Reactive Maintenance | 14
1019695 | Fans - Window or Wall Mounted | B (Average): Asset is sound, operationally safe and exhibits only minor deterioration. | Category 2 (Necessary): Essential work required to prevent the deterioration of an asset. | 15 | 2015-07-11 | 8.7912 | 54.2783 | x | 4 | 2. Minor | 11951 | Reactive Maintenance | 14
1019696 | Fans - Window or Wall Mounted | B (Average): Asset is sound, operationally safe and exhibits only minor deterioration. | Category 2 (Necessary): Essential work required to prevent the deterioration of an asset. | 15 | 2015-12-20 | 8.3477 | 54.8697 | x | 4 | 2. Minor | 11951 | Reactive Maintenance | 14
1019697 | Fans - Window or Wall Mounted | B (Average): Asset is sound, operationally safe and exhibits only minor deterioration. | Category 2 (Necessary): Essential work required to prevent the deterioration of an asset. | 15 | 2013-04-13 | 11.0335 | 51.2886 | x | 4 | 2. Minor | 11951 | Reactive Maintenance | 14
1019698 | Fans - Window or Wall Mounted | B (Average): Asset is sound, operationally safe and exhibits only minor deterioration. | Category 2 (Necessary): Essential work required to prevent the deterioration of an asset. | 15 | 2016-02-22 | 8.1725 | 55.1034 | x | 4 | 2. Minor | 11951 | Reactive Maintenance | 14
1019699 | Fans - Window or Wall Mounted | B (Average): Asset is sound, operationally safe and exhibits only minor deterioration. | Category 2 (Necessary): Essential work required to prevent the deterioration of an asset. | 15 | 2014-01-12 | 10.2834 | 52.2888 | x | 4 | 2. Minor | 11951 | Reactive Maintenance | 14
1019700 | Fans - Window or Wall Mounted | B (Average): Asset is sound, operationally safe and exhibits only minor deterioration. | Category 2 (Necessary): Essential work required to prevent the deterioration of an asset. | 15 | 2019-10-15 | 4.5284 | 59.9621 | x | 4 | 2. Minor | 11951 | Reactive Maintenance | 14
1019701 | Fans - Window or Wall Mounted | B (Average): Asset is sound, operationally safe and exhibits only minor deterioration. | Category 2 (Necessary): Essential work required to prevent the deterioration of an asset. | 15 | 2020-04-11 | 4.0383 | 60.6156 | x | 4 | 2. Minor | 11951 | Reactive Maintenance | 14
1019702 | Fans - Window or Wall Mounted | B (Average): Asset is sound, operationally safe and exhibits only minor deterioration. | Category 2 (Necessary): Essential work required to prevent the deterioration of an asset. | 15 | 2013-05-29 | 10.9076 | 51.4565 | x | 4 | 2. Minor | 11951 | Reactive Maintenance | 14
1019703 | Fans - Window or Wall Mounted | B (Average): Asset is sound, operationally safe and exhibits only minor deterioration. | Category 2 (Necessary): Essential work required to prevent the deterioration of an asset. | 15 | 2022-11-30 | 1.4018 | 64.131 | x | 4 | 2. Minor | 11951 | Reactive Maintenance | 14
1019704 | Fans - Window or Wall Mounted | B (Average): Asset is sound, operationally safe and exhibits only minor deterioration. | Category 2 (Necessary): Essential work required to prevent the deterioration of an asset. | 15 | 2010-08-02 | 13.7303 | 47.6929 | x | 4 | 2. Minor | 11951 | Reactive Maintenance | 14
1019705 | Fans - Window or Wall Mounted | B (Average): Asset is sound, operationally safe and exhibits only minor deterioration. | Category 2 (Necessary): Essential work required to prevent the deterioration of an asset. | 15 | 2012-08-19 | 11.6824 | 50.4235 | x | 4 | 2. Minor | 11951 | Reactive Maintenance | 14
1019706 | Fans - Window or Wall Mounted | B (Average): Asset is sound, operationally safe and exhibits only minor deterioration. | Category 2 (Necessary): Essential work required to prevent the deterioration of an asset. | 15 | 2012-01-17 | 12.271 | 49.6386 | x | 4 | 2. Minor | 11951 | Reactive Maintenance | 14
1019707 | Fans - Window or Wall Mounted | B (Average): Asset is sound, operationally safe and exhibits only minor deterioration. | Category 2 (Necessary): Essential work required to prevent the deterioration of an asset. | 15 | 2014-09-18 | 9.6016 | 53.1978 | x | 4 | 2. Minor | 11951 | Reactive Maintenance | 14
1019708 | Fans - Window or Wall Mounted | B (Average): Asset is sound, operationally safe and exhibits only minor deterioration. | Category 2 (Necessary): Essential work required to prevent the deterioration of an asset. | 15 | 2011-09-04 | 12.6407 | 49.1458 | x | 4 | 2. Minor | 11951 | Reactive Maintenance | 14
1019709 | Fans - Window or Wall Mounted | B (Average): Asset is sound, operationally safe and exhibits only minor deterioration. | Category 2 (Necessary): Essential work required to prevent the deterioration of an asset. | 15 | 2019-08-22 | 4.6762 | 59.765 | x | 4 | 2. Minor | 11951 | Reactive Maintenance | 14
1019710 | Fans - Window or Wall Mounted | B (Average): Asset is sound, operationally safe and exhibits only minor deterioration. | Category 2 (Necessary): Essential work required to prevent the deterioration of an asset. | 15 | 2016-05-02 | 7.9808 | 55.3589 | x | 4 | 2. Minor | 11951 | Reactive Maintenance | 14
1019711 | Fans - Window or Wall Mounted | B (Average): Asset is sound, operationally safe and exhibits only minor deterioration. | Category 2 (Necessary): Essential work required to prevent the deterioration of an asset. | 15 | 2016-08-27 | 7.6605 | 55.786 | x | 4 | 2. Minor | 11951 | Reactive Maintenance | 14
1019712 | Fans - Window or Wall Mounted | B (Average): Asset is sound, operationally safe and exhibits only minor deterioration. | Category 2 (Necessary): Essential work required to prevent the deterioration of an asset. | 15 | 2023-06-10 | 0.87611 | 64.8319 | x | 4 | 2. Minor | 11951 | Reactive Maintenance | 14
1019713 | Fans - Window or Wall Mounted | B (Average): Asset is sound, operationally safe and exhibits only minor deterioration. | Category 2 (Necessary): Essential work required to prevent the deterioration of an asset. | 15 | 2020-11-02 | 3.4771 | 61.3639 | x | 4 | 2. Minor | 11951 | Reactive Maintenance | 14
1019714 | Fans - Window or Wall Mounted | B (Average): Asset is sound, operationally safe and exhibits only minor deterioration. | Category 2 (Necessary): Essential work required to prevent the deterioration of an asset. | 15 | 2016-10-30 | 7.4853 | 56.0196 | x | 4 | 2. Minor | 11951 | Reactive Maintenance | 14
1019715 | Fans - Window or Wall Mounted | B (Average): Asset is sound, operationally safe and exhibits only minor deterioration. | Category 2 (Necessary): Essential work required to prevent the deterioration of an asset. | 15 | 2016-04-10 | 8.0411 | 55.2786 | x | 4 | 2. Minor | 11951 | Reactive Maintenance | 14
1019716 | Fans - Window or Wall Mounted | B (Average): Asset is sound, operationally safe and exhibits only minor deterioration. | Category 2 (Necessary): Essential work required to prevent the deterioration of an asset. | 15 | 2013-03-21 | 11.0965 | 51.2047 | x | 4 | 2. Minor | 11951 | Reactive Maintenance | 14
1019717 | Fans - Window or Wall Mounted | B (Average): Asset is sound, operationally safe and exhibits only minor deterioration. | Category 2 (Necessary): Essential work required to prevent the deterioration of an asset. | 15 | 2019-10-16 | 4.5257 | 59.9658 | x | 4 | 2. Minor | 11951 | Reactive Maintenance | 14
1019718 | Fans - Window or Wall Mounted | B (Average): Asset is sound, operationally safe and exhibits only minor deterioration. | Category 2 (Necessary): Essential work required to prevent the deterioration of an asset. | 15 | 2015-10-11 | 8.5394 | 54.6142 | x | 4 | 2. Minor | 11951 | Reactive Maintenance | 14
1019719 | Fans - Window or Wall Mounted | B (Average): Asset is sound, operationally safe and exhibits only minor deterioration. | Category 2 (Necessary): Essential work required to prevent the deterioration of an asset. | 15 | 2011-04-11 | 13.0404 | 48.6128 | x | 4 | 2. Minor | 11951 | Reactive Maintenance | 14
1019720 | Fans - Window or Wall Mounted | B (Average): Asset is sound, operationally safe and exhibits only minor deterioration. | Category 2 (Necessary): Essential work required to prevent the deterioration of an asset. | 15 | 2016-03-29 | 8.0739 | 55.2348 | x | 4 | 2. Minor | 11951 | Reactive Maintenance | 14
1019721 | Fans - Window or Wall Mounted | B (Average): Asset is sound, operationally safe and exhibits only minor deterioration. | Category 2 (Necessary): Essential work required to prevent the deterioration of an asset. | 15 | 2018-01-31 | 6.2313 | 57.6915 | x | 4 | 2. Minor | 11951 | Reactive Maintenance | 14
1019722 | Fans - Window or Wall Mounted | B (Average): Asset is sound, operationally safe and exhibits only minor deterioration. | Category 2 (Necessary): Essential work required to prevent the deterioration of an asset. | 15 | 2015-08-06 | 8.7201 | 54.3733 | x | 4 | 2. Minor | 11951 | Reactive Maintenance | 14
1019723 | Fans - Window or Wall Mounted | B (Average): Asset is sound, operationally safe and exhibits only minor deterioration. | Category 2 (Necessary): Essential work required to prevent the deterioration of an asset. | 15 | 2015-05-10 | 8.961 | 54.052 | x | 4 | 2. Minor | 11951 | Reactive Maintenance | 14
1019724 | Fans - Window or Wall Mounted | B (Average): Asset is sound, operationally safe and exhibits only minor deterioration. | Category 2 (Necessary): Essential work required to prevent the deterioration of an asset. | 15 | 2010-03-04 | 14.1437 | 47.1417 | x | 4 | 2. Minor | 11951 | Reactive Maintenance | 14
1019725 | Fans - Window or Wall Mounted | B (Average): Asset is sound, operationally safe and exhibits only minor deterioration. | Category 2 (Necessary): Essential work required to prevent the deterioration of an asset. | 15 | 2021-05-23 | 2.924 | 62.1013 | x | 4 | 2. Minor | 11951 | Reactive Maintenance | 14
1019726 | Fans - Window or Wall Mounted | B (Average): Asset is sound, operationally safe and exhibits only minor deterioration. | Category 2 (Necessary): Essential work required to prevent the deterioration of an asset. | 15 | 2022-05-25 | 1.9192 | 63.441 | x | 4 | 2. Minor | 11951 | Reactive Maintenance | 14
1019727 | Fans - Window or Wall Mounted | B (Average): Asset is sound, operationally safe and exhibits only minor deterioration. | Category 2 (Necessary): Essential work required to prevent the deterioration of an asset. | 15 | 2022-09-25 | 1.5825 | 63.89 | x | 4 | 2. Minor | 11951 | Reactive Maintenance | 14
1019728 | Fans - Window or Wall Mounted | B (Average): Asset is sound, operationally safe and exhibits only minor deterioration. | Category 2 (Necessary): Essential work required to prevent the deterioration of an asset. | 15 | 2018-09-25 | 5.5825 | 58.5567 | x | 4 | 2. Minor | 11951 | Reactive Maintenance | 14
1019729 | Fans - Window or Wall Mounted | B (Average): Asset is sound, operationally safe and exhibits only minor deterioration. | Category 2 (Necessary): Essential work required to prevent the deterioration of an asset. | 15 | 2013-02-25 | 11.1622 | 51.117 | x | 4 | 2. Minor | 11951 | Reactive Maintenance | 14
1019730 | Fans - Window or Wall Mounted | B (Average): Asset is sound, operationally safe and exhibits only minor deterioration. | Category 2 (Necessary): Essential work required to prevent the deterioration of an asset. | 15 | 2012-11-23 | 11.4196 | 50.7739 | x | 4 | 2. Minor | 11951 | Reactive Maintenance | 14
1019731 | Fans - Window or Wall Mounted | B (Average): Asset is sound, operationally safe and exhibits only minor deterioration. | Category 2 (Necessary): Essential work required to prevent the deterioration of an asset. | 15 | 2022-04-28 | 1.9932 | 63.3425 | x | 4 | 2. Minor | 11951 | Reactive Maintenance | 14
1019734 | Toilet and Shower Areas | C (Poor): Asset is operational but major repair or replacement will be needed. | Category 2 (Necessary): Essential work required to prevent the deterioration of an asset. | 25 | 1999-03-05 | 25.1417 | 31.8867 | x | 4 | 3. Moderate | 11951 | Reactive Maintenance | 7
1019735 | Toilet and Shower Areas | C (Poor): Asset is operational but major repair or replacement will be needed. | Category 2 (Necessary): Essential work required to prevent the deterioration of an asset. | 25 | 2015-03-16 | 9.1116 | 44.7107 | x | 4 | 3. Moderate | 11951 | Reactive Maintenance | 7
1019736 | Toilet and Shower Areas | C (Poor): Asset is operational but major repair or replacement will be needed. | Category 2 (Necessary): Essential work required to prevent the deterioration of an asset. | 25 | 2005-10-17 | 18.5216 | 37.1828 | x | 4 | 3. Moderate | 11951 | Reactive Maintenance | 7
1019737 | Toilet and Shower Areas | C (Poor): Asset is operational but major repair or replacement will be needed. | Category 2 (Necessary): Essential work required to prevent the deterioration of an asset. | 25 | 2011-09-10 | 12.6242 | 41.9006 | x | 4 | 3. Moderate | 11951 | Reactive Maintenance | 7
1019738 | Toilet and Shower Areas | C (Poor): Asset is operational but major repair or replacement will be needed. | Category 2 (Necessary): Essential work required to prevent the deterioration of an asset. | 25 | 2016-09-19 | 7.5975 | 45.922 | x | 4 | 3. Moderate | 11951 | Reactive Maintenance | 7
1019739 | Toilet and Shower Areas | C (Poor): Asset is operational but major repair or replacement will be needed. | Category 2 (Necessary): Essential work required to prevent the deterioration of an asset. | 25 | 2021-03-09 | 3.1294 | 49.4965 | x | 4 | 3. Moderate | 11951 | Reactive Maintenance | 7
1019740 | Toilet and Shower Areas | C (Poor): Asset is operational but major repair or replacement will be needed. | Category 2 (Necessary): Essential work required to prevent the deterioration of an asset. | 25 | 2023-10-16 | 0.52567 | 51.5795 | x | 4 | 3. Moderate | 11951 | Reactive Maintenance | 7
1019741 | Toilet and Shower Areas | C (Poor): Asset is operational but major repair or replacement will be needed. | Category 2 (Necessary): Essential work required to prevent the deterioration of an asset. | 25 | 2009-10-10 | 14.5407 | 40.3674 | x | 4 | 3. Moderate | 11951 | Reactive Maintenance | 7
1019742 | Toilet and Shower Areas | C (Poor): Asset is operational but major repair or replacement will be needed. | Category 2 (Necessary): Essential work required to prevent the deterioration of an asset. | 25 | 2001-04-25 | 23.0007 | 33.5995 | x | 4 | 3. Moderate | 11951 | Reactive Maintenance | 7
1019743 | Toilet and Shower Areas | C (Poor): Asset is operational but major repair or replacement will be needed. | Category 2 (Necessary): Essential work required to prevent the deterioration of an asset. | 25 | 2004-09-13 | 19.614 | 36.3088 | x | 4 | 3. Moderate | 11951 | Reactive Maintenance | 7
1019744 | Toilet and Shower Areas | C (Poor): Asset is operational but major repair or replacement will be needed. | Category 2 (Necessary): Essential work required to prevent the deterioration of an asset. | 25 | 2020-12-22 | 3.3402 | 49.3279 | x | 4 | 3. Moderate | 11951 | Reactive Maintenance | 7
1019745 | Toilet and Shower Areas | C (Poor): Asset is operational but major repair or replacement will be needed. | Category 2 (Necessary): Essential work required to prevent the deterioration of an asset. | 25 | 2006-10-19 | 17.5168 | 37.9866 | x | 4 | 3. Moderate | 11951 | Reactive Maintenance | 7
1019746 | Toilet and Shower Areas | C (Poor): Asset is operational but major repair or replacement will be needed. | Category 2 (Necessary): Essential work required to prevent the deterioration of an asset. | 25 | 2015-11-30 | 8.4025 | 45.278 | x | 4 | 3. Moderate | 11951 | Reactive Maintenance | 7
1019747 | Toilet and Shower Areas | C (Poor): Asset is operational but major repair or replacement will be needed. | Category 2 (Necessary): Essential work required to prevent the deterioration of an asset. | 25 | 2021-07-21 | 2.7625 | 49.79 | x | 4 | 3. Moderate | 11951 | Reactive Maintenance | 7
1019748 | Toilet and Shower Areas | C (Poor): Asset is operational but major repair or replacement will be needed. | Category 2 (Necessary): Essential work required to prevent the deterioration of an asset. | 25 | 2004-10-29 | 19.488 | 36.4096 | x | 4 | 3. Moderate | 11951 | Reactive Maintenance | 7
1019749 | Toilet and Shower Areas | C (Poor): Asset is operational but major repair or replacement will be needed. | Category 2 (Necessary): Essential work required to prevent the deterioration of an asset. | 25 | 2012-04-07 | 12.0493 | 42.3606 | x | 4 | 3. Moderate | 11951 | Reactive Maintenance | 7
1019750 | Toilet and Shower Areas | C (Poor): Asset is operational but major repair or replacement will be needed. | Category 2 (Necessary): Essential work required to prevent the deterioration of an asset. | 25 | 2015-08-14 | 8.6982 | 45.0415 | x | 4 | 3. Moderate | 11951 | Reactive Maintenance | 7
1019751 | Toilet and Shower Areas | C (Poor): Asset is operational but major repair or replacement will be needed. | Category 2 (Necessary): Essential work required to prevent the deterioration of an asset. | 25 | 2021-02-08 | 3.2088 | 49.433 | x | 4 | 3. Moderate | 11951 | Reactive Maintenance | 7
1019752 | Toilet and Shower Areas | C (Poor): Asset is operational but major repair or replacement will be needed. | Category 2 (Necessary): Essential work required to prevent the deterioration of an asset. | 25 | 1999-01-21 | 25.2594 | 31.7925 | x | 4 | 3. Moderate | 11951 | Reactive Maintenance | 7
1019753 | Toilet and Shower Areas | C (Poor): Asset is operational but major repair or replacement will be needed. | Category 2 (Necessary): Essential work required to prevent the deterioration of an asset. | 25 | 2002-06-26 | 21.8316 | 34.5347 | x | 4 | 3. Moderate | 11951 | Reactive Maintenance | 7
1019754 | Toilet and Shower Areas | C (Poor): Asset is operational but major repair or replacement will be needed. | Category 2 (Necessary): Essential work required to prevent the deterioration of an asset. | 25 | 2016-03-12 | 8.1205 | 45.5036 | x | 4 | 3. Moderate | 11951 | Reactive Maintenance | 7
1019755 | Toilet and Shower Areas | C (Poor): Asset is operational but major repair or replacement will be needed. | Category 2 (Necessary): Essential work required to prevent the deterioration of an asset. | 25 | 2021-12-23 | 2.3381 | 50.1295 | x | 4 | 3. Moderate | 11951 | Reactive Maintenance | 7
1019756 | Toilet and Shower Areas | C (Poor): Asset is operational but major repair or replacement will be needed. | Category 2 (Necessary): Essential work required to prevent the deterioration of an asset. | 25 | 2014-09-11 | 9.6208 | 44.3034 | x | 4 | 3. Moderate | 11951 | Reactive Maintenance | 7
1019757 | Toilet and Shower Areas | C (Poor): Asset is operational but major repair or replacement will be needed. | Category 2 (Necessary): Essential work required to prevent the deterioration of an asset. | 25 | 1999-12-29 | 24.3231 | 32.5415 | x | 4 | 3. Moderate | 11951 | Reactive Maintenance | 7
1019758 | Toilet and Shower Areas | C (Poor): Asset is operational but major repair or replacement will be needed. | Category 2 (Necessary): Essential work required to prevent the deterioration of an asset. | 25 | 2001-01-25 | 23.2471 | 33.4023 | x | 4 | 3. Moderate | 11951 | Reactive Maintenance | 7
1019759 | Toilet and Shower Areas | C (Poor): Asset is operational but major repair or replacement will be needed. | Category 2 (Necessary): Essential work required to prevent the deterioration of an asset. | 25 | 2010-12-31 | 13.3169 | 41.3465 | x | 4 | 3. Moderate | 11951 | Reactive Maintenance | 7
1019760 | Toilet and Shower Areas | C (Poor): Asset is operational but major repair or replacement will be needed. | Category 2 (Necessary): Essential work required to prevent the deterioration of an asset. | 25 | 2017-10-10 | 6.5407 | 46.7674 | x | 4 | 3. Moderate | 11951 | Reactive Maintenance | 7
1019761 | Toilet and Shower Areas | C (Poor): Asset is operational but major repair or replacement will be needed. | Category 2 (Necessary): Essential work required to prevent the deterioration of an asset. | 25 | 2005-12-13 | 18.3655 | 37.3076 | x | 4 | 3. Moderate | 11951 | Reactive Maintenance | 7
1019762 | Toilet and Shower Areas | C (Poor): Asset is operational but major repair or replacement will be needed. | Category 2 (Necessary): Essential work required to prevent the deterioration of an asset. | 25 | 2008-08-03 | 15.7262 | 39.419 | x | 4 | 3. Moderate | 11951 | Reactive Maintenance | 7
1019763 | Toilet and Shower Areas | C (Poor): Asset is operational but major repair or replacement will be needed. | Category 2 (Necessary): Essential work required to prevent the deterioration of an asset. | 25 | 2002-09-14 | 21.6126 | 34.7099 | x | 4 | 3. Moderate | 11951 | Reactive Maintenance | 7
1019764 | Toilet and Shower Areas | C (Poor): Asset is operational but major repair or replacement will be needed. | Category 2 (Necessary): Essential work required to prevent the deterioration of an asset. | 25 | 2013-08-31 | 10.6502 | 43.4798 | x | 4 | 3. Moderate | 11951 | Reactive Maintenance | 7
1019765 | Toilet and Shower Areas | C (Poor): Asset is operational but major repair or replacement will be needed. | Category 2 (Necessary): Essential work required to prevent the deterioration of an asset. | 25 | 2003-04-26 | 20.9993 | 35.2005 | x | 4 | 3. Moderate | 11951 | Reactive Maintenance | 7
1019766 | Toilet and Shower Areas | C (Poor): Asset is operational but major repair or replacement will be needed. | Category 2 (Necessary): Essential work required to prevent the deterioration of an asset. | 25 | 2021-12-08 | 2.3792 | 50.0966 | x | 4 | 3. Moderate | 11951 | Reactive Maintenance | 7
1019767 | Toilet and Shower Areas | C (Poor): Asset is operational but major repair or replacement will be needed. | Category 2 (Necessary): Essential work required to prevent the deterioration of an asset. | 25 | 2013-03-19 | 11.102 | 43.1184 | x | 4 | 3. Moderate | 11951 | Reactive Maintenance | 7
1019768 | Toilet and Shower Areas | C (Poor): Asset is operational but major repair or replacement will be needed. | Category 2 (Necessary): Essential work required to prevent the deterioration of an asset. | 25 | 2011-08-26 | 12.6653 | 41.8678 | x | 4 | 3. Moderate | 11951 | Reactive Maintenance | 7
1019769 | Toilet and Shower Areas | C (Poor): Asset is operational but major repair or replacement will be needed. | Category 2 (Necessary): Essential work required to prevent the deterioration of an asset. | 25 | 2018-11-28 | 5.4073 | 47.6742 | x | 4 | 3. Moderate | 11951 | Reactive Maintenance | 7
1019770 | Toilet and Shower Areas | C (Poor): Asset is operational but major repair or replacement will be needed. | Category 2 (Necessary): Essential work required to prevent the deterioration of an asset. | 25 | 2011-10-30 | 12.4873 | 42.0101 | x | 4 | 3. Moderate | 11951 | Reactive Maintenance | 7
1019771 | Toilet and Shower Areas | C (Poor): Asset is operational but major repair or replacement will be needed. | Category 2 (Necessary): Essential work required to prevent the deterioration of an asset. | 25 | 2004-05-10 | 19.9589 | 36.0329 | x | 4 | 3. Moderate | 11951 | Reactive Maintenance | 7
1019772 | Toilet and Shower Areas | C (Poor): Asset is operational but major repair or replacement will be needed. | Category 2 (Necessary): Essential work required to prevent the deterioration of an asset. | 25 | 2004-09-30 | 19.5674 | 36.3461 | x | 4 | 3. Moderate | 11951 | Reactive Maintenance | 7
1019773 | Toilet and Shower Areas | C (Poor): Asset is operational but major repair or replacement will be needed. | Category 2 (Necessary): Essential work required to prevent the deterioration of an asset. | 25 | 2001-12-15 | 22.36 | 34.112 | x | 4 | 3. Moderate | 11951 | Reactive Maintenance | 7
1019774 | Toilet and Shower Areas | C (Poor): Asset is operational but major repair or replacement will be needed. | Category 2 (Necessary): Essential work required to prevent the deterioration of an asset. | 25 | 2015-11-16 | 8.4408 | 45.2474 | x | 4 | 3. Moderate | 11951 | Reactive Maintenance | 7
1019775 | Toilet and Shower Areas | C (Poor): Asset is operational but major repair or replacement will be needed. | Category 2 (Necessary): Essential work required to prevent the deterioration of an asset. | 25 | 2010-09-26 | 13.5797 | 41.1362 | x | 4 | 3. Moderate | 11951 | Reactive Maintenance | 7
1019776 | Toilet and Shower Areas | C (Poor): Asset is operational but major repair or replacement will be needed. | Category 2 (Necessary): Essential work required to prevent the deterioration of an asset. | 25 | 2003-03-26 | 21.0842 | 35.1326 | x | 4 | 3. Moderate | 11951 | Reactive Maintenance | 7
1019777 | Toilet and Shower Areas | C (Poor): Asset is operational but major repair or replacement will be needed. | Category 2 (Necessary): Essential work required to prevent the deterioration of an asset. | 25 | 2008-04-30 | 15.9863 | 39.211 | x | 4 | 3. Moderate | 11951 | Reactive Maintenance | 7
1019778 | Toilet and Shower Areas | C (Poor): Asset is operational but major repair or replacement will be needed. | Category 2 (Necessary): Essential work required to prevent the deterioration of an asset. | 25 | 2003-12-02 | 20.397 | 35.6824 | x | 4 | 3. Moderate | 11951 | Reactive Maintenance | 7
1019779 | Toilet and Shower Areas | C (Poor): Asset is operational but major repair or replacement will be needed. | Category 2 (Necessary): Essential work required to prevent the deterioration of an asset. | 25 | 2005-12-24 | 18.3354 | 37.3317 | x | 4 | 3. Moderate | 11951 | Reactive Maintenance | 7
1019780 | Toilet and Shower Areas | C (Poor): Asset is operational but major repair or replacement will be needed. | Category 2 (Necessary): Essential work required to prevent the deterioration of an asset. | 25 | 2016-08-08 | 7.7125 | 45.83 | x | 4 | 3. Moderate | 11951 | Reactive Maintenance | 7
1019781 | Toilet and Shower Areas | C (Poor): Asset is operational but major repair or replacement will be needed. | Category 2 (Necessary): Essential work required to prevent the deterioration of an asset. | 25 | 2020-06-19 | 3.8494 | 48.9205 | x | 4 | 3. Moderate | 11951 | Reactive Maintenance | 7
1019782 | Toilet and Shower Areas | C (Poor): Asset is operational but major repair or replacement will be needed. | Category 2 (Necessary): Essential work required to prevent the deterioration of an asset. | 25 | 2019-04-28 | 4.9938 | 48.0049 | x | 4 | 3. Moderate | 11951 | Reactive Maintenance | 7
1019783 | Toilet and Shower Areas | C (Poor): Asset is operational but major repair or replacement will be needed. | Category 2 (Necessary): Essential work required to prevent the deterioration of an asset. | 25 | 2017-10-08 | 6.5462 | 46.763 | x | 4 | 3. Moderate | 11951 | Reactive Maintenance | 7
1019784 | Toilet and Shower Areas | C (Poor): Asset is operational but major repair or replacement will be needed. | Category 2 (Necessary): Essential work required to prevent the deterioration of an asset. | 25 | 2015-03-04 | 9.1444 | 44.6845 | x | 4 | 3. Moderate | 11951 | Reactive Maintenance | 7
1019785 | Toilet and Shower Areas | C (Poor): Asset is operational but major repair or replacement will be needed. | Category 2 (Necessary): Essential work required to prevent the deterioration of an asset. | 25 | 2023-11-12 | 0.45175 | 51.6386 | x | 4 | 3. Moderate | 11951 | Reactive Maintenance | 7
1019786 | Toilet and Shower Areas | C (Poor): Asset is operational but major repair or replacement will be needed. | Category 2 (Necessary): Essential work required to prevent the deterioration of an asset. | 25 | 2002-09-03 | 21.6427 | 34.6858 | x | 4 | 3. Moderate | 11951 | Reactive Maintenance | 7
1019787 | Toilet and Shower Areas | C (Poor): Asset is operational but major repair or replacement will be needed. | Category 2 (Necessary): Essential work required to prevent the deterioration of an asset. | 25 | 2017-11-04 | 6.4723 | 46.8222 | x | 4 | 3. Moderate | 11951 | Reactive Maintenance | 7
1019788 | Toilet and Shower Areas | C (Poor): Asset is operational but major repair or replacement will be needed. | Category 2 (Necessary): Essential work required to prevent the deterioration of an asset. | 25 | 2017-03-27 | 7.0801 | 46.3359 | x | 4 | 3. Moderate | 11951 | Reactive Maintenance | 7
1019789 | Toilet and Shower Areas | C (Poor): Asset is operational but major repair or replacement will be needed. | Category 2 (Necessary): Essential work required to prevent the deterioration of an asset. | 25 | 2023-04-23 | 1.0075 | 51.194 | x | 4 | 3. Moderate | 11951 | Reactive Maintenance | 7
1019790 | Toilet and Shower Areas | C (Poor): Asset is operational but major repair or replacement will be needed. | Category 2 (Necessary): Essential work required to prevent the deterioration of an asset. | 25 | 2021-02-06 | 3.2142 | 49.4286 | x | 4 | 3. Moderate | 11951 | Reactive Maintenance | 7
1019791 | Toilet and Shower Areas | C (Poor): Asset is operational but major repair or replacement will be needed. | Category 2 (Necessary): Essential work required to prevent the deterioration of an asset. | 25 | 1999-01-25 | 25.2485 | 31.8012 | x | 4 | 3. Moderate | 11951 | Reactive Maintenance | 7
1019792 | Toilet and Shower Areas | C (Poor): Asset is operational but major repair or replacement will be needed. | Category 2 (Necessary): Essential work required to prevent the deterioration of an asset. | 25 | 2009-09-07 | 14.6311 | 40.2951 | x | 4 | 3. Moderate | 11951 | Reactive Maintenance | 7
1019793 | Toilet and Shower Areas | C (Poor): Asset is operational but major repair or replacement will be needed. | Category 2 (Necessary): Essential work required to prevent the deterioration of an asset. | 25 | 2007-04-12 | 17.0376 | 38.3699 | x | 4 | 3. Moderate | 11951 | Reactive Maintenance | 7
1019794 | Toilet and Shower Areas | C (Poor): Asset is operational but major repair or replacement will be needed. | Category 2 (Necessary): Essential work required to prevent the deterioration of an asset. | 25 | 2002-04-03 | 22.0616 | 34.3507 | x | 4 | 3. Moderate | 11951 | Reactive Maintenance | 7
1019795 | Toilet and Shower Areas | C (Poor): Asset is operational but major repair or replacement will be needed. | Category 2 (Necessary): Essential work required to prevent the deterioration of an asset. | 25 | 2007-05-10 | 16.961 | 38.4312 | x | 4 | 3. Moderate | 11951 | Reactive Maintenance | 7
1019796 | Toilet and Shower Areas | C (Poor): Asset is operational but major repair or replacement will be needed. | Category 2 (Necessary): Essential work required to prevent the deterioration of an asset. | 25 | 2004-02-07 | 20.2136 | 35.8292 | x | 4 | 3. Moderate | 11951 | Reactive Maintenance | 7
1019797 | Toilet and Shower Areas | C (Poor): Asset is operational but major repair or replacement will be needed. | Category 2 (Necessary): Essential work required to prevent the deterioration of an asset. | 25 | 2021-03-15 | 3.1129 | 49.5097 | x | 4 | 3. Moderate | 11951 | Reactive Maintenance | 7
1019798 | Toilet and Shower Areas | C (Poor): Asset is operational but major repair or replacement will be needed. | Category 2 (Necessary): Essential work required to prevent the deterioration of an asset. | 25 | 2012-09-28 | 11.5729 | 42.7417 | x | 4 | 3. Moderate | 11951 | Reactive Maintenance | 7
1019799 | Toilet and Shower Areas | C (Poor): Asset is operational but major repair or replacement will be needed. | Category 2 (Necessary): Essential work required to prevent the deterioration of an asset. | 25 | 2002-08-08 | 21.7139 | 34.6289 | x | 4 | 3. Moderate | 11951 | Reactive Maintenance | 7
1019800 | Toilet and Shower Areas | C (Poor): Asset is operational but major repair or replacement will be needed. | Category 2 (Necessary): Essential work required to prevent the deterioration of an asset. | 25 | 2022-03-16 | 2.1109 | 50.3113 | x | 4 | 3. Moderate | 11951 | Reactive Maintenance | 7
1019801 | Toilet and Shower Areas | C (Poor): Asset is operational but major repair or replacement will be needed. | Category 2 (Necessary): Essential work required to prevent the deterioration of an asset. | 25 | 2005-08-18 | 18.6858 | 37.0513 | x | 4 | 3. Moderate | 11951 | Reactive Maintenance | 7
1019802 | Toilet and Shower Areas | C (Poor): Asset is operational but major repair or replacement will be needed. | Category 2 (Necessary): Essential work required to prevent the deterioration of an asset. | 25 | 2021-12-24 | 2.3354 | 50.1317 | x | 4 | 3. Moderate | 11951 | Reactive Maintenance | 7
1019803 | Toilet and Shower Areas | C (Poor): Asset is operational but major repair or replacement will be needed. | Category 2 (Necessary): Essential work required to prevent the deterioration of an asset. | 25 | 2001-03-22 | 23.0938 | 33.525 | x | 4 | 3. Moderate | 11951 | Reactive Maintenance | 7
1019804 | Toilet and Shower Areas | C (Poor): Asset is operational but major repair or replacement will be needed. | Category 2 (Necessary): Essential work required to prevent the deterioration of an asset. | 25 | 2009-06-16 | 14.8583 | 40.1133 | x | 4 | 3. Moderate | 11951 | Reactive Maintenance | 7
1019805 | Toilet and Shower Areas | C (Poor): Asset is operational but major repair or replacement will be needed. | Category 2 (Necessary): Essential work required to prevent the deterioration of an asset. | 25 | 2015-09-02 | 8.6461 | 45.0831 | x | 4 | 3. Moderate | 11951 | Reactive Maintenance | 7
1019806 | Toilet and Shower Areas | C (Poor): Asset is operational but major repair or replacement will be needed. | Category 2 (Necessary): Essential work required to prevent the deterioration of an asset. | 25 | 2018-02-28 | 6.1547 | 47.0762 | x | 4 | 3. Moderate | 11951 | Reactive Maintenance | 7
1019807 | Toilet and Shower Areas | C (Poor): Asset is operational but major repair or replacement will be needed. | Category 2 (Necessary): Essential work required to prevent the deterioration of an asset. | 25 | 1999-05-31 | 24.9035 | 32.0772 | x | 4 | 3. Moderate | 11951 | Reactive Maintenance | 7
1019808 | Toilet and Shower Areas | C (Poor): Asset is operational but major repair or replacement will be needed. | Category 2 (Necessary): Essential work required to prevent the deterioration of an asset. | 25 | 2019-01-01 | 5.3142 | 47.7487 | x | 4 | 3. Moderate | 11951 | Reactive Maintenance | 7
1019809 | Toilet and Shower Areas | C (Poor): Asset is operational but major repair or replacement will be needed. | Category 2 (Necessary): Essential work required to prevent the deterioration of an asset. | 25 | 2003-05-14 | 20.95 | 35.24 | x | 4 | 3. Moderate | 11951 | Reactive Maintenance | 7
1019810 | Toilet and Shower Areas | C (Poor): Asset is operational but major repair or replacement will be needed. | Category 2 (Necessary): Essential work required to prevent the deterioration of an asset. | 25 | 2001-08-01 | 22.7324 | 33.8141 | x | 4 | 3. Moderate | 11951 | Reactive Maintenance | 7
1019811 | Toilet and Shower Areas | C (Poor): Asset is operational but major repair or replacement will be needed. | Category 2 (Necessary): Essential work required to prevent the deterioration of an asset. | 25 | 2016-08-06 | 7.718 | 45.8256 | x | 4 | 3. Moderate | 11951 | Reactive Maintenance | 7
1019812 | Toilet and Shower Areas | C (Poor): Asset is operational but major repair or replacement will be needed. | Category 2 (Necessary): Essential work required to prevent the deterioration of an asset. | 25 | 2008-02-17 | 16.1862 | 39.0511 | x | 4 | 3. Moderate | 11951 | Reactive Maintenance | 7
1019813 | Toilet and Shower Areas | C (Poor): Asset is operational but major repair or replacement will be needed. | Category 2 (Necessary): Essential work required to prevent the deterioration of an asset. | 25 | 2002-11-09 | 21.4593 | 34.8326 | x | 4 | 3. Moderate | 11951 | Reactive Maintenance | 7
1019814 | Toilet and Shower Areas | C (Poor): Asset is operational but major repair or replacement will be needed. | Category 2 (Necessary): Essential work required to prevent the deterioration of an asset. | 25 | 2008-05-05 | 15.9726 | 39.2219 | x | 4 | 3. Moderate | 11951 | Reactive Maintenance | 7
1019815 | Toilet and Shower Areas | C (Poor): Asset is operational but major repair or replacement will be needed. | Category 2 (Necessary): Essential work required to prevent the deterioration of an asset. | 25 | 2003-10-11 | 20.5394 | 35.5685 | x | 4 | 3. Moderate | 11951 | Reactive Maintenance | 7
1019816 | Toilet and Shower Areas | C (Poor): Asset is operational but major repair or replacement will be needed. | Category 2 (Necessary): Essential work required to prevent the deterioration of an asset. | 25 | 2006-10-13 | 17.5332 | 37.9734 | x | 4 | 3. Moderate | 11951 | Reactive Maintenance | 7
1019817 | Toilet and Shower Areas | C (Poor): Asset is operational but major repair or replacement will be needed. | Category 2 (Necessary): Essential work required to prevent the deterioration of an asset. | 25 | 2010-12-01 | 13.399 | 41.2808 | x | 4 | 3. Moderate | 11951 | Reactive Maintenance | 7
1019818 | Toilet and Shower Areas | C (Poor): Asset is operational but major repair or replacement will be needed. | Category 2 (Necessary): Essential work required to prevent the deterioration of an asset. | 25 | 2003-07-21 | 20.7639 | 35.3889 | x | 4 | 3. Moderate | 11951 | Reactive Maintenance | 7
1019819 | Toilet and Shower Areas | C (Poor): Asset is operational but major repair or replacement will be needed. | Category 2 (Necessary): Essential work required to prevent the deterioration of an asset. | 25 | 2010-09-17 | 13.6044 | 41.1165 | x | 4 | 3. Moderate | 11951 | Reactive Maintenance | 7
1019820 | Toilet and Shower Areas | C (Poor): Asset is operational but major repair or replacement will be needed. | Category 2 (Necessary): Essential work required to prevent the deterioration of an asset. | 25 | 2018-04-15 | 6.0287 | 47.177 | x | 4 | 3. Moderate | 11951 | Reactive Maintenance | 7
1019821 | Toilet and Shower Areas | C (Poor): Asset is operational but major repair or replacement will be needed. | Category 2 (Necessary): Essential work required to prevent the deterioration of an asset. | 25 | 2003-01-29 | 21.2375 | 35.01 | x | 4 | 3. Moderate | 11951 | Reactive Maintenance | 7
1019822 | Toilet and Shower Areas | C (Poor): Asset is operational but major repair or replacement will be needed. | Category 2 (Necessary): Essential work required to prevent the deterioration of an asset. | 25 | 2018-12-22 | 5.3415 | 47.7268 | x | 4 | 3. Moderate | 11951 | Reactive Maintenance | 7
1019823 | Toilet and Shower Areas | C (Poor): Asset is operational but major repair or replacement will be needed. | Category 2 (Necessary): Essential work required to prevent the deterioration of an asset. | 25 | 2011-07-12 | 12.7885 | 41.7692 | x | 4 | 3. Moderate | 11951 | Reactive Maintenance | 7
1019824 | Toilet and Shower Areas | C (Poor): Asset is operational but major repair or replacement will be needed. | Category 2 (Necessary): Essential work required to prevent the deterioration of an asset. | 25 | 2012-12-31 | 11.3155 | 42.9476 | x | 4 | 3. Moderate | 11951 | Reactive Maintenance | 7
1019825 | Toilet and Shower Areas | C (Poor): Asset is operational but major repair or replacement will be needed. | Category 2 (Necessary): Essential work required to prevent the deterioration of an asset. | 25 | 2023-05-03 | 0.98015 | 51.2159 | x | 4 | 3. Moderate | 11951 | Reactive Maintenance | 7
1019826 | Toilet and Shower Areas | C (Poor): Asset is operational but major repair or replacement will be needed. | Category 2 (Necessary): Essential work required to prevent the deterioration of an asset. | 25 | 2002-06-21 | 21.8453 | 34.5238 | x | 4 | 3. Moderate | 11951 | Reactive Maintenance | 7
1019827 | Toilet and Shower Areas | C (Poor): Asset is operational but major repair or replacement will be needed. | Category 2 (Necessary): Essential work required to prevent the deterioration of an asset. | 25 | 2018-08-24 | 5.6701 | 47.4639 | x | 4 | 3. Moderate | 11951 | Reactive Maintenance | 7
1019828 | Toilet and Shower Areas | C (Poor): Asset is operational but major repair or replacement will be needed. | Category 2 (Necessary): Essential work required to prevent the deterioration of an asset. | 25 | 2001-09-23 | 22.5873 | 33.9302 | x | 4 | 3. Moderate | 11951 | Reactive Maintenance | 7
1019829 | Toilet and Shower Areas | C (Poor): Asset is operational but major repair or replacement will be needed. | Category 2 (Necessary): Essential work required to prevent the deterioration of an asset. | 25 | 2020-11-09 | 3.4579 | 49.2337 | x | 4 | 3. Moderate | 11951 | Reactive Maintenance | 7
1019830 | Toilet and Shower Areas | C (Poor): Asset is operational but major repair or replacement will be needed. | Category 2 (Necessary): Essential work required to prevent the deterioration of an asset. | 25 | 2009-12-09 | 14.3765 | 40.4988 | x | 4 | 3. Moderate | 11951 | Reactive Maintenance | 7
1019831 | Toilet and Shower Areas | C (Poor): Asset is operational but major repair or replacement will be needed. | Category 2 (Necessary): Essential work required to prevent the deterioration of an asset. | 25 | 2005-03-21 | 19.0965 | 36.7228 | x | 4 | 3. Moderate | 11951 | Reactive Maintenance | 7
1019832 | Toilet and Shower Areas | C (Poor): Asset is operational but major repair or replacement will be needed. | Category 2 (Necessary): Essential work required to prevent the deterioration of an asset. | 25 | 2023-10-20 | 0.51472 | 51.5882 | x | 4 | 3. Moderate | 11951 | Reactive Maintenance | 7
1019833 | Toilet and Shower Areas | C (Poor): Asset is operational but major repair or replacement will be needed. | Category 2 (Necessary): Essential work required to prevent the deterioration of an asset. | 25 | 2023-10-19 | 0.51745 | 51.586 | x | 4 | 3. Moderate | 11951 | Reactive Maintenance | 7
1019834 | Toilet and Shower Areas | C (Poor): Asset is operational but major repair or replacement will be needed. | Category 2 (Necessary): Essential work required to prevent the deterioration of an asset. | 25 | 1999-09-03 | 24.6434 | 32.2853 | x | 4 | 3. Moderate | 11951 | Reactive Maintenance | 7
1019835 | Toilet and Shower Areas | C (Poor): Asset is operational but major repair or replacement will be needed. | Category 2 (Necessary): Essential work required to prevent the deterioration of an asset. | 25 | 2023-11-18 | 0.43532 | 51.6517 | x | 4 | 3. Moderate | 11951 | Reactive Maintenance | 7
1019836 | Toilet and Shower Areas | C (Poor): Asset is operational but major repair or replacement will be needed. | Category 2 (Necessary): Essential work required to prevent the deterioration of an asset. | 25 | 2019-01-11 | 5.2868 | 47.7706 | x | 4 | 3. Moderate | 11951 | Reactive Maintenance | 7
1019837 | Toilet and Shower Areas | C (Poor): Asset is operational but major repair or replacement will be needed. | Category 2 (Necessary): Essential work required to prevent the deterioration of an asset. | 25 | 2007-01-18 | 17.2676 | 38.1859 | x | 4 | 3. Moderate | 11951 | Reactive Maintenance | 7
1019838 | Toilet and Shower Areas | C (Poor): Asset is operational but major repair or replacement will be needed. | Category 2 (Necessary): Essential work required to prevent the deterioration of an asset. | 25 | 2007-05-13 | 16.9528 | 38.4378 | x | 4 | 3. Moderate | 11951 | Reactive Maintenance | 7
1019839 | Toilet and Shower Areas | C (Poor): Asset is operational but major repair or replacement will be needed. | Category 2 (Necessary): Essential work required to prevent the deterioration of an asset. | 25 | 2013-08-03 | 10.7269 | 43.4185 | x | 4 | 3. Moderate | 11951 | Reactive Maintenance | 7
1019840 | Toilet and Shower Areas | C (Poor): Asset is operational but major repair or replacement will be needed. | Category 2 (Necessary): Essential work required to prevent the deterioration of an asset. | 25 | 2006-05-15 | 17.9466 | 37.6427 | x | 4 | 3. Moderate | 11951 | Reactive Maintenance | 7
1019841 | Toilet and Shower Areas | C (Poor): Asset is operational but major repair or replacement will be needed. | Category 2 (Necessary): Essential work required to prevent the deterioration of an asset. | 25 | 2023-03-20 | 1.1006 | 51.1195 | x | 4 | 3. Moderate | 11951 | Reactive Maintenance | 7
1019842 | Toilet and Shower Areas | C (Poor): Asset is operational but major repair or replacement will be needed. | Category 2 (Necessary): Essential work required to prevent the deterioration of an asset. | 25 | 2010-07-05 | 13.807 | 40.9544 | x | 4 | 3. Moderate | 11951 | Reactive Maintenance | 7
1019843 | Toilet and Shower Areas | C (Poor): Asset is operational but major repair or replacement will be needed. | Category 2 (Necessary): Essential work required to prevent the deterioration of an asset. | 25 | 2022-09-19 | 1.5989 | 50.7209 | x | 4 | 3. Moderate | 11951 | Reactive Maintenance | 7
1019844 | Toilet and Shower Areas | C (Poor): Asset is operational but major repair or replacement will be needed. | Category 2 (Necessary): Essential work required to prevent the deterioration of an asset. | 25 | 2016-12-12 | 7.3676 | 46.106 | x | 4 | 3. Moderate | 11951 | Reactive Maintenance | 7
1019845 | Toilet and Shower Areas | C (Poor): Asset is operational but major repair or replacement will be needed. | Category 2 (Necessary): Essential work required to prevent the deterioration of an asset. | 25 | 2001-11-07 | 22.4641 | 34.0287 | x | 4 | 3. Moderate | 11951 | Reactive Maintenance | 7
1019846 | Toilet and Shower Areas | C (Poor): Asset is operational but major repair or replacement will be needed. | Category 2 (Necessary): Essential work required to prevent the deterioration of an asset. | 25 | 2022-01-18 | 2.2669 | 50.1864 | x | 4 | 3. Moderate | 11951 | Reactive Maintenance | 7
1019847 | Toilet and Shower Areas | C (Poor): Asset is operational but major repair or replacement will be needed. | Category 2 (Necessary): Essential work required to prevent the deterioration of an asset. | 25 | 2014-07-08 | 9.7988 | 44.161 | x | 4 | 3. Moderate | 11951 | Reactive Maintenance | 7
1019848 | Toilet and Shower Areas | C (Poor): Asset is operational but major repair or replacement will be needed. | Category 2 (Necessary): Essential work required to prevent the deterioration of an asset. | 25 | 2000-11-25 | 23.4141 | 33.2687 | x | 4 | 3. Moderate | 11951 | Reactive Maintenance | 7
1019849 | Toilet and Shower Areas | C (Poor): Asset is operational but major repair or replacement will be needed. | Category 2 (Necessary): Essential work required to prevent the deterioration of an asset. | 25 | 2020-02-23 | 4.1697 | 48.6642 | x | 4 | 3. Moderate | 11951 | Reactive Maintenance | 7
1019850 | Toilet and Shower Areas | C (Poor): Asset is operational but major repair or replacement will be needed. | Category 2 (Necessary): Essential work required to prevent the deterioration of an asset. | 25 | 2015-01-23 | 9.2539 | 44.5969 | x | 4 | 3. Moderate | 11951 | Reactive Maintenance | 7
1019851 | Toilet and Shower Areas | C (Poor): Asset is operational but major repair or replacement will be needed. | Category 2 (Necessary): Essential work required to prevent the deterioration of an asset. | 25 | 2022-07-12 | 1.7878 | 50.5697 | x | 4 | 3. Moderate | 11951 | Reactive Maintenance | 7
1019852 | Toilet and Shower Areas | C (Poor): Asset is operational but major repair or replacement will be needed. | Category 2 (Necessary): Essential work required to prevent the deterioration of an asset. | 25 | 2000-04-01 | 24.0657 | 32.7474 | x | 4 | 3. Moderate | 11951 | Reactive Maintenance | 7
1019853 | Toilet and Shower Areas | C (Poor): Asset is operational but major repair or replacement will be needed. | Category 2 (Necessary): Essential work required to prevent the deterioration of an asset. | 25 | 2023-08-27 | 0.66256 | 51.47 | x | 4 | 3. Moderate | 11951 | Reactive Maintenance | 7
1019854 | Toilet and Shower Areas | C (Poor): Asset is operational but major repair or replacement will be needed. | Category 2 (Necessary): Essential work required to prevent the deterioration of an asset. | 25 | 2018-02-15 | 6.1903 | 47.0478 | x | 4 | 3. Moderate | 11951 | Reactive Maintenance | 7
1019855 | Toilet and Shower Areas | C (Poor): Asset is operational but major repair or replacement will be needed. | Category 2 (Necessary): Essential work required to prevent the deterioration of an asset. | 25 | 2014-04-05 | 10.0561 | 43.9551 | x | 4 | 3. Moderate | 11951 | Reactive Maintenance | 7
1019856 | Toilet and Shower Areas | C (Poor): Asset is operational but major repair or replacement will be needed. | Category 2 (Necessary): Essential work required to prevent the deterioration of an asset. | 25 | 2012-08-05 | 11.7207 | 42.6234 | x | 4 | 3. Moderate | 11951 | Reactive Maintenance | 7
1019857 | Toilet and Shower Areas | C (Poor): Asset is operational but major repair or replacement will be needed. | Category 2 (Necessary): Essential work required to prevent the deterioration of an asset. | 25 | 2005-04-16 | 19.0253 | 36.7797 | x | 4 | 3. Moderate | 11951 | Reactive Maintenance | 7
1019858 | Toilet and Shower Areas | C (Poor): Asset is operational but major repair or replacement will be needed. | Category 2 (Necessary): Essential work required to prevent the deterioration of an asset. | 25 | 2021-09-08 | 2.6283 | 49.8973 | x | 4 | 3. Moderate | 11951 | Reactive Maintenance | 7
1019859 | Toilet and Shower Areas | C (Poor): Asset is operational but major repair or replacement will be needed. | Category 2 (Necessary): Essential work required to prevent the deterioration of an asset. | 25 | 2014-12-24 | 9.3361 | 44.5311 | x | 4 | 3. Moderate | 11951 | Reactive Maintenance | 7
1019860 | Toilet and Shower Areas | C (Poor): Asset is operational but major repair or replacement will be needed. | Category 2 (Necessary): Essential work required to prevent the deterioration of an asset. | 25 | 2003-02-05 | 21.2183 | 35.0253 | x | 4 | 3. Moderate | 11951 | Reactive Maintenance | 7
1019861 | Toilet and Shower Areas | C (Poor): Asset is operational but major repair or replacement will be needed. | Category 2 (Necessary): Essential work required to prevent the deterioration of an asset. | 25 | 2015-08-27 | 8.6626 | 45.07 | x | 4 | 3. Moderate | 11951 | Reactive Maintenance | 7
1019862 | Toilet and Shower Areas | C (Poor): Asset is operational but major repair or replacement will be needed. | Category 2 (Necessary): Essential work required to prevent the deterioration of an asset. | 25 | 2022-12-09 | 1.3771 | 50.8983 | x | 4 | 3. Moderate | 11951 | Reactive Maintenance | 7
1019863 | Toilet and Shower Areas | C (Poor): Asset is operational but major repair or replacement will be needed. | Category 2 (Necessary): Essential work required to prevent the deterioration of an asset. | 25 | 2011-05-13 | 12.9528 | 41.6378 | x | 4 | 3. Moderate | 11951 | Reactive Maintenance | 7
1019864 | Toilet and Shower Areas | C (Poor): Asset is operational but major repair or replacement will be needed. | Category 2 (Necessary): Essential work required to prevent the deterioration of an asset. | 25 | 2008-01-08 | 16.2957 | 38.9634 | x | 4 | 3. Moderate | 11951 | Reactive Maintenance | 7
1019865 | Toilet and Shower Areas | C (Poor): Asset is operational but major repair or replacement will be needed. | Category 2 (Necessary): Essential work required to prevent the deterioration of an asset. | 25 | 2015-08-21 | 8.679 | 45.0568 | x | 4 | 3. Moderate | 11951 | Reactive Maintenance | 7
1019866 | Toilet and Shower Areas | C (Poor): Asset is operational but major repair or replacement will be needed. | Category 2 (Necessary): Essential work required to prevent the deterioration of an asset. | 25 | 2017-07-23 | 6.757 | 46.5944 | x | 4 | 3. Moderate | 11951 | Reactive Maintenance | 7
1019867 | Toilet and Shower Areas | C (Poor): Asset is operational but major repair or replacement will be needed. | Category 2 (Necessary): Essential work required to prevent the deterioration of an asset. | 25 | 2022-05-24 | 1.922 | 50.4624 | x | 4 | 3. Moderate | 11951 | Reactive Maintenance | 7
1019868 | Toilet and Shower Areas | C (Poor): Asset is operational but major repair or replacement will be needed. | Category 2 (Necessary): Essential work required to prevent the deterioration of an asset. | 25 | 2019-10-04 | 4.5585 | 48.3532 | x | 4 | 3. Moderate | 11951 | Reactive Maintenance | 7
1019869 | Toilet and Shower Areas | C (Poor): Asset is operational but major repair or replacement will be needed. | Category 2 (Necessary): Essential work required to prevent the deterioration of an asset. | 25 | 2011-07-09 | 12.7967 | 41.7626 | x | 4 | 3. Moderate | 11951 | Reactive Maintenance | 7
1019870 | Toilet and Shower Areas | C (Poor): Asset is operational but major repair or replacement will be needed. | Category 2 (Necessary): Essential work required to prevent the deterioration of an asset. | 25 | 2001-06-29 | 22.8227 | 33.7418 | x | 4 | 3. Moderate | 11951 | Reactive Maintenance | 7
1019871 | Toilet and Shower Areas | C (Poor): Asset is operational but major repair or replacement will be needed. | Category 2 (Necessary): Essential work required to prevent the deterioration of an asset. | 25 | 2016-10-04 | 7.5565 | 45.9548 | x | 4 | 3. Moderate | 11951 | Reactive Maintenance | 7
1019872 | Toilet and Shower Areas | C (Poor): Asset is operational but major repair or replacement will be needed. | Category 2 (Necessary): Essential work required to prevent the deterioration of an asset. | 25 | 2005-10-25 | 18.4997 | 37.2003 | x | 4 | 3. Moderate | 11951 | Reactive Maintenance | 7
1019873 | Toilet and Shower Areas | C (Poor): Asset is operational but major repair or replacement will be needed. | Category 2 (Necessary): Essential work required to prevent the deterioration of an asset. | 25 | 2019-11-09 | 4.46 | 48.432 | x | 4 | 3. Moderate | 11951 | Reactive Maintenance | 7
1019874 | Toilet and Shower Areas | C (Poor): Asset is operational but major repair or replacement will be needed. | Category 2 (Necessary): Essential work required to prevent the deterioration of an asset. | 25 | 2003-03-24 | 21.0897 | 35.1283 | x | 4 | 3. Moderate | 11951 | Reactive Maintenance | 7
1019875 | Toilet and Shower Areas | C (Poor): Asset is operational but major repair or replacement will be needed. | Category 2 (Necessary): Essential work required to prevent the deterioration of an asset. | 25 | 2009-10-26 | 14.4969 | 40.4025 | x | 4 | 3. Moderate | 11951 | Reactive Maintenance | 7
1019876 | Toilet and Shower Areas | C (Poor): Asset is operational but major repair or replacement will be needed. | Category 2 (Necessary): Essential work required to prevent the deterioration of an asset. | 25 | 2014-08-09 | 9.7112 | 44.2311 | x | 4 | 3. Moderate | 11951 | Reactive Maintenance | 7
1019877 | Toilet and Shower Areas | C (Poor): Asset is operational but major repair or replacement will be needed. | Category 2 (Necessary): Essential work required to prevent the deterioration of an asset. | 25 | 2009-07-09 | 14.7953 | 40.1637 | x | 4 | 3. Moderate | 11951 | Reactive Maintenance | 7
1019878 | Toilet and Shower Areas | C (Poor): Asset is operational but major repair or replacement will be needed. | Category 2 (Necessary): Essential work required to prevent the deterioration of an asset. | 25 | 2001-02-28 | 23.154 | 33.4768 | x | 4 | 3. Moderate | 11951 | Reactive Maintenance | 7
1019879 | Toilet and Shower Areas | C (Poor): Asset is operational but major repair or replacement will be needed. | Category 2 (Necessary): Essential work required to prevent the deterioration of an asset. | 25 | 2007-04-25 | 17.0021 | 38.3984 | x | 4 | 3. Moderate | 11951 | Reactive Maintenance | 7
1019880 | Toilet and Shower Areas | C (Poor): Asset is operational but major repair or replacement will be needed. | Category 2 (Necessary): Essential work required to prevent the deterioration of an asset. | 25 | 1999-09-13 | 24.616 | 32.3072 | x | 4 | 3. Moderate | 11951 | Reactive Maintenance | 7
1019881 | Toilet and Shower Areas | C (Poor): Asset is operational but major repair or replacement will be needed. | Category 2 (Necessary): Essential work required to prevent the deterioration of an asset. | 25 | 1999-10-10 | 24.5421 | 32.3663 | x | 4 | 3. Moderate | 11951 | Reactive Maintenance | 7
1019898 | Refrigerant Distribution System | C (Poor): Asset is operational but major repair or replacement will be needed. | Category 2 (Necessary): Essential work required to prevent the deterioration of an asset. | 30 | 2006-08-14 | 17.6975 | 46.2017 | x | 1 | 4. Significant | 10108 | Reactive Maintenance | 3
1019901 | Access Control | C (Poor): Asset is operational but major repair or replacement will be needed. | Category 2 (Necessary): Essential work required to prevent the deterioration of an asset. | 15 | 2018-01-20 | 6.2615 | 49.6514 | x | 1 | 4. Significant | 10108 | Reactive Maintenance | 3
1019903 | Outstations | C (Poor): Asset is operational but major repair or replacement will be needed. | Category 2 (Necessary): Essential work required to prevent the deterioration of an asset. | 10 | 2022-05-20 | 1.9329 | 54.1342 | x | 1 | 4. Significant | 10108 | Reactive Maintenance | 3
1019906 | Catering Equipment | D (Very Poor): Asset runs a serious risk of imminent breakdown or poses a health and safety risk. | Category 1 (Urgent): Critical work required to address serious health and safety issues and correct any breach of legislation. | 15 | 2011-12-31 | 12.3176 | 27.5765 | x | 1 | 2. Minor | 10108 | Reactive Maintenance | 14
1019907 | Closed-Circuit Television (CCTV) | C (Poor): Asset is operational but major repair or replacement will be needed. | Category 2 (Necessary): Essential work required to prevent the deterioration of an asset. | 15 | 2010-05-04 | 13.9767 | 39.3644 | x | 1 | 5. Severe | 10108 | Reactive Maintenance | 1
1019908 | Closed-Circuit Television (CCTV) | C (Poor): Asset is operational but major repair or replacement will be needed. | Category 2 (Necessary): Essential work required to prevent the deterioration of an asset. | 15 | 2015-05-04 | 8.9774 | 46.0301 | x | 1 | 5. Severe | 10108 | Reactive Maintenance | 1
1019909 | Pneumatic Tube Systems | C (Poor): Asset is operational but major repair or replacement will be needed. | Category 2 (Necessary): Essential work required to prevent the deterioration of an asset. | 20 | 2015-06-07 | 8.8843 | 49.1157 | x | 1 | 4. Significant | 10108 | Reactive Maintenance | 3
1019910 | Emergency Lighting - Self Contained | C (Poor): Asset is operational but major repair or replacement will be needed. | Category 2 (Necessary): Essential work required to prevent the deterioration of an asset. | 25 | 1999-01-01 | 25.3142 | 37.7487 | x | 1 | 4. Significant | 10108 | Reactive Maintenance | 3
1019911 | Emergency Lighting - Self Contained | C (Poor): Asset is operational but major repair or replacement will be needed. | Category 2 (Necessary): Essential work required to prevent the deterioration of an asset. | 25 | 2004-10-04 | 19.5565 | 42.3548 | x | 1 | 4. Significant | 10108 | Reactive Maintenance | 3
1019912 | Emergency Lighting - Self Contained | C (Poor): Asset is operational but major repair or replacement will be needed. | Category 2 (Necessary): Essential work required to prevent the deterioration of an asset. | 25 | 2000-11-06 | 23.4661 | 39.2271 | x | 1 | 4. Significant | 10108 | Reactive Maintenance | 3
1019913 | Emergency Lighting - Self Contained | C (Poor): Asset is operational but major repair or replacement will be needed. | Category 2 (Necessary): Essential work required to prevent the deterioration of an asset. | 25 | 2005-12-12 | 18.3682 | 43.3054 | x | 1 | 4. Significant | 10108 | Reactive Maintenance | 3
1019914 | Emergency Lighting - Self Contained | C (Poor): Asset is operational but major repair or replacement will be needed. | Category 2 (Necessary): Essential work required to prevent the deterioration of an asset. | 25 | 2008-11-26 | 15.4114 | 45.6709 | x | 1 | 4. Significant | 10108 | Reactive Maintenance | 3
1019915 | Emergency Lighting - Self Contained | C (Poor): Asset is operational but major repair or replacement will be needed. | Category 2 (Necessary): Essential work required to prevent the deterioration of an asset. | 25 | 2018-01-21 | 6.2587 | 52.993 | x | 1 | 4. Significant | 10108 | Reactive Maintenance | 3
1019916 | Emergency Lighting - Self Contained | C (Poor): Asset is operational but major repair or replacement will be needed. | Category 2 (Necessary): Essential work required to prevent the deterioration of an asset. | 25 | 1999-03-19 | 25.1034 | 37.9173 | x | 1 | 4. Significant | 10108 | Reactive Maintenance | 3
1019917 | Emergency Lighting - Self Contained | C (Poor): Asset is operational but major repair or replacement will be needed. | Category 2 (Necessary): Essential work required to prevent the deterioration of an asset. | 25 | 2020-04-26 | 3.9973 | 54.8022 | x | 1 | 4. Significant | 10108 | Reactive Maintenance | 3
1019918 | Emergency Lighting - Self Contained | C (Poor): Asset is operational but major repair or replacement will be needed. | Category 2 (Necessary): Essential work required to prevent the deterioration of an asset. | 25 | 2010-10-19 | 13.5168 | 47.1866 | x | 1 | 4. Significant | 10108 | Reactive Maintenance | 3
1019919 | Emergency Lighting - Self Contained | C (Poor): Asset is operational but major repair or replacement will be needed. | Category 2 (Necessary): Essential work required to prevent the deterioration of an asset. | 25 | 2008-08-05 | 15.7207 | 45.4234 | x | 1 | 4. Significant | 10108 | Reactive Maintenance | 3
1019920 | Emergency Lighting - Self Contained | C (Poor): Asset is operational but major repair or replacement will be needed. | Category 2 (Necessary): Essential work required to prevent the deterioration of an asset. | 25 | 2012-01-31 | 12.2327 | 48.2138 | x | 1 | 4. Significant | 10108 | Reactive Maintenance | 3
1019921 | Emergency Lighting - Self Contained | C (Poor): Asset is operational but major repair or replacement will be needed. | Category 2 (Necessary): Essential work required to prevent the deterioration of an asset. | 25 | 2001-03-29 | 23.0746 | 39.5403 | x | 1 | 4. Significant | 10108 | Reactive Maintenance | 3
1019922 | Emergency Lighting - Self Contained | C (Poor): Asset is operational but major repair or replacement will be needed. | Category 2 (Necessary): Essential work required to prevent the deterioration of an asset. | 25 | 2017-08-03 | 6.7269 | 52.6185 | x | 1 | 4. Significant | 10108 | Reactive Maintenance | 3
1019923 | Emergency Lighting - Self Contained | C (Poor): Asset is operational but major repair or replacement will be needed. | Category 2 (Necessary): Essential work required to prevent the deterioration of an asset. | 25 | 2001-04-26 | 22.9979 | 39.6016 | x | 1 | 4. Significant | 10108 | Reactive Maintenance | 3
1019924 | Emergency Lighting - Self Contained | C (Poor): Asset is operational but major repair or replacement will be needed. | Category 2 (Necessary): Essential work required to prevent the deterioration of an asset. | 25 | 2016-04-05 | 8.0548 | 51.5562 | x | 1 | 4. Significant | 10108 | Reactive Maintenance | 3
1019925 | Emergency Lighting - Self Contained | C (Poor): Asset is operational but major repair or replacement will be needed. | Category 2 (Necessary): Essential work required to prevent the deterioration of an asset. | 25 | 1999-05-13 | 24.9528 | 38.0378 | x | 1 | 4. Significant | 10108 | Reactive Maintenance | 3
1019926 | Emergency Lighting - Self Contained | C (Poor): Asset is operational but major repair or replacement will be needed. | Category 2 (Necessary): Essential work required to prevent the deterioration of an asset. | 25 | 2014-11-15 | 9.4428 | 50.4457 | x | 1 | 4. Significant | 10108 | Reactive Maintenance | 3
1019927 | Emergency Lighting - Self Contained | C (Poor): Asset is operational but major repair or replacement will be needed. | Category 2 (Necessary): Essential work required to prevent the deterioration of an asset. | 25 | 2001-03-26 | 23.0828 | 39.5337 | x | 1 | 4. Significant | 10108 | Reactive Maintenance | 3
1019928 | Emergency Lighting - Self Contained | C (Poor): Asset is operational but major repair or replacement will be needed. | Category 2 (Necessary): Essential work required to prevent the deterioration of an asset. | 25 | 2024-01-17 | 0.27105 | 57.7832 | x | 1 | 4. Significant | 10108 | Reactive Maintenance | 3
1019929 | Emergency Lighting - Self Contained | C (Poor): Asset is operational but major repair or replacement will be needed. | Category 2 (Necessary): Essential work required to prevent the deterioration of an asset. | 25 | 2002-10-10 | 21.5414 | 40.7669 | x | 1 | 4. Significant | 10108 | Reactive Maintenance | 3
1019930 | Emergency Lighting - Self Contained | C (Poor): Asset is operational but major repair or replacement will be needed. | Category 2 (Necessary): Essential work required to prevent the deterioration of an asset. | 25 | 2007-06-18 | 16.8542 | 44.5166 | x | 1 | 4. Significant | 10108 | Reactive Maintenance | 3
1019931 | Emergency Lighting - Self Contained | C (Poor): Asset is operational but major repair or replacement will be needed. | Category 2 (Necessary): Essential work required to prevent the deterioration of an asset. | 25 | 2018-07-02 | 5.8152 | 53.3478 | x | 1 | 4. Significant | 10108 | Reactive Maintenance | 3
1019932 | Emergency Lighting - Self Contained | C (Poor): Asset is operational but major repair or replacement will be needed. | Category 2 (Necessary): Essential work required to prevent the deterioration of an asset. | 25 | 2021-02-16 | 3.1869 | 55.4505 | x | 1 | 4. Significant | 10108 | Reactive Maintenance | 3
1019933 | Emergency Lighting - Self Contained | C (Poor): Asset is operational but major repair or replacement will be needed. | Category 2 (Necessary): Essential work required to prevent the deterioration of an asset. | 25 | 2000-09-03 | 23.6413 | 39.0869 | x | 1 | 4. Significant | 10108 | Reactive Maintenance | 3
1019939 | Fire Doors | C (Poor): Asset is operational but major repair or replacement will be needed. | Category 2 (Necessary): Essential work required to prevent the deterioration of an asset. | 20 | 2015-08-25 | 8.668 | 49.332 | x | 1 | 3. Moderate | 10108 | Reactive Maintenance | 7
1019940 | Fire Doors | C (Poor): Asset is operational but major repair or replacement will be needed. | Category 2 (Necessary): Essential work required to prevent the deterioration of an asset. | 20 | 2010-06-22 | 13.8426 | 44.1574 | x | 1 | 3. Moderate | 10108 | Reactive Maintenance | 7
1019943 | Pipework for Low Pressure Natural Gas, Liquefied Petroleum Gas (LPG) or Oil | C (Poor): Asset is operational but major repair or replacement will be needed. | Category 2 (Necessary): Essential work required to prevent the deterioration of an asset. | 50 | 2019-03-25 | 5.0869 | 55.9652 | x | 1 | 5. Severe | 10108 | Reactive Maintenance | 1
1019944 | Pipework for Low Pressure Natural Gas, Liquefied Petroleum Gas (LPG) or Oil | C (Poor): Asset is operational but major repair or replacement will be needed. | Category 2 (Necessary): Essential work required to prevent the deterioration of an asset. | 50 | 1996-09-13 | 27.614 | 46.9544 | x | 1 | 5. Severe | 10108 | Reactive Maintenance | 1
1019952 | Hand Dryer | C (Poor): Asset is operational but major repair or replacement will be needed. | Category 2 (Necessary): Essential work required to prevent the deterioration of an asset. | 5 | 2020-08-19 | 3.6824 | 43.2704 | x | 1 | 2. Minor | 10108 | Reactive Maintenance | 14
1019959 | Intruder Alarms | C (Poor): Asset is operational but major repair or replacement will be needed. | Category 2 (Necessary): Essential work required to prevent the deterioration of an asset. | 15 | 2014-04-25 | 10.0014 | 44.6648 | x | 1 | 5. Severe | 10108 | Reactive Maintenance | 1
1019960 | Lightning Conductor and Earth | D (Very Poor): Asset runs a serious risk of imminent breakdown or poses a health and safety risk. | Category 1 (Urgent): Critical work required to address serious health and safety issues and correct any breach of legislation. | 30 | 1995-02-06 | 29.2156 | 24.5229 | x | 1 | 4. Significant | 10108 | Reactive Maintenance | 3
1019961 | Electrical Installation - Generally | C (Poor): Asset is operational but major repair or replacement will be needed. | Category 2 (Necessary): Essential work required to prevent the deterioration of an asset. | 35 | 2019-04-11 | 5.0404 | 55.1198 | x | 1 | 4. Significant | 10108 | Reactive Maintenance | 3
1019963 | Fire Extinguishers - Foam (Stored Pressure) | C (Poor): Asset is operational but major repair or replacement will be needed. | Category 2 (Necessary): Essential work required to prevent the deterioration of an asset. | 15 | 2010-05-10 | 13.9603 | 39.3863 | x | 1 | 5. Severe | 10108 | Reactive Maintenance | 1
1019966 | Roof Coverings and Flashings | C (Poor): Asset is operational but major repair or replacement will be needed. | Category 2 (Necessary): Essential work required to prevent the deterioration of an asset. | 40 | 2008-05-16 | 15.9425 | 50.0287 | x | 1 | 4. Significant | 10108 | Reactive Maintenance | 3
1019977 | Showers | C (Poor): Asset is operational but major repair or replacement will be needed. | Category 2 (Necessary): Essential work required to prevent the deterioration of an asset. | 5 | 2021-01-31 | 3.2307 | 45.0773 | x | 1 | 3. Moderate | 10108 | Reactive Maintenance | 7
1019978 | Fans - Window or Wall Mounted | C (Poor): Asset is operational but major repair or replacement will be needed. | Category 2 (Necessary): Essential work required to prevent the deterioration of an asset. | 15 | 2015-02-13 | 9.1964 | 45.7381 | x | 1 | 2. Minor | 10108 | Reactive Maintenance | 14
1019981 | Toilet and Shower Areas | C (Poor): Asset is operational but major repair or replacement will be needed. | Category 2 (Necessary): Essential work required to prevent the deterioration of an asset. | 25 | 2000-05-20 | 23.9316 | 38.8548 | x | 1 | 3. Moderate | 10108 | Reactive Maintenance | 7
1019982 | Toilet and Shower Areas | C (Poor): Asset is operational but major repair or replacement will be needed. | Category 2 (Necessary): Essential work required to prevent the deterioration of an asset. | 25 | 2004-09-09 | 19.6249 | 42.3001 | x | 1 | 3. Moderate | 10108 | Reactive Maintenance | 7
1019983 | Toilet and Shower Areas | C (Poor): Asset is operational but major repair or replacement will be needed. | Category 2 (Necessary): Essential work required to prevent the deterioration of an asset. | 25 | 2021-01-01 | 3.3128 | 55.3498 | x | 1 | 3. Moderate | 10108 | Reactive Maintenance | 7
1019984 | Toilet and Shower Areas | C (Poor): Asset is operational but major repair or replacement will be needed. | Category 2 (Necessary): Essential work required to prevent the deterioration of an asset. | 25 | 2020-04-22 | 4.0082 | 54.7934 | x | 1 | 3. Moderate | 10108 | Reactive Maintenance | 7
1019985 | Toilet and Shower Areas | C (Poor): Asset is operational but major repair or replacement will be needed. | Category 2 (Necessary): Essential work required to prevent the deterioration of an asset. | 25 | 2004-05-20 | 19.9316 | 42.0548 | x | 1 | 3. Moderate | 10108 | Reactive Maintenance | 7
1019986 | Toilet and Shower Areas | C (Poor): Asset is operational but major repair or replacement will be needed. | Category 2 (Necessary): Essential work required to prevent the deterioration of an asset. | 25 | 2014-08-27 | 9.6619 | 50.2705 | x | 1 | 3. Moderate | 10108 | Reactive Maintenance | 7
1019987 | Toilet and Shower Areas | C (Poor): Asset is operational but major repair or replacement will be needed. | Category 2 (Necessary): Essential work required to prevent the deterioration of an asset. | 25 | 2007-10-02 | 16.564 | 44.7488 | x | 1 | 3. Moderate | 10108 | Reactive Maintenance | 7
1019988 | Toilet and Shower Areas | C (Poor): Asset is operational but major repair or replacement will be needed. | Category 2 (Necessary): Essential work required to prevent the deterioration of an asset. | 25 | 2003-02-21 | 21.1745 | 41.0604 | x | 1 | 3. Moderate | 10108 | Reactive Maintenance | 7
1019989 | Toilet and Shower Areas | C (Poor): Asset is operational but major repair or replacement will be needed. | Category 2 (Necessary): Essential work required to prevent the deterioration of an asset. | 25 | 2005-09-16 | 18.6064 | 43.1149 | x | 1 | 3. Moderate | 10108 | Reactive Maintenance | 7
1019990 | Toilet and Shower Areas | C (Poor): Asset is operational but major repair or replacement will be needed. | Category 2 (Necessary): Essential work required to prevent the deterioration of an asset. | 25 | 2012-06-26 | 11.8303 | 48.5358 | x | 1 | 3. Moderate | 10108 | Reactive Maintenance | 7
1019991 | Toilet and Shower Areas | C (Poor): Asset is operational but major repair or replacement will be needed. | Category 2 (Necessary): Essential work required to prevent the deterioration of an asset. | 25 | 2018-08-09 | 5.7112 | 53.4311 | x | 1 | 3. Moderate | 10108 | Reactive Maintenance | 7
1019998 | Closed-Circuit Television (CCTV) | C (Poor): Asset is operational but major repair or replacement will be needed. | Category 2 (Necessary): Essential work required to prevent the deterioration of an asset. | 15 | 2018-05-04 | 5.9767 | 42.031 | x | 5 | 5. Severe | 12353 | Reactive Maintenance | 1
1019999 | Emergency Lighting - Self Contained | C (Poor): Asset is operational but major repair or replacement will be needed. | Category 2 (Necessary): Essential work required to prevent the deterioration of an asset. | 25 | 2019-06-30 | 4.8214 | 46.1429 | x | 5 | 4. Significant | 12353 | Reactive Maintenance | 3
1020001 | Lightning Conductor and Earth | D (Very Poor): Asset runs a serious risk of imminent breakdown or poses a health and safety risk. | Category 1 (Urgent): Critical work required to address serious health and safety issues and correct any breach of legislation. | 30 | 2001-07-07 | 22.8008 | 20.7995 | x | 5 | 4. Significant | 12353 | Reactive Maintenance | 3
1020002 | Electrical Installation - Generally | C (Poor): Asset is operational but major repair or replacement will be needed. | Category 2 (Necessary): Essential work required to prevent the deterioration of an asset. | 35 | 1994-09-06 | 29.6345 | 33.066 | x | 5 | 4. Significant | 12353 | Reactive Maintenance | 3
1020003 | Fire Extinguishers - Foam (Stored Pressure) | C (Poor): Asset is operational but major repair or replacement will be needed. | Category 2 (Necessary): Essential work required to prevent the deterioration of an asset. | 15 | 2018-01-15 | 6.2752 | 41.6331 | x | 5 | 5. Severe | 12353 | Reactive Maintenance | 1
1020010 | Outstations | C (Poor): Asset is operational but major repair or replacement will be needed. | Category 2 (Necessary): Essential work required to prevent the deterioration of an asset. | 10 | 2023-04-15 | 1.0294 | 49.9411 | x | 4 | 4. Significant | 12354 | Reactive Maintenance | 3
1020014 | Closed-Circuit Television (CCTV) | C (Poor): Asset is operational but major repair or replacement will be needed. | Category 2 (Necessary): Essential work required to prevent the deterioration of an asset. | 15 | 2016-09-19 | 7.5975 | 41.87 | x | 4 | 5. Severe | 12354 | Reactive Maintenance | 1
1020015 | Emergency Lighting - Self Contained | C (Poor): Asset is operational but major repair or replacement will be needed. | Category 2 (Necessary): Essential work required to prevent the deterioration of an asset. | 25 | 1999-02-14 | 25.1937 | 31.845 | x | 4 | 4. Significant | 12354 | Reactive Maintenance | 3
1020016 | Emergency Lighting - Self Contained | C (Poor): Asset is operational but major repair or replacement will be needed. | Category 2 (Necessary): Essential work required to prevent the deterioration of an asset. | 25 | 2010-08-15 | 13.6947 | 41.0442 | x | 4 | 4. Significant | 12354 | Reactive Maintenance | 3
1020017 | Emergency Lighting - Self Contained | C (Poor): Asset is operational but major repair or replacement will be needed. | Category 2 (Necessary): Essential work required to prevent the deterioration of an asset. | 25 | 2013-03-21 | 11.0965 | 43.1228 | x | 4 | 4. Significant | 12354 | Reactive Maintenance | 3
1020018 | Emergency Lighting - Self Contained | C (Poor): Asset is operational but major repair or replacement will be needed. | Category 2 (Necessary): Essential work required to prevent the deterioration of an asset. | 25 | 2001-01-28 | 23.2389 | 33.4089 | x | 4 | 4. Significant | 12354 | Reactive Maintenance | 3
1020019 | Emergency Lighting - Self Contained | C (Poor): Asset is operational but major repair or replacement will be needed. | Category 2 (Necessary): Essential work required to prevent the deterioration of an asset. | 25 | 2009-04-06 | 15.0527 | 39.9578 | x | 4 | 4. Significant | 12354 | Reactive Maintenance | 3
1020020 | Emergency Lighting - Self Contained | C (Poor): Asset is operational but major repair or replacement will be needed. | Category 2 (Necessary): Essential work required to prevent the deterioration of an asset. | 25 | 2006-01-24 | 18.2505 | 37.3996 | x | 4 | 4. Significant | 12354 | Reactive Maintenance | 3
1020021 | Emergency Lighting - Self Contained | C (Poor): Asset is operational but major repair or replacement will be needed. | Category 2 (Necessary): Essential work required to prevent the deterioration of an asset. | 25 | 2016-12-22 | 7.3402 | 46.1279 | x | 4 | 4. Significant | 12354 | Reactive Maintenance | 3
1020022 | Emergency Lighting - Self Contained | C (Poor): Asset is operational but major repair or replacement will be needed. | Category 2 (Necessary): Essential work required to prevent the deterioration of an asset. | 25 | 2021-01-26 | 3.2444 | 49.4045 | x | 4 | 4. Significant | 12354 | Reactive Maintenance | 3
1020023 | Emergency Lighting - Self Contained | C (Poor): Asset is operational but major repair or replacement will be needed. | Category 2 (Necessary): Essential work required to prevent the deterioration of an asset. | 25 | 2015-10-28 | 8.4928 | 45.2057 | x | 4 | 4. Significant | 12354 | Reactive Maintenance | 3
1020024 | Emergency Lighting - Self Contained | C (Poor): Asset is operational but major repair or replacement will be needed. | Category 2 (Necessary): Essential work required to prevent the deterioration of an asset. | 25 | 2009-02-27 | 15.1567 | 39.8746 | x | 4 | 4. Significant | 12354 | Reactive Maintenance | 3
1020025 | Emergency Lighting - Self Contained | C (Poor): Asset is operational but major repair or replacement will be needed. | Category 2 (Necessary): Essential work required to prevent the deterioration of an asset. | 25 | 2008-11-02 | 15.4771 | 39.6183 | x | 4 | 4. Significant | 12354 | Reactive Maintenance | 3
1020026 | Emergency Lighting - Self Contained | C (Poor): Asset is operational but major repair or replacement will be needed. | Category 2 (Necessary): Essential work required to prevent the deterioration of an asset. | 25 | 2011-03-07 | 13.1362 | 41.491 | x | 4 | 4. Significant | 12354 | Reactive Maintenance | 3
1020027 | Emergency Lighting - Self Contained | C (Poor): Asset is operational but major repair or replacement will be needed. | Category 2 (Necessary): Essential work required to prevent the deterioration of an asset. | 25 | 2021-04-29 | 2.9897 | 49.6082 | x | 4 | 4. Significant | 12354 | Reactive Maintenance | 3
1020028 | Emergency Lighting - Self Contained | C (Poor): Asset is operational but major repair or replacement will be needed. | Category 2 (Necessary): Essential work required to prevent the deterioration of an asset. | 25 | 2011-06-04 | 12.8925 | 41.686 | x | 4 | 4. Significant | 12354 | Reactive Maintenance | 3
1020029 | Emergency Lighting - Self Contained | C (Poor): Asset is operational but major repair or replacement will be needed. | Category 2 (Necessary): Essential work required to prevent the deterioration of an asset. | 25 | 2022-06-19 | 1.8508 | 50.5194 | x | 4 | 4. Significant | 12354 | Reactive Maintenance | 3
1020030 | Emergency Lighting - Self Contained | C (Poor): Asset is operational but major repair or replacement will be needed. | Category 2 (Necessary): Essential work required to prevent the deterioration of an asset. | 25 | 2019-05-13 | 4.9528 | 48.0378 | x | 4 | 4. Significant | 12354 | Reactive Maintenance | 3
1020034 | Fire Doors | C (Poor): Asset is operational but major repair or replacement will be needed. | Category 2 (Necessary): Essential work required to prevent the deterioration of an asset. | 20 | 2006-09-25 | 17.5825 | 34.4175 | x | 4 | 3. Moderate | 12354 | Reactive Maintenance | 7
1020035 | Fire Doors | C (Poor): Asset is operational but major repair or replacement will be needed. | Category 2 (Necessary): Essential work required to prevent the deterioration of an asset. | 20 | 2012-02-10 | 12.2053 | 39.7947 | x | 4 | 3. Moderate | 12354 | Reactive Maintenance | 7
1020038 | Pipework for Low Pressure Natural Gas, Liquefied Petroleum Gas (LPG) or Oil | C (Poor): Asset is operational but major repair or replacement will be needed. | Category 2 (Necessary): Essential work required to prevent the deterioration of an asset. | 50 | 1996-04-23 | 28.0055 | 40.7978 | x | 4 | 5. Severe | 12354 | Reactive Maintenance | 1
1020040 | Hand Dryer | C (Poor): Asset is operational but major repair or replacement will be needed. | Category 2 (Necessary): Essential work required to prevent the deterioration of an asset. | 5 | 2021-08-02 | 2.7296 | 41.0815 | x | 4 | 2. Minor | 12354 | Reactive Maintenance | 14
1020041 | Pipework Systems - General | C (Poor): Asset is operational but major repair or replacement will be needed. | Category 2 (Necessary): Essential work required to prevent the deterioration of an asset. | 20 | 2015-06-09 | 8.8789 | 43.1211 | x | 4 | 4. Significant | 12354 | Reactive Maintenance | 3
1020042 | Pipework Systems - General | C (Poor): Asset is operational but major repair or replacement will be needed. | Category 2 (Necessary): Essential work required to prevent the deterioration of an asset. | 45 | 2013-02-12 | 11.1978 | 47.0232 | x | 4 | 4. Significant | 12354 | Reactive Maintenance | 3
1020043 | Intercom System | C (Poor): Asset is operational but major repair or replacement will be needed. | Category 2 (Necessary): Essential work required to prevent the deterioration of an asset. | 15 | 2017-04-13 | 7.0335 | 42.6219 | x | 4 | 3. Moderate | 12354 | Reactive Maintenance | 7
1020045 | Intruder Alarms | C (Poor): Asset is operational but major repair or replacement will be needed. | Category 2 (Necessary): Essential work required to prevent the deterioration of an asset. | 15 | 2019-08-26 | 4.6653 | 45.7796 | x | 4 | 5. Severe | 12354 | Reactive Maintenance | 1
1020046 | Electrical Installation - Generally | C (Poor): Asset is operational but major repair or replacement will be needed. | Category 2 (Necessary): Essential work required to prevent the deterioration of an asset. | 35 | 1996-02-22 | 28.1725 | 35.9014 | x | 4 | 4. Significant | 12354 | Reactive Maintenance | 3
1020048 | Fire Extinguishers - Foam (Stored Pressure) | C (Poor): Asset is operational but major repair or replacement will be needed. | Category 2 (Necessary): Essential work required to prevent the deterioration of an asset. | 15 | 2018-08-31 | 5.6509 | 44.4654 | x | 4 | 5. Severe | 12354 | Reactive Maintenance | 1
1020050 | Roof Coverings and Flashings | C (Poor): Asset is operational but major repair or replacement will be needed. | Category 2 (Necessary): Essential work required to prevent the deterioration of an asset. | 40 | 1994-11-12 | 29.4511 | 37.2745 | x | 4 | 4. Significant | 12354 | Reactive Maintenance | 3
1020052 | Fans - Window or Wall Mounted | C (Poor): Asset is operational but major repair or replacement will be needed. | Category 2 (Necessary): Essential work required to prevent the deterioration of an asset. | 15 | 2019-06-09 | 4.8789 | 45.4949 | x | 4 | 2. Minor | 12354 | Reactive Maintenance | 14
1020055 | Toilet and Shower Areas | C (Poor): Asset is operational but major repair or replacement will be needed. | Category 2 (Necessary): Essential work required to prevent the deterioration of an asset. | 25 | 2007-04-29 | 16.9911 | 38.4071 | x | 4 | 3. Moderate | 12354 | Reactive Maintenance | 7
1020059 | Closed-Circuit Television (CCTV) | C (Poor): Asset is operational but major repair or replacement will be needed. | Category 2 (Necessary): Essential work required to prevent the deterioration of an asset. | 15 | 2010-09-08 | 13.629 | 33.828 | x | 4 | 5. Severe | 12354 | Reactive Maintenance | 1
1020066 | Refrigerant Distribution System | C (Poor): Asset is operational but major repair or replacement will be needed. | Category 2 (Necessary): Essential work required to prevent the deterioration of an asset. | 30 | 2006-04-06 | 18.0534 | 39.9644 | x | 4 | 4. Significant | 12355 | Reactive Maintenance | 3
1020068 | Access Control | C (Poor): Asset is operational but major repair or replacement will be needed. | Category 2 (Necessary): Essential work required to prevent the deterioration of an asset. | 15 | 2012-05-11 | 11.9562 | 36.0584 | x | 4 | 4. Significant | 12355 | Reactive Maintenance | 3
1020070 | Outstations | C (Poor): Asset is operational but major repair or replacement will be needed. | Category 2 (Necessary): Essential work required to prevent the deterioration of an asset. | 10 | 2022-10-21 | 1.5113 | 48.9774 | x | 4 | 4. Significant | 12355 | Reactive Maintenance | 3
1020074 | Closed-Circuit Television (CCTV) | C (Poor): Asset is operational but major repair or replacement will be needed. | Category 2 (Necessary): Essential work required to prevent the deterioration of an asset. | 15 | 2013-10-17 | 10.5216 | 37.9713 | x | 4 | 5. Severe | 12355 | Reactive Maintenance | 1
1020075 | Emergency Lighting - Self Contained | C (Poor): Asset is operational but major repair or replacement will be needed. | Category 2 (Necessary): Essential work required to prevent the deterioration of an asset. | 25 | 2018-07-03 | 5.8125 | 47.35 | x | 4 | 4. Significant | 12355 | Reactive Maintenance | 3
1020076 | Emergency Lighting - Self Contained | C (Poor): Asset is operational but major repair or replacement will be needed. | Category 2 (Necessary): Essential work required to prevent the deterioration of an asset. | 25 | 2008-12-25 | 15.332 | 39.7344 | x | 4 | 4. Significant | 12355 | Reactive Maintenance | 3
1020077 | Emergency Lighting - Self Contained | C (Poor): Asset is operational but major repair or replacement will be needed. | Category 2 (Necessary): Essential work required to prevent the deterioration of an asset. | 25 | 2002-06-27 | 21.8289 | 34.5369 | x | 4 | 4. Significant | 12355 | Reactive Maintenance | 3
1020078 | Emergency Lighting - Self Contained | C (Poor): Asset is operational but major repair or replacement will be needed. | Category 2 (Necessary): Essential work required to prevent the deterioration of an asset. | 25 | 2011-04-28 | 12.9938 | 41.6049 | x | 4 | 4. Significant | 12355 | Reactive Maintenance | 3
1020079 | Emergency Lighting - Self Contained | C (Poor): Asset is operational but major repair or replacement will be needed. | Category 2 (Necessary): Essential work required to prevent the deterioration of an asset. | 25 | 2019-10-06 | 4.553 | 48.3576 | x | 4 | 4. Significant | 12355 | Reactive Maintenance | 3
1020080 | Emergency Lighting - Self Contained | C (Poor): Asset is operational but major repair or replacement will be needed. | Category 2 (Necessary): Essential work required to prevent the deterioration of an asset. | 25 | 2005-07-27 | 18.7461 | 37.0031 | x | 4 | 4. Significant | 12355 | Reactive Maintenance | 3
1020081 | Emergency Lighting - Self Contained | C (Poor): Asset is operational but major repair or replacement will be needed. | Category 2 (Necessary): Essential work required to prevent the deterioration of an asset. | 25 | 2013-09-08 | 10.6283 | 43.4973 | x | 4 | 4. Significant | 12355 | Reactive Maintenance | 3
1020084 | Fire Doors | C (Poor): Asset is operational but major repair or replacement will be needed. | Category 2 (Necessary): Essential work required to prevent the deterioration of an asset. | 20 | 2020-08-05 | 3.7207 | 48.2793 | x | 4 | 3. Moderate | 12355 | Reactive Maintenance | 7
1020085 | Fire Doors | C (Poor): Asset is operational but major repair or replacement will be needed. | Category 2 (Necessary): Essential work required to prevent the deterioration of an asset. | 20 | 2004-07-19 | 19.7673 | 32.2327 | x | 4 | 3. Moderate | 12355 | Reactive Maintenance | 7
1020094 | Hand Dryer | C (Poor): Asset is operational but major repair or replacement will be needed. | Category 2 (Necessary): Essential work required to prevent the deterioration of an asset. | 5 | 2021-09-19 | 2.5982 | 41.6071 | x | 4 | 2. Minor | 12355 | Reactive Maintenance | 14
1020095 | Pipework Systems - General | C (Poor): Asset is operational but major repair or replacement will be needed. | Category 2 (Necessary): Essential work required to prevent the deterioration of an asset. | 45 | 2002-05-24 | 21.922 | 42.2569 | x | 4 | 4. Significant | 12355 | Reactive Maintenance | 3
1020096 | Pipework Systems - General | C (Poor): Asset is operational but major repair or replacement will be needed. | Category 2 (Necessary): Essential work required to prevent the deterioration of an asset. | 20 | 2010-03-21 | 14.0972 | 37.9028 | x | 4 | 4. Significant | 12355 | Reactive Maintenance | 3
1020097 | Pipework Systems - General | C (Poor): Asset is operational but major repair or replacement will be needed. | Category 2 (Necessary): Essential work required to prevent the deterioration of an asset. | 35 | 2000-02-24 | 24.167 | 38.1903 | x | 4 | 4. Significant | 12355 | Reactive Maintenance | 3
1020099 | Electrical Installation - Generally | C (Poor): Asset is operational but major repair or replacement will be needed. | Category 2 (Necessary): Essential work required to prevent the deterioration of an asset. | 35 | 2020-10-16 | 3.5236 | 49.9865 | x | 4 | 4. Significant | 12355 | Reactive Maintenance | 3
1020101 | Fire Extinguishers - Foam (Stored Pressure) | C (Poor): Asset is operational but major repair or replacement will be needed. | Category 2 (Necessary): Essential work required to prevent the deterioration of an asset. | 15 | 2023-04-28 | 0.99384 | 50.6749 | x | 4 | 5. Severe | 12355 | Reactive Maintenance | 1
1020103 | Roof Coverings and Flashings | C (Poor): Asset is operational but major repair or replacement will be needed. | Category 2 (Necessary): Essential work required to prevent the deterioration of an asset. | 40 | 1997-11-27 | 26.4093 | 38.7953 | x | 4 | 4. Significant | 12355 | Reactive Maintenance | 3
1020104 | Roof Coverings and Flashings | C (Poor): Asset is operational but major repair or replacement will be needed. | Category 2 (Necessary): Essential work required to prevent the deterioration of an asset. | 40 | 2005-04-24 | 19.0034 | 42.4983 | x | 4 | 4. Significant | 12355 | Reactive Maintenance | 3
1020105 | Roof Coverings and Flashings | C (Poor): Asset is operational but major repair or replacement will be needed. | Category 2 (Necessary): Essential work required to prevent the deterioration of an asset. | 40 | 2016-10-30 | 7.4853 | 48.2574 | x | 4 | 4. Significant | 12355 | Reactive Maintenance | 3
1020110 | Showers | C (Poor): Asset is operational but major repair or replacement will be needed. | Category 2 (Necessary): Essential work required to prevent the deterioration of an asset. | 5 | 2021-06-09 | 2.8775 | 40.4901 | x | 4 | 3. Moderate | 12355 | Reactive Maintenance | 7
1020111 | Fans - Window or Wall Mounted | C (Poor): Asset is operational but major repair or replacement will be needed. | Category 2 (Necessary): Essential work required to prevent the deterioration of an asset. | 15 | 2021-04-23 | 3.0062 | 47.9918 | x | 4 | 2. Minor | 12355 | Reactive Maintenance | 14
1020114 | Toilet and Shower Areas | C (Poor): Asset is operational but major repair or replacement will be needed. | Category 2 (Necessary): Essential work required to prevent the deterioration of an asset. | 25 | 2021-06-17 | 2.8556 | 49.7155 | x | 4 | 3. Moderate | 12355 | Reactive Maintenance | 7
1020115 | Toilet and Shower Areas | C (Poor): Asset is operational but major repair or replacement will be needed. | Category 2 (Necessary): Essential work required to prevent the deterioration of an asset. | 25 | 2020-03-14 | 4.115 | 48.708 | x | 4 | 3. Moderate | 12355 | Reactive Maintenance | 7
1020116 | Toilet and Shower Areas | C (Poor): Asset is operational but major repair or replacement will be needed. | Category 2 (Necessary): Essential work required to prevent the deterioration of an asset. | 25 | 2007-05-04 | 16.9774 | 38.4181 | x | 4 | 3. Moderate | 12355 | Reactive Maintenance | 7
1020117 | Toilet and Shower Areas | C (Poor): Asset is operational but major repair or replacement will be needed. | Category 2 (Necessary): Essential work required to prevent the deterioration of an asset. | 25 | 2019-03-16 | 5.1116 | 47.9107 | x | 4 | 3. Moderate | 12355 | Reactive Maintenance | 7
1020118 | Toilet and Shower Areas | C (Poor): Asset is operational but major repair or replacement will be needed. | Category 2 (Necessary): Essential work required to prevent the deterioration of an asset. | 25 | 2005-08-06 | 18.7187 | 37.0251 | x | 4 | 3. Moderate | 12355 | Reactive Maintenance | 7
1020119 | Toilet and Shower Areas | C (Poor): Asset is operational but major repair or replacement will be needed. | Category 2 (Necessary): Essential work required to prevent the deterioration of an asset. | 25 | 2012-12-14 | 11.3621 | 42.9103 | x | 4 | 3. Moderate | 12355 | Reactive Maintenance | 7
1020120 | Toilet and Shower Areas | C (Poor): Asset is operational but major repair or replacement will be needed. | Category 2 (Necessary): Essential work required to prevent the deterioration of an asset. | 25 | 2003-07-18 | 20.7721 | 35.3823 | x | 4 | 3. Moderate | 12355 | Reactive Maintenance | 7
1020121 | Toilet and Shower Areas | C (Poor): Asset is operational but major repair or replacement will be needed. | Category 2 (Necessary): Essential work required to prevent the deterioration of an asset. | 25 | 2001-02-05 | 23.217 | 33.4264 | x | 4 | 3. Moderate | 12355 | Reactive Maintenance | 7
1020122 | Toilet and Shower Areas | C (Poor): Asset is operational but major repair or replacement will be needed. | Category 2 (Necessary): Essential work required to prevent the deterioration of an asset. | 25 | 2006-09-29 | 17.5715 | 37.9428 | x | 4 | 3. Moderate | 12355 | Reactive Maintenance | 7
1020123 | Toilet and Shower Areas | C (Poor): Asset is operational but major repair or replacement will be needed. | Category 2 (Necessary): Essential work required to prevent the deterioration of an asset. | 25 | 2016-08-14 | 7.6961 | 45.8431 | x | 4 | 3. Moderate | 12355 | Reactive Maintenance | 7
1020124 | Toilet and Shower Areas | C (Poor): Asset is operational but major repair or replacement will be needed. | Category 2 (Necessary): Essential work required to prevent the deterioration of an asset. | 25 | 2014-08-11 | 9.7057 | 44.2355 | x | 4 | 3. Moderate | 12355 | Reactive Maintenance | 7
1020125 | Toilet and Shower Areas | C (Poor): Asset is operational but major repair or replacement will be needed. | Category 2 (Necessary): Essential work required to prevent the deterioration of an asset. | 25 | 2002-08-06 | 21.7194 | 34.6245 | x | 4 | 3. Moderate | 12355 | Reactive Maintenance | 7
1020131 | Access Control | C (Poor): Asset is operational but major repair or replacement will be needed. | Category 2 (Necessary): Essential work required to prevent the deterioration of an asset. | 15 | 2018-02-05 | 6.2177 | 45.7098 | x | 3 | 4. Significant | 12356 | Reactive Maintenance | 3
1020133 | Outstations | C (Poor): Asset is operational but major repair or replacement will be needed. | Category 2 (Necessary): Essential work required to prevent the deterioration of an asset. | 10 | 2019-12-18 | 4.3532 | 45.2936 | x | 3 | 4. Significant | 12356 | Reactive Maintenance | 3
1020137 | Closed-Circuit Television (CCTV) | C (Poor): Asset is operational but major repair or replacement will be needed. | Category 2 (Necessary): Essential work required to prevent the deterioration of an asset. | 15 | 2019-05-29 | 4.909 | 47.4547 | x | 3 | 5. Severe | 12356 | Reactive Maintenance | 1
1020138 | Closed-Circuit Television (CCTV) | C (Poor): Asset is operational but major repair or replacement will be needed. | Category 2 (Necessary): Essential work required to prevent the deterioration of an asset. | 15 | 2015-03-26 | 9.0842 | 41.8877 | x | 3 | 5. Severe | 12356 | Reactive Maintenance | 1
1020139 | Emergency Lighting - Self Contained | C (Poor): Asset is operational but major repair or replacement will be needed. | Category 2 (Necessary): Essential work required to prevent the deterioration of an asset. | 25 | 2002-05-09 | 21.963 | 36.4296 | x | 3 | 4. Significant | 12356 | Reactive Maintenance | 3
1020140 | Emergency Lighting - Self Contained | C (Poor): Asset is operational but major repair or replacement will be needed. | Category 2 (Necessary): Essential work required to prevent the deterioration of an asset. | 25 | 2005-05-04 | 18.976 | 38.8192 | x | 3 | 4. Significant | 12356 | Reactive Maintenance | 3
1020143 | Fire Doors | B (Average): Asset is sound, operationally safe and exhibits only minor deterioration. | Category 2 (Necessary): Essential work required to prevent the deterioration of an asset. | 20 | 2015-09-12 | 8.6188 | 59.3812 | x | 3 | 3. Moderate | 12356 | Reactive Maintenance | 7
1020144 | Fire Doors | B (Average): Asset is sound, operationally safe and exhibits only minor deterioration. | Category 2 (Necessary): Essential work required to prevent the deterioration of an asset. | 20 | 2013-03-03 | 11.1458 | 56.8542 | x | 3 | 3. Moderate | 12356 | Reactive Maintenance | 7
1020145 | Fire Doors | B (Average): Asset is sound, operationally safe and exhibits only minor deterioration. | Category 2 (Necessary): Essential work required to prevent the deterioration of an asset. | 20 | 2018-11-28 | 5.4073 | 62.5927 | x | 3 | 3. Moderate | 12356 | Reactive Maintenance | 7
1020146 | Fire Doors | C (Poor): Asset is operational but major repair or replacement will be needed. | Category 2 (Necessary): Essential work required to prevent the deterioration of an asset. | 20 | 2015-11-14 | 8.4463 | 45.5537 | x | 3 | 3. Moderate | 12356 | Reactive Maintenance | 7
1020147 | Fire Doors | C (Poor): Asset is operational but major repair or replacement will be needed. | Category 2 (Necessary): Essential work required to prevent the deterioration of an asset. | 20 | 2023-11-03 | 0.47639 | 53.5236 | x | 3 | 3. Moderate | 12356 | Reactive Maintenance | 7
1020157 | Hand Dryer | C (Poor): Asset is operational but major repair or replacement will be needed. | Category 2 (Necessary): Essential work required to prevent the deterioration of an asset. | 5 | 2022-09-09 | 1.6263 | 47.4949 | x | 3 | 2. Minor | 12356 | Reactive Maintenance | 14
1020159 | Pipework Systems - General | C (Poor): Asset is operational but major repair or replacement will be needed. | Category 2 (Necessary): Essential work required to prevent the deterioration of an asset. | 35 | 1994-08-18 | 29.6865 | 37.0363 | x | 3 | 4. Significant | 12356 | Reactive Maintenance | 3
1020163 | Intruder Alarms | C (Poor): Asset is operational but major repair or replacement will be needed. | Category 2 (Necessary): Essential work required to prevent the deterioration of an asset. | 15 | 2011-12-18 | 12.3532 | 37.5291 | x | 3 | 5. Severe | 12356 | Reactive Maintenance | 1
1020164 | Electrical Installation - Generally | C (Poor): Asset is operational but major repair or replacement will be needed. | Category 2 (Necessary): Essential work required to prevent the deterioration of an asset. | 35 | 2007-05-25 | 16.9199 | 44.3315 | x | 3 | 4. Significant | 12356 | Reactive Maintenance | 3
1020166 | Fire Extinguishers - Foam (Stored Pressure) | C (Poor): Asset is operational but major repair or replacement will be needed. | Category 2 (Necessary): Essential work required to prevent the deterioration of an asset. | 15 | 2015-01-13 | 9.2813 | 41.6249 | x | 3 | 5. Severe | 12356 | Reactive Maintenance | 1
1020168 | Roof Coverings and Flashings | C (Poor): Asset is operational but major repair or replacement will be needed. | Category 2 (Necessary): Essential work required to prevent the deterioration of an asset. | 40 | 2012-03-24 | 12.0876 | 47.9562 | x | 3 | 4. Significant | 12356 | Reactive Maintenance | 3
1020170 | Showers | C (Poor): Asset is operational but major repair or replacement will be needed. | Category 2 (Necessary): Essential work required to prevent the deterioration of an asset. | 5 | 2021-02-02 | 3.2252 | 41.0992 | x | 3 | 3. Moderate | 12356 | Reactive Maintenance | 7
1020171 | Fans - Window or Wall Mounted | C (Poor): Asset is operational but major repair or replacement will be needed. | Category 2 (Necessary): Essential work required to prevent the deterioration of an asset. | 15 | 2021-01-14 | 3.2772 | 49.6304 | x | 3 | 2. Minor | 12356 | Reactive Maintenance | 14
1020174 | Toilet and Shower Areas | C (Poor): Asset is operational but major repair or replacement will be needed. | Category 2 (Necessary): Essential work required to prevent the deterioration of an asset. | 25 | 2017-08-17 | 6.6886 | 48.6491 | x | 3 | 3. Moderate | 12356 | Reactive Maintenance | 7
1020175 | Toilet and Shower Areas | C (Poor): Asset is operational but major repair or replacement will be needed. | Category 2 (Necessary): Essential work required to prevent the deterioration of an asset. | 25 | 2012-08-13 | 11.6988 | 44.6409 | x | 3 | 3. Moderate | 12356 | Reactive Maintenance | 7
1020176 | Toilet and Shower Areas | C (Poor): Asset is operational but major repair or replacement will be needed. | Category 2 (Necessary): Essential work required to prevent the deterioration of an asset. | 25 | 2013-07-16 | 10.7762 | 45.3791 | x | 3 | 3. Moderate | 12356 | Reactive Maintenance | 7
1020177 | Toilet and Shower Areas | C (Poor): Asset is operational but major repair or replacement will be needed. | Category 2 (Necessary): Essential work required to prevent the deterioration of an asset. | 25 | 2006-07-05 | 17.807 | 39.7544 | x | 3 | 3. Moderate | 12356 | Reactive Maintenance | 7
1020182 | Refrigerant Distribution System | C (Poor): Asset is operational but major repair or replacement will be needed. | Category 2 (Necessary): Essential work required to prevent the deterioration of an asset. | 30 | 2000-07-25 | 23.7509 | 42.1661 | x | 1 | 4. Significant | 12357 | Reactive Maintenance | 3
1020185 | Access Control | C (Poor): Asset is operational but major repair or replacement will be needed. | Category 2 (Necessary): Essential work required to prevent the deterioration of an asset. | 15 | 2012-05-06 | 11.9699 | 42.0402 | x | 1 | 4. Significant | 12357 | Reactive Maintenance | 3
1020190 | Outstations | C (Poor): Asset is operational but major repair or replacement will be needed. | Category 2 (Necessary): Essential work required to prevent the deterioration of an asset. | 10 | 2020-11-15 | 3.4415 | 51.117 | x | 1 | 4. Significant | 12357 | Reactive Maintenance | 3
1020193 | Catering Equipment | C (Poor): Asset is operational but major repair or replacement will be needed. | Category 1 (Urgent): Critical work required to address serious health and safety issues and correct any breach of legislation. | 15 | 2022-11-20 | 1.4292 | 49.0945 | x | 1 | 2. Minor | 12357 | Reactive Maintenance | 14
1020194 | Closed-Circuit Television (CCTV) | C (Poor): Asset is operational but major repair or replacement will be needed. | Category 2 (Necessary): Essential work required to prevent the deterioration of an asset. | 15 | 2012-07-19 | 11.7673 | 42.3103 | x | 1 | 5. Severe | 12357 | Reactive Maintenance | 1
1020195 | Closed-Circuit Television (CCTV) | C (Poor): Asset is operational but major repair or replacement will be needed. | Category 2 (Necessary): Essential work required to prevent the deterioration of an asset. | 15 | 2013-10-09 | 10.5435 | 43.942 | x | 1 | 5. Severe | 12357 | Reactive Maintenance | 1
1020196 | Emergency Lighting - Self Contained | C (Poor): Asset is operational but major repair or replacement will be needed. | Category 2 (Necessary): Essential work required to prevent the deterioration of an asset. | 25 | 2019-03-15 | 5.1143 | 53.9086 | x | 1 | 4. Significant | 12357 | Reactive Maintenance | 3
1020197 | Emergency Lighting - Self Contained | C (Poor): Asset is operational but major repair or replacement will be needed. | Category 2 (Necessary): Essential work required to prevent the deterioration of an asset. | 25 | 2018-08-05 | 5.7221 | 53.4223 | x | 1 | 4. Significant | 12357 | Reactive Maintenance | 3
1020198 | Emergency Lighting - Self Contained | C (Poor): Asset is operational but major repair or replacement will be needed. | Category 2 (Necessary): Essential work required to prevent the deterioration of an asset. | 25 | 2012-05-08 | 11.9644 | 48.4285 | x | 1 | 4. Significant | 12357 | Reactive Maintenance | 3
1020199 | Emergency Lighting - Self Contained | C (Poor): Asset is operational but major repair or replacement will be needed. | Category 2 (Necessary): Essential work required to prevent the deterioration of an asset. | 25 | 2003-02-06 | 21.2156 | 41.0275 | x | 1 | 4. Significant | 12357 | Reactive Maintenance | 3
1020202 | Fire Doors | C (Poor): Asset is operational but major repair or replacement will be needed. | Category 2 (Necessary): Essential work required to prevent the deterioration of an asset. | 20 | 2019-12-07 | 4.3833 | 53.6167 | x | 1 | 3. Moderate | 12357 | Reactive Maintenance | 7
1020203 | Fire Doors | C (Poor): Asset is operational but major repair or replacement will be needed. | Category 2 (Necessary): Essential work required to prevent the deterioration of an asset. | 20 | 2021-12-06 | 2.3847 | 55.6153 | x | 1 | 3. Moderate | 12357 | Reactive Maintenance | 7
1020204 | Fire Doors | C (Poor): Asset is operational but major repair or replacement will be needed. | Category 2 (Necessary): Essential work required to prevent the deterioration of an asset. | 20 | 2023-01-01 | 1.3142 | 56.6858 | x | 1 | 3. Moderate | 12357 | Reactive Maintenance | 7
1020205 | Fire Doors | C (Poor): Asset is operational but major repair or replacement will be needed. | Category 2 (Necessary): Essential work required to prevent the deterioration of an asset. | 20 | 2018-06-23 | 5.8398 | 52.1602 | x | 1 | 3. Moderate | 12357 | Reactive Maintenance | 7
1020206 | Fire Doors | C (Poor): Asset is operational but major repair or replacement will be needed. | Category 2 (Necessary): Essential work required to prevent the deterioration of an asset. | 20 | 2009-10-13 | 14.5325 | 43.4675 | x | 1 | 3. Moderate | 12357 | Reactive Maintenance | 7
1020207 | Fire Doors | C (Poor): Asset is operational but major repair or replacement will be needed. | Category 2 (Necessary): Essential work required to prevent the deterioration of an asset. | 20 | 2022-11-05 | 1.4702 | 56.5298 | x | 1 | 3. Moderate | 12357 | Reactive Maintenance | 7
1020208 | Fire Doors | C (Poor): Asset is operational but major repair or replacement will be needed. | Category 2 (Necessary): Essential work required to prevent the deterioration of an asset. | 20 | 2017-07-11 | 6.7899 | 51.2101 | x | 1 | 3. Moderate | 12357 | Reactive Maintenance | 7
1020209 | Fire Doors | C (Poor): Asset is operational but major repair or replacement will be needed. | Category 2 (Necessary): Essential work required to prevent the deterioration of an asset. | 20 | 2019-02-24 | 5.1663 | 52.8337 | x | 1 | 3. Moderate | 12357 | Reactive Maintenance | 7
1020210 | Fire Doors | C (Poor): Asset is operational but major repair or replacement will be needed. | Category 2 (Necessary): Essential work required to prevent the deterioration of an asset. | 20 | 2007-05-20 | 16.9336 | 41.0664 | x | 1 | 3. Moderate | 12357 | Reactive Maintenance | 7
1020211 | Fire Doors | C (Poor): Asset is operational but major repair or replacement will be needed. | Category 2 (Necessary): Essential work required to prevent the deterioration of an asset. | 20 | 2018-12-07 | 5.3826 | 52.6174 | x | 1 | 3. Moderate | 12357 | Reactive Maintenance | 7
1020212 | Fire Doors | C (Poor): Asset is operational but major repair or replacement will be needed. | Category 2 (Necessary): Essential work required to prevent the deterioration of an asset. | 20 | 2016-04-13 | 8.0329 | 49.9671 | x | 1 | 3. Moderate | 12357 | Reactive Maintenance | 7
1020213 | Fire Doors | C (Poor): Asset is operational but major repair or replacement will be needed. | Category 2 (Necessary): Essential work required to prevent the deterioration of an asset. | 20 | 2005-02-09 | 19.206 | 38.794 | x | 1 | 3. Moderate | 12357 | Reactive Maintenance | 7
1020247 | Hand Dryer | C (Poor): Asset is operational but major repair or replacement will be needed. | Category 2 (Necessary): Essential work required to prevent the deterioration of an asset. | 5 | 2020-10-24 | 3.5017 | 43.9932 | x | 1 | 2. Minor | 12357 | Reactive Maintenance | 14
1020248 | Hand Dryer | C (Poor): Asset is operational but major repair or replacement will be needed. | Category 2 (Necessary): Essential work required to prevent the deterioration of an asset. | 5 | 2020-10-15 | 3.5264 | 43.8946 | x | 1 | 2. Minor | 12357 | Reactive Maintenance | 14
1020249 | Pipework Systems - General | C (Poor): Asset is operational but major repair or replacement will be needed. | Category 2 (Necessary): Essential work required to prevent the deterioration of an asset. | 20 | 2013-06-29 | 10.8227 | 47.1773 | x | 1 | 4. Significant | 12357 | Reactive Maintenance | 3
1020250 | Pipework Systems - General | C (Poor): Asset is operational but major repair or replacement will be needed. | Category 2 (Necessary): Essential work required to prevent the deterioration of an asset. | 20 | 2023-08-16 | 0.69268 | 57.3073 | x | 1 | 4. Significant | 12357 | Reactive Maintenance | 3
1020251 | Pipework Systems - General | C (Poor): Asset is operational but major repair or replacement will be needed. | Category 2 (Necessary): Essential work required to prevent the deterioration of an asset. | 20 | 2005-12-04 | 18.3901 | 39.6099 | x | 1 | 4. Significant | 12357 | Reactive Maintenance | 3
1020252 | Pipework Systems - General | C (Poor): Asset is operational but major repair or replacement will be needed. | Category 2 (Necessary): Essential work required to prevent the deterioration of an asset. | 20 | 2017-06-12 | 6.8693 | 51.1307 | x | 1 | 4. Significant | 12357 | Reactive Maintenance | 3
1020253 | Pipework Systems - General | C (Poor): Asset is operational but major repair or replacement will be needed. | Category 2 (Necessary): Essential work required to prevent the deterioration of an asset. | 35 | 2000-08-15 | 23.6934 | 44.4609 | x | 1 | 4. Significant | 12357 | Reactive Maintenance | 3
1020254 | Pipework Systems - General | C (Poor): Asset is operational but major repair or replacement will be needed. | Category 2 (Necessary): Essential work required to prevent the deterioration of an asset. | 35 | 1998-09-06 | 25.6345 | 43.3517 | x | 1 | 4. Significant | 12357 | Reactive Maintenance | 3
1020255 | Pipework Systems - General | C (Poor): Asset is operational but major repair or replacement will be needed. | Category 2 (Necessary): Essential work required to prevent the deterioration of an asset. | 45 | 2020-06-16 | 3.8576 | 56.2855 | x | 1 | 4. Significant | 12357 | Reactive Maintenance | 3
1020256 | Pipework Systems - General | C (Poor): Asset is operational but major repair or replacement will be needed. | Category 2 (Necessary): Essential work required to prevent the deterioration of an asset. | 45 | 2021-11-28 | 2.4066 | 56.9304 | x | 1 | 4. Significant | 12357 | Reactive Maintenance | 3
1020267 | Intruder Alarms | C (Poor): Asset is operational but major repair or replacement will be needed. | Category 2 (Necessary): Essential work required to prevent the deterioration of an asset. | 15 | 2014-05-26 | 9.9165 | 44.778 | x | 1 | 5. Severe | 12357 | Reactive Maintenance | 1
1020268 | Electrical Installation - Generally | C (Poor): Asset is operational but major repair or replacement will be needed. | Category 2 (Necessary): Essential work required to prevent the deterioration of an asset. | 35 | 2016-08-01 | 7.7317 | 53.5819 | x | 1 | 4. Significant | 12357 | Reactive Maintenance | 3
1020269 | Electrical Installation - Generally | C (Poor): Asset is operational but major repair or replacement will be needed. | Category 2 (Necessary): Essential work required to prevent the deterioration of an asset. | 35 | 2023-04-09 | 1.0459 | 57.4024 | x | 1 | 4. Significant | 12357 | Reactive Maintenance | 3
1020270 | Electrical Installation - Generally | C (Poor): Asset is operational but major repair or replacement will be needed. | Category 2 (Necessary): Essential work required to prevent the deterioration of an asset. | 35 | 2016-05-16 | 7.9425 | 53.4614 | x | 1 | 4. Significant | 12357 | Reactive Maintenance | 3
1020271 | Electrical Installation - Generally | C (Poor): Asset is operational but major repair or replacement will be needed. | Category 2 (Necessary): Essential work required to prevent the deterioration of an asset. | 35 | 2022-06-27 | 1.8289 | 56.9549 | x | 1 | 4. Significant | 12357 | Reactive Maintenance | 3
1020273 | Fire Extinguishers - Foam (Stored Pressure) | C (Poor): Asset is operational but major repair or replacement will be needed. | Category 2 (Necessary): Essential work required to prevent the deterioration of an asset. | 15 | 2019-05-10 | 4.961 | 51.3854 | x | 1 | 5. Severe | 12357 | Reactive Maintenance | 1
1020276 | Roof Coverings and Flashings | C (Poor): Asset is operational but major repair or replacement will be needed. | Category 2 (Necessary): Essential work required to prevent the deterioration of an asset. | 40 | 2005-06-21 | 18.8446 | 48.5777 | x | 1 | 4. Significant | 12357 | Reactive Maintenance | 3
1020295 | Showers | C (Poor): Asset is operational but major repair or replacement will be needed. | Category 2 (Necessary): Essential work required to prevent the deterioration of an asset. | 5 | 2023-03-03 | 1.1472 | 53.4114 | x | 1 | 3. Moderate | 12357 | Reactive Maintenance | 7
1020296 | Fans - Window or Wall Mounted | C (Poor): Asset is operational but major repair or replacement will be needed. | Category 2 (Necessary): Essential work required to prevent the deterioration of an asset. | 15 | 2017-10-20 | 6.5133 | 49.3155 | x | 1 | 2. Minor | 12357 | Reactive Maintenance | 14
1020299 | Toilet and Shower Areas | C (Poor): Asset is operational but major repair or replacement will be needed. | Category 2 (Necessary): Essential work required to prevent the deterioration of an asset. | 25 | 2009-08-25 | 14.6667 | 46.2667 | x | 1 | 3. Moderate | 12357 | Reactive Maintenance | 7
1020300 | Toilet and Shower Areas | C (Poor): Asset is operational but major repair or replacement will be needed. | Category 2 (Necessary): Essential work required to prevent the deterioration of an asset. | 25 | 2018-07-20 | 5.7659 | 53.3873 | x | 1 | 3. Moderate | 12357 | Reactive Maintenance | 7
1020301 | Toilet and Shower Areas | C (Poor): Asset is operational but major repair or replacement will be needed. | Category 2 (Necessary): Essential work required to prevent the deterioration of an asset. | 25 | 2006-09-13 | 17.6153 | 43.9077 | x | 1 | 3. Moderate | 12357 | Reactive Maintenance | 7
1020302 | Toilet and Shower Areas | C (Poor): Asset is operational but major repair or replacement will be needed. | Category 2 (Necessary): Essential work required to prevent the deterioration of an asset. | 25 | 2001-08-06 | 22.7187 | 39.8251 | x | 1 | 3. Moderate | 12357 | Reactive Maintenance | 7
1020303 | Toilet and Shower Areas | C (Poor): Asset is operational but major repair or replacement will be needed. | Category 2 (Necessary): Essential work required to prevent the deterioration of an asset. | 25 | 2005-01-08 | 19.2936 | 42.5651 | x | 1 | 3. Moderate | 12357 | Reactive Maintenance | 7
1020304 | Toilet and Shower Areas | C (Poor): Asset is operational but major repair or replacement will be needed. | Category 2 (Necessary): Essential work required to prevent the deterioration of an asset. | 25 | 2005-12-07 | 18.3819 | 43.2945 | x | 1 | 3. Moderate | 12357 | Reactive Maintenance | 7
1020305 | Toilet and Shower Areas | C (Poor): Asset is operational but major repair or replacement will be needed. | Category 2 (Necessary): Essential work required to prevent the deterioration of an asset. | 25 | 2002-10-18 | 21.5195 | 40.7844 | x | 1 | 3. Moderate | 12357 | Reactive Maintenance | 7
1020306 | Toilet and Shower Areas | C (Poor): Asset is operational but major repair or replacement will be needed. | Category 2 (Necessary): Essential work required to prevent the deterioration of an asset. | 25 | 2009-01-27 | 15.2416 | 45.8067 | x | 1 | 3. Moderate | 12357 | Reactive Maintenance | 7
1020307 | Toilet and Shower Areas | C (Poor): Asset is operational but major repair or replacement will be needed. | Category 2 (Necessary): Essential work required to prevent the deterioration of an asset. | 25 | 2002-10-07 | 21.5496 | 40.7603 | x | 1 | 3. Moderate | 12357 | Reactive Maintenance | 7
1020308 | Toilet and Shower Areas | C (Poor): Asset is operational but major repair or replacement will be needed. | Category 2 (Necessary): Essential work required to prevent the deterioration of an asset. | 25 | 2008-01-13 | 16.282 | 44.9744 | x | 1 | 3. Moderate | 12357 | Reactive Maintenance | 7
1020309 | Toilet and Shower Areas | C (Poor): Asset is operational but major repair or replacement will be needed. | Category 2 (Necessary): Essential work required to prevent the deterioration of an asset. | 25 | 2008-06-23 | 15.8385 | 45.3292 | x | 1 | 3. Moderate | 12357 | Reactive Maintenance | 7
1020310 | Toilet and Shower Areas | C (Poor): Asset is operational but major repair or replacement will be needed. | Category 2 (Necessary): Essential work required to prevent the deterioration of an asset. | 25 | 2002-11-06 | 21.4675 | 40.826 | x | 1 | 3. Moderate | 12357 | Reactive Maintenance | 7
1020311 | Toilet and Shower Areas | C (Poor): Asset is operational but major repair or replacement will be needed. | Category 2 (Necessary): Essential work required to prevent the deterioration of an asset. | 25 | 2011-11-26 | 12.4134 | 48.0693 | x | 1 | 3. Moderate | 12357 | Reactive Maintenance | 7
1020312 | Toilet and Shower Areas | C (Poor): Asset is operational but major repair or replacement will be needed. | Category 2 (Necessary): Essential work required to prevent the deterioration of an asset. | 25 | 1999-10-03 | 24.5613 | 38.351 | x | 1 | 3. Moderate | 12357 | Reactive Maintenance | 7
1020313 | Toilet and Shower Areas | C (Poor): Asset is operational but major repair or replacement will be needed. | Category 2 (Necessary): Essential work required to prevent the deterioration of an asset. | 25 | 2014-05-23 | 9.9247 | 50.0602 | x | 1 | 3. Moderate | 12357 | Reactive Maintenance | 7
1020314 | Toilet and Shower Areas | C (Poor): Asset is operational but major repair or replacement will be needed. | Category 2 (Necessary): Essential work required to prevent the deterioration of an asset. | 25 | 1999-07-08 | 24.7995 | 38.1604 | x | 1 | 3. Moderate | 12357 | Reactive Maintenance | 7
1020315 | Toilet and Shower Areas | C (Poor): Asset is operational but major repair or replacement will be needed. | Category 2 (Necessary): Essential work required to prevent the deterioration of an asset. | 25 | 2011-06-22 | 12.8433 | 47.7254 | x | 1 | 3. Moderate | 12357 | Reactive Maintenance | 7
1020316 | Toilet and Shower Areas | C (Poor): Asset is operational but major repair or replacement will be needed. | Category 2 (Necessary): Essential work required to prevent the deterioration of an asset. | 25 | 2010-11-07 | 13.4648 | 47.2282 | x | 1 | 3. Moderate | 12357 | Reactive Maintenance | 7
1020330 | Outstations | C (Poor): Asset is operational but major repair or replacement will be needed. | Category 2 (Necessary): Essential work required to prevent the deterioration of an asset. | 10 | 2023-10-12 | 0.53662 | 56.9268 | x | 1 | 4. Significant | 12358 | Reactive Maintenance | 3
1020334 | Catering Equipment | A (Good): Asset is as new and can be expected to perform adequately to its full normal life if maintained appropriately. | Category 2 (Necessary): Essential work required to prevent the deterioration of an asset. | 15 | 2021-03-13 | 3.1184 | 74.8421 | x | 1 | 2. Minor | 12358 | Reactive Maintenance | 14
1020335 | Closed-Circuit Television (CCTV) | C (Poor): Asset is operational but major repair or replacement will be needed. | Category 2 (Necessary): Essential work required to prevent the deterioration of an asset. | 15 | 2015-07-20 | 8.7666 | 46.3112 | x | 1 | 5. Severe | 12358 | Reactive Maintenance | 1
1020336 | Emergency Lighting - Self Contained | C (Poor): Asset is operational but major repair or replacement will be needed. | Category 2 (Necessary): Essential work required to prevent the deterioration of an asset. | 25 | 2008-08-28 | 15.6578 | 45.4738 | x | 1 | 4. Significant | 12358 | Reactive Maintenance | 3
1020337 | Emergency Lighting - Self Contained | C (Poor): Asset is operational but major repair or replacement will be needed. | Category 2 (Necessary): Essential work required to prevent the deterioration of an asset. | 25 | 2022-01-25 | 2.2478 | 56.2018 | x | 1 | 4. Significant | 12358 | Reactive Maintenance | 3
1020338 | Emergency Lighting - Self Contained | C (Poor): Asset is operational but major repair or replacement will be needed. | Category 2 (Necessary): Essential work required to prevent the deterioration of an asset. | 25 | 2000-01-23 | 24.2546 | 38.5963 | x | 1 | 4. Significant | 12358 | Reactive Maintenance | 3
1020339 | Emergency Lighting - Self Contained | C (Poor): Asset is operational but major repair or replacement will be needed. | Category 2 (Necessary): Essential work required to prevent the deterioration of an asset. | 25 | 2010-05-15 | 13.9466 | 46.8427 | x | 1 | 4. Significant | 12358 | Reactive Maintenance | 3
1020340 | Emergency Lighting - Self Contained | C (Poor): Asset is operational but major repair or replacement will be needed. | Category 2 (Necessary): Essential work required to prevent the deterioration of an asset. | 25 | 2016-05-16 | 7.9425 | 51.646 | x | 1 | 4. Significant | 12358 | Reactive Maintenance | 3
1020341 | Emergency Lighting - Self Contained | C (Poor): Asset is operational but major repair or replacement will be needed. | Category 2 (Necessary): Essential work required to prevent the deterioration of an asset. | 25 | 2018-12-12 | 5.3689 | 53.7049 | x | 1 | 4. Significant | 12358 | Reactive Maintenance | 3
1020342 | Emergency Lighting - Self Contained | C (Poor): Asset is operational but major repair or replacement will be needed. | Category 2 (Necessary): Essential work required to prevent the deterioration of an asset. | 25 | 2013-05-09 | 10.9624 | 49.2301 | x | 1 | 4. Significant | 12358 | Reactive Maintenance | 3
1020343 | Emergency Lighting - Self Contained | C (Poor): Asset is operational but major repair or replacement will be needed. | Category 2 (Necessary): Essential work required to prevent the deterioration of an asset. | 25 | 2016-07-25 | 7.7509 | 51.7993 | x | 1 | 4. Significant | 12358 | Reactive Maintenance | 3
1020344 | Emergency Lighting - Self Contained | C (Poor): Asset is operational but major repair or replacement will be needed. | Category 2 (Necessary): Essential work required to prevent the deterioration of an asset. | 25 | 2014-07-05 | 9.807 | 50.1544 | x | 1 | 4. Significant | 12358 | Reactive Maintenance | 3
1020345 | Emergency Lighting - Self Contained | C (Poor): Asset is operational but major repair or replacement will be needed. | Category 2 (Necessary): Essential work required to prevent the deterioration of an asset. | 25 | 2014-09-09 | 9.6263 | 50.299 | x | 1 | 4. Significant | 12358 | Reactive Maintenance | 3
1020346 | Emergency Lighting - Self Contained | C (Poor): Asset is operational but major repair or replacement will be needed. | Category 2 (Necessary): Essential work required to prevent the deterioration of an asset. | 25 | 2020-11-26 | 3.4114 | 55.2709 | x | 1 | 4. Significant | 12358 | Reactive Maintenance | 3
1020347 | Emergency Lighting - Self Contained | C (Poor): Asset is operational but major repair or replacement will be needed. | Category 2 (Necessary): Essential work required to prevent the deterioration of an asset. | 25 | 2017-04-06 | 7.0527 | 52.3578 | x | 1 | 4. Significant | 12358 | Reactive Maintenance | 3
1020348 | Emergency Lighting - Self Contained | C (Poor): Asset is operational but major repair or replacement will be needed. | Category 2 (Necessary): Essential work required to prevent the deterioration of an asset. | 25 | 2021-08-06 | 2.7187 | 55.8251 | x | 1 | 4. Significant | 12358 | Reactive Maintenance | 3
1020349 | Emergency Lighting - Self Contained | C (Poor): Asset is operational but major repair or replacement will be needed. | Category 2 (Necessary): Essential work required to prevent the deterioration of an asset. | 25 | 2010-07-09 | 13.796 | 46.9632 | x | 1 | 4. Significant | 12358 | Reactive Maintenance | 3
1020353 | Fire Doors | C (Poor): Asset is operational but major repair or replacement will be needed. | Category 2 (Necessary): Essential work required to prevent the deterioration of an asset. | 20 | 2014-12-17 | 9.3552 | 48.6448 | x | 1 | 3. Moderate | 12358 | Reactive Maintenance | 7
1020354 | Fire Doors | C (Poor): Asset is operational but major repair or replacement will be needed. | Category 2 (Necessary): Essential work required to prevent the deterioration of an asset. | 20 | 2023-01-09 | 1.2923 | 56.7077 | x | 1 | 3. Moderate | 12358 | Reactive Maintenance | 7
1020362 | Hand Dryer | C (Poor): Asset is operational but major repair or replacement will be needed. | Category 2 (Necessary): Essential work required to prevent the deterioration of an asset. | 5 | 2023-12-03 | 0.39425 | 56.423 | x | 1 | 2. Minor | 12358 | Reactive Maintenance | 14
1020363 | Pipework Systems - General | C (Poor): Asset is operational but major repair or replacement will be needed. | Category 2 (Necessary): Essential work required to prevent the deterioration of an asset. | 45 | 2015-08-08 | 8.7146 | 54.1269 | x | 1 | 4. Significant | 12358 | Reactive Maintenance | 3
1020364 | Pipework Systems - General | C (Poor): Asset is operational but major repair or replacement will be needed. | Category 2 (Necessary): Essential work required to prevent the deterioration of an asset. | 45 | 2002-08-07 | 21.7166 | 48.3482 | x | 1 | 4. Significant | 12358 | Reactive Maintenance | 3
1020365 | Pipework Systems - General | C (Poor): Asset is operational but major repair or replacement will be needed. | Category 2 (Necessary): Essential work required to prevent the deterioration of an asset. | 45 | 2021-04-05 | 3.0554 | 56.642 | x | 1 | 4. Significant | 12358 | Reactive Maintenance | 3
1020366 | Electrical Installation - Generally | C (Poor): Asset is operational but major repair or replacement will be needed. | Category 2 (Necessary): Essential work required to prevent the deterioration of an asset. | 35 | 2008-01-07 | 16.2984 | 48.6866 | x | 1 | 4. Significant | 12358 | Reactive Maintenance | 3
1020368 | Fire Extinguishers - Foam (Stored Pressure) | C (Poor): Asset is operational but major repair or replacement will be needed. | Category 2 (Necessary): Essential work required to prevent the deterioration of an asset. | 15 | 2011-05-06 | 12.9719 | 40.7041 | x | 1 | 5. Severe | 12358 | Reactive Maintenance | 1
1020370 | Roof Coverings and Flashings | C (Poor): Asset is operational but major repair or replacement will be needed. | Category 2 (Necessary): Essential work required to prevent the deterioration of an asset. | 40 | 2010-03-31 | 14.0698 | 50.9651 | x | 1 | 4. Significant | 12358 | Reactive Maintenance | 3
1020373 | Showers | C (Poor): Asset is operational but major repair or replacement will be needed. | Category 2 (Necessary): Essential work required to prevent the deterioration of an asset. | 5 | 2022-12-17 | 1.3552 | 52.5791 | x | 1 | 3. Moderate | 12358 | Reactive Maintenance | 7
1020374 | Fans - Window or Wall Mounted | C (Poor): Asset is operational but major repair or replacement will be needed. | Category 2 (Necessary): Essential work required to prevent the deterioration of an asset. | 15 | 2016-06-22 | 7.8412 | 47.5451 | x | 1 | 2. Minor | 12358 | Reactive Maintenance | 14
1020377 | Toilet and Shower Areas | C (Poor): Asset is operational but major repair or replacement will be needed. | Category 2 (Necessary): Essential work required to prevent the deterioration of an asset. | 25 | 1999-09-03 | 24.6434 | 38.2853 | x | 1 | 3. Moderate | 12358 | Reactive Maintenance | 7
1020381 | Refrigerant Distribution System | C (Poor): Asset is operational but major repair or replacement will be needed. | Category 2 (Necessary): Essential work required to prevent the deterioration of an asset. | 30 | 2001-05-29 | 22.9076 | 38.7283 | x | 3 | 4. Significant | 12359 | Reactive Maintenance | 3
1020384 | Access Control | C (Poor): Asset is operational but major repair or replacement will be needed. | Category 2 (Necessary): Essential work required to prevent the deterioration of an asset. | 15 | 2011-03-16 | 13.1116 | 36.5179 | x | 3 | 4. Significant | 12359 | Reactive Maintenance | 3
1020386 | Outstations | C (Poor): Asset is operational but major repair or replacement will be needed. | Category 2 (Necessary): Essential work required to prevent the deterioration of an asset. | 10 | 2016-06-24 | 7.8357 | 38.3285 | x | 3 | 4. Significant | 12359 | Reactive Maintenance | 3
1020389 | Catering Equipment | D (Very Poor): Asset runs a serious risk of imminent breakdown or poses a health and safety risk. | Category 1 (Urgent): Critical work required to address serious health and safety issues and correct any breach of legislation. | 15 | 2012-11-14 | 11.4442 | 24.741 | x | 3 | 2. Minor | 12359 | Reactive Maintenance | 14
1020390 | Closed-Circuit Television (CCTV) | C (Poor): Asset is operational but major repair or replacement will be needed. | Category 2 (Necessary): Essential work required to prevent the deterioration of an asset. | 15 | 2019-02-16 | 5.1882 | 47.0824 | x | 3 | 5. Severe | 12359 | Reactive Maintenance | 1
1020391 | Emergency Lighting - Self Contained | C (Poor): Asset is operational but major repair or replacement will be needed. | Category 2 (Necessary): Essential work required to prevent the deterioration of an asset. | 25 | 2002-01-01 | 22.3135 | 36.1492 | x | 3 | 4. Significant | 12359 | Reactive Maintenance | 3
1020392 | Emergency Lighting - Self Contained | C (Poor): Asset is operational but major repair or replacement will be needed. | Category 2 (Necessary): Essential work required to prevent the deterioration of an asset. | 25 | 2019-09-25 | 4.5832 | 50.3335 | x | 3 | 4. Significant | 12359 | Reactive Maintenance | 3
1020393 | Emergency Lighting - Self Contained | C (Poor): Asset is operational but major repair or replacement will be needed. | Category 2 (Necessary): Essential work required to prevent the deterioration of an asset. | 25 | 2011-09-14 | 12.6133 | 43.9094 | x | 3 | 4. Significant | 12359 | Reactive Maintenance | 3
1020394 | Emergency Lighting - Self Contained | C (Poor): Asset is operational but major repair or replacement will be needed. | Category 2 (Necessary): Essential work required to prevent the deterioration of an asset. | 25 | 2005-08-18 | 18.6858 | 39.0513 | x | 3 | 4. Significant | 12359 | Reactive Maintenance | 3
1020395 | Emergency Lighting - Self Contained | C (Poor): Asset is operational but major repair or replacement will be needed. | Category 2 (Necessary): Essential work required to prevent the deterioration of an asset. | 25 | 2004-09-09 | 19.6249 | 38.3001 | x | 3 | 4. Significant | 12359 | Reactive Maintenance | 3
1020396 | Emergency Lighting - Self Contained | C (Poor): Asset is operational but major repair or replacement will be needed. | Category 2 (Necessary): Essential work required to prevent the deterioration of an asset. | 25 | 2006-08-29 | 17.6564 | 39.8749 | x | 3 | 4. Significant | 12359 | Reactive Maintenance | 3
1020397 | Emergency Lighting - Self Contained | C (Poor): Asset is operational but major repair or replacement will be needed. | Category 2 (Necessary): Essential work required to prevent the deterioration of an asset. | 25 | 2020-05-20 | 3.9316 | 50.8548 | x | 3 | 4. Significant | 12359 | Reactive Maintenance | 3
1020398 | Emergency Lighting - Self Contained | C (Poor): Asset is operational but major repair or replacement will be needed. | Category 2 (Necessary): Essential work required to prevent the deterioration of an asset. | 25 | 2016-04-22 | 8.0082 | 47.5934 | x | 3 | 4. Significant | 12359 | Reactive Maintenance | 3
1020399 | Emergency Lighting - Self Contained | C (Poor): Asset is operational but major repair or replacement will be needed. | Category 2 (Necessary): Essential work required to prevent the deterioration of an asset. | 25 | 2010-06-28 | 13.8261 | 42.9391 | x | 3 | 4. Significant | 12359 | Reactive Maintenance | 3
1020400 | Emergency Lighting - Self Contained | C (Poor): Asset is operational but major repair or replacement will be needed. | Category 2 (Necessary): Essential work required to prevent the deterioration of an asset. | 25 | 2023-04-24 | 1.0048 | 53.1962 | x | 3 | 4. Significant | 12359 | Reactive Maintenance | 3
1020401 | Emergency Lighting - Self Contained | C (Poor): Asset is operational but major repair or replacement will be needed. | Category 2 (Necessary): Essential work required to prevent the deterioration of an asset. | 25 | 2000-04-07 | 24.0493 | 34.7606 | x | 3 | 4. Significant | 12359 | Reactive Maintenance | 3
1020402 | Emergency Lighting - Self Contained | C (Poor): Asset is operational but major repair or replacement will be needed. | Category 2 (Necessary): Essential work required to prevent the deterioration of an asset. | 25 | 2006-10-26 | 17.4976 | 40.0019 | x | 3 | 4. Significant | 12359 | Reactive Maintenance | 3
1020405 | Fire Doors | C (Poor): Asset is operational but major repair or replacement will be needed. | Category 2 (Necessary): Essential work required to prevent the deterioration of an asset. | 20 | 2008-11-28 | 15.4059 | 38.5941 | x | 3 | 3. Moderate | 12359 | Reactive Maintenance | 7
1020406 | Fire Doors | C (Poor): Asset is operational but major repair or replacement will be needed. | Category 2 (Necessary): Essential work required to prevent the deterioration of an asset. | 20 | 2009-04-29 | 14.9897 | 39.0103 | x | 3 | 3. Moderate | 12359 | Reactive Maintenance | 7
1020412 | Pipework for Low Pressure Natural Gas, Liquefied Petroleum Gas (LPG) or Oil | C (Poor): Asset is operational but major repair or replacement will be needed. | Category 2 (Necessary): Essential work required to prevent the deterioration of an asset. | 50 | 1994-05-15 | 29.9466 | 42.0214 | x | 3 | 5. Severe | 12359 | Reactive Maintenance | 1
1020421 | Hand Dryer | C (Poor): Asset is operational but major repair or replacement will be needed. | Category 2 (Necessary): Essential work required to prevent the deterioration of an asset. | 5 | 2022-07-15 | 1.7796 | 46.8816 | x | 3 | 2. Minor | 12359 | Reactive Maintenance | 14
1020422 | Pipework Systems - General | C (Poor): Asset is operational but major repair or replacement will be needed. | Category 2 (Necessary): Essential work required to prevent the deterioration of an asset. | 20 | 2019-04-08 | 5.0486 | 48.9514 | x | 3 | 4. Significant | 12359 | Reactive Maintenance | 3
1020423 | Pipework Systems - General | C (Poor): Asset is operational but major repair or replacement will be needed. | Category 2 (Necessary): Essential work required to prevent the deterioration of an asset. | 20 | 2005-09-30 | 18.5681 | 35.4319 | x | 3 | 4. Significant | 12359 | Reactive Maintenance | 3
1020424 | Pipework Systems - General | C (Poor): Asset is operational but major repair or replacement will be needed. | Category 2 (Necessary): Essential work required to prevent the deterioration of an asset. | 20 | 2021-08-16 | 2.6913 | 51.3087 | x | 3 | 4. Significant | 12359 | Reactive Maintenance | 3
1020425 | Pipework Systems - General | C (Poor): Asset is operational but major repair or replacement will be needed. | Category 2 (Necessary): Essential work required to prevent the deterioration of an asset. | 35 | 1996-07-07 | 27.8001 | 38.1142 | x | 3 | 4. Significant | 12359 | Reactive Maintenance | 3
1020426 | Pipework Systems - General | C (Poor): Asset is operational but major repair or replacement will be needed. | Category 2 (Necessary): Essential work required to prevent the deterioration of an asset. | 35 | 2000-10-25 | 23.499 | 40.572 | x | 3 | 4. Significant | 12359 | Reactive Maintenance | 3
1020427 | Pipework Systems - General | C (Poor): Asset is operational but major repair or replacement will be needed. | Category 2 (Necessary): Essential work required to prevent the deterioration of an asset. | 35 | 1994-10-09 | 29.5441 | 37.1176 | x | 3 | 4. Significant | 12359 | Reactive Maintenance | 3
1020428 | Pipework Systems - General | C (Poor): Asset is operational but major repair or replacement will be needed. | Category 2 (Necessary): Essential work required to prevent the deterioration of an asset. | 45 | 2013-02-03 | 11.2225 | 49.0122 | x | 3 | 4. Significant | 12359 | Reactive Maintenance | 3
1020429 | Pipework Systems - General | C (Poor): Asset is operational but major repair or replacement will be needed. | Category 2 (Necessary): Essential work required to prevent the deterioration of an asset. | 45 | 2017-01-31 | 7.2307 | 50.7864 | x | 3 | 4. Significant | 12359 | Reactive Maintenance | 3
1020430 | Pipework Systems - General | C (Poor): Asset is operational but major repair or replacement will be needed. | Category 2 (Necessary): Essential work required to prevent the deterioration of an asset. | 45 | 2005-09-21 | 18.5927 | 45.7366 | x | 3 | 4. Significant | 12359 | Reactive Maintenance | 3
1020431 | Pipework Systems - General | C (Poor): Asset is operational but major repair or replacement will be needed. | Category 2 (Necessary): Essential work required to prevent the deterioration of an asset. | 45 | 2018-02-01 | 6.2286 | 51.2317 | x | 3 | 4. Significant | 12359 | Reactive Maintenance | 3
1020432 | Pipework Systems - General | C (Poor): Asset is operational but major repair or replacement will be needed. | Category 2 (Necessary): Essential work required to prevent the deterioration of an asset. | 45 | 2021-10-22 | 2.5079 | 52.8854 | x | 3 | 4. Significant | 12359 | Reactive Maintenance | 3
1020434 | Intruder Alarms | C (Poor): Asset is operational but major repair or replacement will be needed. | Category 2 (Necessary): Essential work required to prevent the deterioration of an asset. | 15 | 2011-11-14 | 12.4463 | 37.405 | x | 3 | 5. Severe | 12359 | Reactive Maintenance | 1
1020435 | Electrical Installation - Generally | C (Poor): Asset is operational but major repair or replacement will be needed. | Category 2 (Necessary): Essential work required to prevent the deterioration of an asset. | 35 | 2022-09-25 | 1.5825 | 53.0957 | x | 3 | 4. Significant | 12359 | Reactive Maintenance | 3
1020437 | Fire Extinguishers - Foam (Stored Pressure) | C (Poor): Asset is operational but major repair or replacement will be needed. | Category 2 (Necessary): Essential work required to prevent the deterioration of an asset. | 15 | 2010-02-26 | 14.1602 | 35.1198 | x | 3 | 5. Severe | 12359 | Reactive Maintenance | 1
1020439 | Roof Coverings and Flashings | C (Poor): Asset is operational but major repair or replacement will be needed. | Category 2 (Necessary): Essential work required to prevent the deterioration of an asset. | 40 | 2017-10-05 | 6.5544 | 50.7228 | x | 3 | 4. Significant | 12359 | Reactive Maintenance | 3
1020444 | Showers | C (Poor): Asset is operational but major repair or replacement will be needed. | Category 2 (Necessary): Essential work required to prevent the deterioration of an asset. | 5 | 2023-05-07 | 0.9692 | 50.1232 | x | 3 | 3. Moderate | 12359 | Reactive Maintenance | 7
1020445 | Showers | C (Poor): Asset is operational but major repair or replacement will be needed. | Category 2 (Necessary): Essential work required to prevent the deterioration of an asset. | 5 | 2024-01-04 | 0.30664 | 52.7734 | x | 3 | 3. Moderate | 12359 | Reactive Maintenance | 7
1020446 | Fans - Window or Wall Mounted | C (Poor): Asset is operational but major repair or replacement will be needed. | Category 2 (Necessary): Essential work required to prevent the deterioration of an asset. | 15 | 2022-12-05 | 1.3881 | 52.1492 | x | 3 | 2. Minor | 12359 | Reactive Maintenance | 14
1020449 | Toilet and Shower Areas | C (Poor): Asset is operational but major repair or replacement will be needed. | Category 2 (Necessary): Essential work required to prevent the deterioration of an asset. | 25 | 2010-11-05 | 13.4702 | 43.2238 | x | 3 | 3. Moderate | 12359 | Reactive Maintenance | 7
1020455 | Access Control | C (Poor): Asset is operational but major repair or replacement will be needed. | Category 2 (Necessary): Essential work required to prevent the deterioration of an asset. | 15 | 2014-02-12 | 10.1985 | 40.402 | x | 3 | 4. Significant | 12360 | Reactive Maintenance | 3
1020457 | Outstations | C (Poor): Asset is operational but major repair or replacement will be needed. | Category 2 (Necessary): Essential work required to prevent the deterioration of an asset. | 10 | 2019-10-06 | 4.553 | 44.8939 | x | 3 | 4. Significant | 12360 | Reactive Maintenance | 3
1020461 | Closed-Circuit Television (CCTV) | C (Poor): Asset is operational but major repair or replacement will be needed. | Category 2 (Necessary): Essential work required to prevent the deterioration of an asset. | 15 | 2022-05-08 | 1.9658 | 51.379 | x | 3 | 5. Severe | 12360 | Reactive Maintenance | 1
1020462 | Emergency Lighting - Self Contained | C (Poor): Asset is operational but major repair or replacement will be needed. | Category 2 (Necessary): Essential work required to prevent the deterioration of an asset. | 25 | 2020-08-15 | 3.6934 | 51.0453 | x | 3 | 4. Significant | 12360 | Reactive Maintenance | 3
1020466 | Fire Doors | C (Poor): Asset is operational but major repair or replacement will be needed. | Category 2 (Necessary): Essential work required to prevent the deterioration of an asset. | 20 | 2020-12-02 | 3.3949 | 50.6051 | x | 3 | 3. Moderate | 12360 | Reactive Maintenance | 7
1020467 | Fire Doors | C (Poor): Asset is operational but major repair or replacement will be needed. | Category 2 (Necessary): Essential work required to prevent the deterioration of an asset. | 20 | 2018-04-28 | 5.9932 | 48.0068 | x | 3 | 3. Moderate | 12360 | Reactive Maintenance | 7
1020470 | Pipework for Low Pressure Natural Gas, Liquefied Petroleum Gas (LPG) or Oil | C (Poor): Asset is operational but major repair or replacement will be needed. | Category 2 (Necessary): Essential work required to prevent the deterioration of an asset. | 50 | 1997-11-14 | 26.4449 | 43.422 | x | 3 | 5. Severe | 12360 | Reactive Maintenance | 1
1020472 | Hand Dryer | C (Poor): Asset is operational but major repair or replacement will be needed. | Category 2 (Necessary): Essential work required to prevent the deterioration of an asset. | 5 | 2021-09-08 | 2.6283 | 43.4867 | x | 3 | 2. Minor | 12360 | Reactive Maintenance | 14
1020473 | Pipework Systems - General | C (Poor): Asset is operational but major repair or replacement will be needed. | Category 2 (Necessary): Essential work required to prevent the deterioration of an asset. | 20 | 2016-05-26 | 7.9151 | 46.0849 | x | 3 | 4. Significant | 12360 | Reactive Maintenance | 3
1020474 | Pipework Systems - General | C (Poor): Asset is operational but major repair or replacement will be needed. | Category 2 (Necessary): Essential work required to prevent the deterioration of an asset. | 20 | 2018-07-10 | 5.7933 | 48.2067 | x | 3 | 4. Significant | 12360 | Reactive Maintenance | 3
1020475 | Pipework Systems - General | C (Poor): Asset is operational but major repair or replacement will be needed. | Category 2 (Necessary): Essential work required to prevent the deterioration of an asset. | 35 | 2023-08-25 | 0.66804 | 53.6183 | x | 3 | 4. Significant | 12360 | Reactive Maintenance | 3
1020476 | Pipework Systems - General | C (Poor): Asset is operational but major repair or replacement will be needed. | Category 2 (Necessary): Essential work required to prevent the deterioration of an asset. | 45 | 2013-09-03 | 10.642 | 49.2702 | x | 3 | 4. Significant | 12360 | Reactive Maintenance | 3
1020477 | Pipework Systems - General | C (Poor): Asset is operational but major repair or replacement will be needed. | Category 2 (Necessary): Essential work required to prevent the deterioration of an asset. | 20 | 2017-12-12 | 6.3682 | 47.6318 | x | 3 | 4. Significant | 12360 | Reactive Maintenance | 3
1020478 | Pipework Systems - General | C (Poor): Asset is operational but major repair or replacement will be needed. | Category 2 (Necessary): Essential work required to prevent the deterioration of an asset. | 20 | 2023-07-09 | 0.79671 | 53.2033 | x | 3 | 4. Significant | 12360 | Reactive Maintenance | 3
1020479 | Pipework Systems - General | C (Poor): Asset is operational but major repair or replacement will be needed. | Category 2 (Necessary): Essential work required to prevent the deterioration of an asset. | 20 | 2023-10-21 | 0.51198 | 53.488 | x | 3 | 4. Significant | 12360 | Reactive Maintenance | 3
1020481 | Intruder Alarms | C (Poor): Asset is operational but major repair or replacement will be needed. | Category 2 (Necessary): Essential work required to prevent the deterioration of an asset. | 15 | 2013-02-22 | 11.1704 | 39.1061 | x | 3 | 5. Severe | 12360 | Reactive Maintenance | 1
1020482 | Electrical Installation - Generally | C (Poor): Asset is operational but major repair or replacement will be needed. | Category 2 (Necessary): Essential work required to prevent the deterioration of an asset. | 35 | 2013-06-19 | 10.8501 | 47.7999 | x | 3 | 4. Significant | 12360 | Reactive Maintenance | 3
1020484 | Fire Extinguishers - Foam (Stored Pressure) | C (Poor): Asset is operational but major repair or replacement will be needed. | Category 2 (Necessary): Essential work required to prevent the deterioration of an asset. | 15 | 2010-10-24 | 13.5031 | 35.9959 | x | 3 | 5. Severe | 12360 | Reactive Maintenance | 1
1020486 | Roof Coverings and Flashings | C (Poor): Asset is operational but major repair or replacement will be needed. | Category 2 (Necessary): Essential work required to prevent the deterioration of an asset. | 40 | 2020-07-21 | 3.7618 | 52.1191 | x | 3 | 4. Significant | 12360 | Reactive Maintenance | 3
1020490 | Showers | C (Poor): Asset is operational but major repair or replacement will be needed. | Category 2 (Necessary): Essential work required to prevent the deterioration of an asset. | 5 | 2021-12-01 | 2.3984 | 44.4066 | x | 3 | 3. Moderate | 12360 | Reactive Maintenance | 7
1020491 | Fans - Window or Wall Mounted | C (Poor): Asset is operational but major repair or replacement will be needed. | Category 2 (Necessary): Essential work required to prevent the deterioration of an asset. | 15 | 2011-02-20 | 13.1773 | 36.4303 | x | 3 | 2. Minor | 12360 | Reactive Maintenance | 14
1020494 | Toilet and Shower Areas | C (Poor): Asset is operational but major repair or replacement will be needed. | Category 2 (Necessary): Essential work required to prevent the deterioration of an asset. | 25 | 2022-10-30 | 1.4867 | 52.8107 | x | 3 | 3. Moderate | 12360 | Reactive Maintenance | 7
1020498 | Refrigerant Distribution System | C (Poor): Asset is operational but major repair or replacement will be needed. | Category 2 (Necessary): Essential work required to prevent the deterioration of an asset. | 30 | 1995-05-09 | 28.9637 | 36.6909 | x | 2 | 4. Significant | 12334 | Reactive Maintenance | 3
1020501 | Access Control | C (Poor): Asset is operational but major repair or replacement will be needed. | Category 2 (Necessary): Essential work required to prevent the deterioration of an asset. | 15 | 2017-10-18 | 6.5188 | 47.3082 | x | 2 | 4. Significant | 12334 | Reactive Maintenance | 3
1020503 | Outstations | C (Poor): Asset is operational but major repair or replacement will be needed. | Category 2 (Necessary): Essential work required to prevent the deterioration of an asset. | 10 | 2020-01-06 | 4.3012 | 47.3977 | x | 2 | 4. Significant | 12334 | Reactive Maintenance | 3
1020506 | Catering Equipment | B (Average): Asset is sound, operationally safe and exhibits only minor deterioration. | Category 2 (Necessary): Essential work required to prevent the deterioration of an asset. | 15 | 2022-02-18 | 2.1821 | 67.0906 | x | 2 | 2. Minor | 12334 | Reactive Maintenance | 14
1020507 | Closed-Circuit Television (CCTV) | C (Poor): Asset is operational but major repair or replacement will be needed. | Category 2 (Necessary): Essential work required to prevent the deterioration of an asset. | 15 | 2021-03-25 | 3.0856 | 51.8859 | x | 2 | 5. Severe | 12334 | Reactive Maintenance | 1
1020508 | Emergency Lighting - Self Contained | C (Poor): Asset is operational but major repair or replacement will be needed. | Category 2 (Necessary): Essential work required to prevent the deterioration of an asset. | 25 | 2011-02-12 | 13.1992 | 45.4407 | x | 2 | 4. Significant | 12334 | Reactive Maintenance | 3
1020509 | Emergency Lighting - Self Contained | C (Poor): Asset is operational but major repair or replacement will be needed. | Category 2 (Necessary): Essential work required to prevent the deterioration of an asset. | 25 | 2004-10-18 | 19.5181 | 40.3855 | x | 2 | 4. Significant | 12334 | Reactive Maintenance | 3
1020510 | Emergency Lighting - Self Contained | C (Poor): Asset is operational but major repair or replacement will be needed. | Category 2 (Necessary): Essential work required to prevent the deterioration of an asset. | 25 | 2020-09-09 | 3.6249 | 53.1001 | x | 2 | 4. Significant | 12334 | Reactive Maintenance | 3
1020515 | Fire Doors | C (Poor): Asset is operational but major repair or replacement will be needed. | Category 2 (Necessary): Essential work required to prevent the deterioration of an asset. | 20 | 2015-01-31 | 9.232 | 46.768 | x | 2 | 3. Moderate | 12334 | Reactive Maintenance | 7
1020516 | Pipework for Low Pressure Natural Gas, Liquefied Petroleum Gas (LPG) or Oil | C (Poor): Asset is operational but major repair or replacement will be needed. | Category 2 (Necessary): Essential work required to prevent the deterioration of an asset. | 50 | 2013-11-26 | 10.412 | 51.8352 | x | 2 | 5. Severe | 12334 | Reactive Maintenance | 1
1020519 | Hand Dryer | C (Poor): Asset is operational but major repair or replacement will be needed. | Category 2 (Necessary): Essential work required to prevent the deterioration of an asset. | 5 | 2021-03-25 | 3.0856 | 43.6578 | x | 2 | 2. Minor | 12334 | Reactive Maintenance | 14
1020520 | Pipework Systems - General | C (Poor): Asset is operational but major repair or replacement will be needed. | Category 2 (Necessary): Essential work required to prevent the deterioration of an asset. | 20 | 2010-04-20 | 14.0151 | 41.9849 | x | 2 | 4. Significant | 12334 | Reactive Maintenance | 3
1020521 | Pipework Systems - General | C (Poor): Asset is operational but major repair or replacement will be needed. | Category 2 (Necessary): Essential work required to prevent the deterioration of an asset. | 20 | 2011-09-26 | 12.5804 | 43.4196 | x | 2 | 4. Significant | 12334 | Reactive Maintenance | 3
1020522 | Pipework Systems - General | C (Poor): Asset is operational but major repair or replacement will be needed. | Category 2 (Necessary): Essential work required to prevent the deterioration of an asset. | 20 | 2021-12-28 | 2.3244 | 53.6756 | x | 2 | 4. Significant | 12334 | Reactive Maintenance | 3
1020524 | Intruder Alarms | C (Poor): Asset is operational but major repair or replacement will be needed. | Category 2 (Necessary): Essential work required to prevent the deterioration of an asset. | 15 | 2015-12-23 | 8.3395 | 44.8807 | x | 2 | 5. Severe | 12334 | Reactive Maintenance | 1
1020525 | Electrical Installation - Generally | C (Poor): Asset is operational but major repair or replacement will be needed. | Category 2 (Necessary): Essential work required to prevent the deterioration of an asset. | 35 | 2018-12-05 | 5.3881 | 52.9211 | x | 2 | 4. Significant | 12334 | Reactive Maintenance | 3
1020527 | Fire Extinguishers - Foam (Stored Pressure) | C (Poor): Asset is operational but major repair or replacement will be needed. | Category 2 (Necessary): Essential work required to prevent the deterioration of an asset. | 15 | 2022-07-25 | 1.7522 | 53.6637 | x | 2 | 5. Severe | 12334 | Reactive Maintenance | 1
1020528 | Roof Coverings and Flashings | C (Poor): Asset is operational but major repair or replacement will be needed. | Category 2 (Necessary): Essential work required to prevent the deterioration of an asset. | 40 | 2015-04-04 | 9.0595 | 51.4702 | x | 2 | 4. Significant | 12334 | Reactive Maintenance | 3
1020531 | Showers | C (Poor): Asset is operational but major repair or replacement will be needed. | Category 2 (Necessary): Essential work required to prevent the deterioration of an asset. | 5 | 2020-12-31 | 3.3155 | 42.7379 | x | 2 | 3. Moderate | 12334 | Reactive Maintenance | 7
1020532 | Fans - Window or Wall Mounted | C (Poor): Asset is operational but major repair or replacement will be needed. | Category 2 (Necessary): Essential work required to prevent the deterioration of an asset. | 15 | 2021-03-21 | 3.0965 | 51.8713 | x | 2 | 2. Minor | 12334 | Reactive Maintenance | 14
1020535 | Toilet and Shower Areas | C (Poor): Asset is operational but major repair or replacement will be needed. | Category 2 (Necessary): Essential work required to prevent the deterioration of an asset. | 25 | 2004-06-30 | 19.8193 | 40.1446 | x | 2 | 3. Moderate | 12334 | Reactive Maintenance | 7
1020540 | Outstations | C (Poor): Asset is operational but major repair or replacement will be needed. | Category 2 (Necessary): Essential work required to prevent the deterioration of an asset. | 10 | 2016-01-31 | 8.2327 | 39.5346 | x | 2 | 4. Significant | 11139 | Reactive Maintenance | 3
1020543 | Catering Equipment | B (Average): Asset is sound, operationally safe and exhibits only minor deterioration. | Category 1 (Urgent): Critical work required to address serious health and safety issues and correct any breach of legislation. | 15 | 2017-12-22 | 6.3409 | 54.5455 | x | 2 | 2. Minor | 11139 | Reactive Maintenance | 14
1020544 | Closed-Circuit Television (CCTV) | C (Poor): Asset is operational but major repair or replacement will be needed. | Category 2 (Necessary): Essential work required to prevent the deterioration of an asset. | 15 | 2011-12-10 | 12.3751 | 39.4999 | x | 2 | 5. Severe | 11139 | Reactive Maintenance | 1
1020545 | Emergency Lighting - Self Contained | C (Poor): Asset is operational but major repair or replacement will be needed. | Category 2 (Necessary): Essential work required to prevent the deterioration of an asset. | 25 | 2016-01-03 | 8.3094 | 49.3525 | x | 2 | 4. Significant | 11139 | Reactive Maintenance | 3
1020546 | Emergency Lighting - Self Contained | C (Poor): Asset is operational but major repair or replacement will be needed. | Category 2 (Necessary): Essential work required to prevent the deterioration of an asset. | 25 | 2004-10-27 | 19.4935 | 40.4052 | x | 2 | 4. Significant | 11139 | Reactive Maintenance | 3
1020547 | Emergency Lighting - Self Contained | C (Poor): Asset is operational but major repair or replacement will be needed. | Category 2 (Necessary): Essential work required to prevent the deterioration of an asset. | 25 | 2003-09-13 | 20.616 | 39.5072 | x | 2 | 4. Significant | 11139 | Reactive Maintenance | 3
1020548 | Emergency Lighting - Self Contained | C (Poor): Asset is operational but major repair or replacement will be needed. | Category 2 (Necessary): Essential work required to prevent the deterioration of an asset. | 25 | 2020-12-14 | 3.3621 | 53.3103 | x | 2 | 4. Significant | 11139 | Reactive Maintenance | 3
1020549 | Emergency Lighting - Self Contained | C (Poor): Asset is operational but major repair or replacement will be needed. | Category 2 (Necessary): Essential work required to prevent the deterioration of an asset. | 25 | 2019-04-10 | 5.0431 | 51.9655 | x | 2 | 4. Significant | 11139 | Reactive Maintenance | 3
1020550 | Emergency Lighting - Self Contained | C (Poor): Asset is operational but major repair or replacement will be needed. | Category 2 (Necessary): Essential work required to prevent the deterioration of an asset. | 25 | 2024-01-31 | 0.23272 | 55.8138 | x | 2 | 4. Significant | 11139 | Reactive Maintenance | 3
1020551 | Emergency Lighting - Self Contained | C (Poor): Asset is operational but major repair or replacement will be needed. | Category 2 (Necessary): Essential work required to prevent the deterioration of an asset. | 25 | 2015-04-30 | 8.9884 | 48.8093 | x | 2 | 4. Significant | 11139 | Reactive Maintenance | 3
1020552 | Emergency Lighting - Self Contained | C (Poor): Asset is operational but major repair or replacement will be needed. | Category 2 (Necessary): Essential work required to prevent the deterioration of an asset. | 25 | 2002-06-01 | 21.9001 | 38.4799 | x | 2 | 4. Significant | 11139 | Reactive Maintenance | 3
1020553 | Emergency Lighting - Self Contained | C (Poor): Asset is operational but major repair or replacement will be needed. | Category 2 (Necessary): Essential work required to prevent the deterioration of an asset. | 25 | 2004-08-28 | 19.6578 | 40.2738 | x | 2 | 4. Significant | 11139 | Reactive Maintenance | 3
1020554 | Emergency Lighting - Self Contained | C (Poor): Asset is operational but major repair or replacement will be needed. | Category 2 (Necessary): Essential work required to prevent the deterioration of an asset. | 25 | 1999-01-24 | 25.2512 | 35.799 | x | 2 | 4. Significant | 11139 | Reactive Maintenance | 3
1020555 | Emergency Lighting - Self Contained | C (Poor): Asset is operational but major repair or replacement will be needed. | Category 2 (Necessary): Essential work required to prevent the deterioration of an asset. | 25 | 2009-01-24 | 15.2498 | 43.8001 | x | 2 | 4. Significant | 11139 | Reactive Maintenance | 3
1020559 | Fire Doors | C (Poor): Asset is operational but major repair or replacement will be needed. | Category 2 (Necessary): Essential work required to prevent the deterioration of an asset. | 20 | 2021-11-22 | 2.423 | 53.577 | x | 2 | 3. Moderate | 11139 | Reactive Maintenance | 7
1020560 | Fire Doors | C (Poor): Asset is operational but major repair or replacement will be needed. | Category 2 (Necessary): Essential work required to prevent the deterioration of an asset. | 20 | 2014-03-01 | 10.152 | 45.848 | x | 2 | 3. Moderate | 11139 | Reactive Maintenance | 7
1020565 | Hand Dryer | C (Poor): Asset is operational but major repair or replacement will be needed. | Category 2 (Necessary): Essential work required to prevent the deterioration of an asset. | 5 | 2022-12-20 | 1.347 | 50.6119 | x | 2 | 2. Minor | 11139 | Reactive Maintenance | 14
1020566 | Pipework Systems - General | C (Poor): Asset is operational but major repair or replacement will be needed. | Category 2 (Necessary): Essential work required to prevent the deterioration of an asset. | 20 | 2014-06-28 | 9.8261 | 46.1739 | x | 2 | 4. Significant | 11139 | Reactive Maintenance | 3
1020567 | Pipework Systems - General | C (Poor): Asset is operational but major repair or replacement will be needed. | Category 2 (Necessary): Essential work required to prevent the deterioration of an asset. | 20 | 2022-09-23 | 1.588 | 54.412 | x | 2 | 4. Significant | 11139 | Reactive Maintenance | 3
1020568 | Pipework Systems - General | C (Poor): Asset is operational but major repair or replacement will be needed. | Category 2 (Necessary): Essential work required to prevent the deterioration of an asset. | 20 | 2013-03-30 | 11.0719 | 44.9281 | x | 2 | 4. Significant | 11139 | Reactive Maintenance | 3
1020569 | Pipework Systems - General | C (Poor): Asset is operational but major repair or replacement will be needed. | Category 2 (Necessary): Essential work required to prevent the deterioration of an asset. | 35 | 1995-08-19 | 28.6845 | 39.6089 | x | 2 | 4. Significant | 11139 | Reactive Maintenance | 3
1020570 | Pipework Systems - General | C (Poor): Asset is operational but major repair or replacement will be needed. | Category 2 (Necessary): Essential work required to prevent the deterioration of an asset. | 35 | 2001-06-01 | 22.8994 | 42.9146 | x | 2 | 4. Significant | 11139 | Reactive Maintenance | 3
1020571 | Pipework Systems - General | C (Poor): Asset is operational but major repair or replacement will be needed. | Category 2 (Necessary): Essential work required to prevent the deterioration of an asset. | 35 | 2019-08-04 | 4.7255 | 53.2997 | x | 2 | 4. Significant | 11139 | Reactive Maintenance | 3
1020572 | Pipework Systems - General | C (Poor): Asset is operational but major repair or replacement will be needed. | Category 2 (Necessary): Essential work required to prevent the deterioration of an asset. | 45 | 1995-01-18 | 29.2676 | 42.9922 | x | 2 | 4. Significant | 11139 | Reactive Maintenance | 3
1020573 | Pipework Systems - General | C (Poor): Asset is operational but major repair or replacement will be needed. | Category 2 (Necessary): Essential work required to prevent the deterioration of an asset. | 45 | 2023-11-15 | 0.44353 | 55.8029 | x | 2 | 4. Significant | 11139 | Reactive Maintenance | 3
1020574 | Pipework Systems - General | C (Poor): Asset is operational but major repair or replacement will be needed. | Category 2 (Necessary): Essential work required to prevent the deterioration of an asset. | 45 | 1995-10-02 | 28.564 | 43.3049 | x | 2 | 4. Significant | 11139 | Reactive Maintenance | 3
1020575 | Pipework Systems - General | C (Poor): Asset is operational but major repair or replacement will be needed. | Category 2 (Necessary): Essential work required to prevent the deterioration of an asset. | 45 | 2020-01-02 | 4.3121 | 54.0835 | x | 2 | 4. Significant | 11139 | Reactive Maintenance | 3
1020577 | Kitchen Extract/Ventilation System | C (Poor): Asset is operational but major repair or replacement will be needed. | Category 2 (Necessary): Essential work required to prevent the deterioration of an asset. | 35 | 1994-10-22 | 29.5086 | 39.138 | x | 2 | 4. Significant | 11139 | Reactive Maintenance | 3
1020578 | Kitchen Extract/Ventilation System | C (Poor): Asset is operational but major repair or replacement will be needed. | Category 2 (Necessary): Essential work required to prevent the deterioration of an asset. | 35 | 2010-12-18 | 13.3525 | 48.37 | x | 2 | 4. Significant | 11139 | Reactive Maintenance | 3
1020579 | Electrical Installation - Generally | C (Poor): Asset is operational but major repair or replacement will be needed. | Category 2 (Necessary): Essential work required to prevent the deterioration of an asset. | 35 | 2000-09-08 | 23.6277 | 42.4985 | x | 2 | 4. Significant | 11139 | Reactive Maintenance | 3
1020580 | Electrical Installation - Generally | C (Poor): Asset is operational but major repair or replacement will be needed. | Category 2 (Necessary): Essential work required to prevent the deterioration of an asset. | 35 | 2011-08-27 | 12.6626 | 48.7643 | x | 2 | 4. Significant | 11139 | Reactive Maintenance | 3
1020582 | Fire Extinguishers - Foam (Stored Pressure) | C (Poor): Asset is operational but major repair or replacement will be needed. | Category 2 (Necessary): Essential work required to prevent the deterioration of an asset. | 15 | 2018-09-21 | 5.5934 | 48.5421 | x | 2 | 5. Severe | 11139 | Reactive Maintenance | 1
1020584 | Roof Coverings and Flashings | C (Poor): Asset is operational but major repair or replacement will be needed. | Category 2 (Necessary): Essential work required to prevent the deterioration of an asset. | 40 | 2023-03-21 | 1.0979 | 55.4511 | x | 2 | 4. Significant | 11139 | Reactive Maintenance | 3
1020588 | Showers | C (Poor): Asset is operational but major repair or replacement will be needed. | Category 2 (Necessary): Essential work required to prevent the deterioration of an asset. | 5 | 2020-08-14 | 3.6961 | 41.2156 | x | 2 | 3. Moderate | 11139 | Reactive Maintenance | 7
1020589 | Fans - Window or Wall Mounted | C (Poor): Asset is operational but major repair or replacement will be needed. | Category 2 (Necessary): Essential work required to prevent the deterioration of an asset. | 15 | 2016-12-19 | 7.3484 | 46.2021 | x | 2 | 2. Minor | 11139 | Reactive Maintenance | 14
1020592 | Toilet and Shower Areas | C (Poor): Asset is operational but major repair or replacement will be needed. | Category 2 (Necessary): Essential work required to prevent the deterioration of an asset. | 25 | 2020-09-18 | 3.6003 | 53.1198 | x | 2 | 3. Moderate | 11139 | Reactive Maintenance | 7
1020596 | Refrigerant Distribution System | C (Poor): Asset is operational but major repair or replacement will be needed. | Category 2 (Necessary): Essential work required to prevent the deterioration of an asset. | 30 | 2023-08-10 | 0.7091 | 53.5273 | x | 3 | 4. Significant | 12361 | Reactive Maintenance | 3
1020598 | Access Control | C (Poor): Asset is operational but major repair or replacement will be needed. | Category 2 (Necessary): Essential work required to prevent the deterioration of an asset. | 15 | 2013-10-12 | 10.5352 | 39.953 | x | 3 | 4. Significant | 12361 | Reactive Maintenance | 3
1020602 | Outstations | C (Poor): Asset is operational but major repair or replacement will be needed. | Category 2 (Necessary): Essential work required to prevent the deterioration of an asset. | 10 | 2019-04-12 | 5.0376 | 43.9247 | x | 3 | 4. Significant | 12361 | Reactive Maintenance | 3
1020606 | Closed-Circuit Television (CCTV) | C (Poor): Asset is operational but major repair or replacement will be needed. | Category 2 (Necessary): Essential work required to prevent the deterioration of an asset. | 15 | 2014-09-30 | 9.5688 | 41.2416 | x | 3 | 5. Severe | 12361 | Reactive Maintenance | 1
1020607 | Emergency Lighting - Self Contained | C (Poor): Asset is operational but major repair or replacement will be needed. | Category 2 (Necessary): Essential work required to prevent the deterioration of an asset. | 25 | 2019-05-18 | 4.9391 | 50.0487 | x | 3 | 4. Significant | 12361 | Reactive Maintenance | 3
1020608 | Emergency Lighting - Self Contained | C (Poor): Asset is operational but major repair or replacement will be needed. | Category 2 (Necessary): Essential work required to prevent the deterioration of an asset. | 25 | 2010-04-22 | 14.0096 | 42.7923 | x | 3 | 4. Significant | 12361 | Reactive Maintenance | 3
1020609 | Emergency Lighting - Self Contained | C (Poor): Asset is operational but major repair or replacement will be needed. | Category 2 (Necessary): Essential work required to prevent the deterioration of an asset. | 25 | 2018-05-09 | 5.963 | 49.2296 | x | 3 | 4. Significant | 12361 | Reactive Maintenance | 3
1020610 | Emergency Lighting - Self Contained | C (Poor): Asset is operational but major repair or replacement will be needed. | Category 2 (Necessary): Essential work required to prevent the deterioration of an asset. | 25 | 2020-08-08 | 3.7125 | 51.03 | x | 3 | 4. Significant | 12361 | Reactive Maintenance | 3
1020611 | Emergency Lighting - Self Contained | C (Poor): Asset is operational but major repair or replacement will be needed. | Category 2 (Necessary): Essential work required to prevent the deterioration of an asset. | 25 | 2011-03-23 | 13.0924 | 43.5261 | x | 3 | 4. Significant | 12361 | Reactive Maintenance | 3
1020612 | Emergency Lighting - Self Contained | C (Poor): Asset is operational but major repair or replacement will be needed. | Category 2 (Necessary): Essential work required to prevent the deterioration of an asset. | 25 | 2006-11-04 | 17.473 | 40.0216 | x | 3 | 4. Significant | 12361 | Reactive Maintenance | 3
1020613 | Emergency Lighting - Self Contained | C (Poor): Asset is operational but major repair or replacement will be needed. | Category 2 (Necessary): Essential work required to prevent the deterioration of an asset. | 25 | 2007-04-09 | 17.0459 | 40.3633 | x | 3 | 4. Significant | 12361 | Reactive Maintenance | 3
1020614 | Emergency Lighting - Self Contained | C (Poor): Asset is operational but major repair or replacement will be needed. | Category 2 (Necessary): Essential work required to prevent the deterioration of an asset. | 25 | 2001-04-16 | 23.0253 | 35.5797 | x | 3 | 4. Significant | 12361 | Reactive Maintenance | 3
1020615 | Emergency Lighting - Self Contained | C (Poor): Asset is operational but major repair or replacement will be needed. | Category 2 (Necessary): Essential work required to prevent the deterioration of an asset. | 25 | 2015-07-27 | 8.7474 | 47.0021 | x | 3 | 4. Significant | 12361 | Reactive Maintenance | 3
1020616 | Emergency Lighting - Self Contained | C (Poor): Asset is operational but major repair or replacement will be needed. | Category 2 (Necessary): Essential work required to prevent the deterioration of an asset. | 25 | 2020-03-31 | 4.0684 | 50.7452 | x | 3 | 4. Significant | 12361 | Reactive Maintenance | 3
1020617 | Emergency Lighting - Self Contained | C (Poor): Asset is operational but major repair or replacement will be needed. | Category 2 (Necessary): Essential work required to prevent the deterioration of an asset. | 25 | 1999-06-29 | 24.8241 | 34.1407 | x | 3 | 4. Significant | 12361 | Reactive Maintenance | 3
1020618 | Emergency Lighting - Self Contained | C (Poor): Asset is operational but major repair or replacement will be needed. | Category 2 (Necessary): Essential work required to prevent the deterioration of an asset. | 25 | 2009-10-24 | 14.5024 | 42.3981 | x | 3 | 4. Significant | 12361 | Reactive Maintenance | 3
1020619 | Emergency Lighting - Self Contained | C (Poor): Asset is operational but major repair or replacement will be needed. | Category 2 (Necessary): Essential work required to prevent the deterioration of an asset. | 25 | 2012-10-20 | 11.5127 | 44.7899 | x | 3 | 4. Significant | 12361 | Reactive Maintenance | 3
1020620 | Emergency Lighting - Self Contained | C (Poor): Asset is operational but major repair or replacement will be needed. | Category 2 (Necessary): Essential work required to prevent the deterioration of an asset. | 25 | 2009-03-11 | 15.1239 | 41.9009 | x | 3 | 4. Significant | 12361 | Reactive Maintenance | 3
1020621 | Emergency Lighting - Self Contained | C (Poor): Asset is operational but major repair or replacement will be needed. | Category 2 (Necessary): Essential work required to prevent the deterioration of an asset. | 25 | 2011-07-30 | 12.7392 | 43.8086 | x | 3 | 4. Significant | 12361 | Reactive Maintenance | 3
1020622 | Emergency Lighting - Self Contained | C (Poor): Asset is operational but major repair or replacement will be needed. | Category 2 (Necessary): Essential work required to prevent the deterioration of an asset. | 25 | 2011-09-07 | 12.6324 | 43.894 | x | 3 | 4. Significant | 12361 | Reactive Maintenance | 3
1020623 | Emergency Lighting - Self Contained | C (Poor): Asset is operational but major repair or replacement will be needed. | Category 2 (Necessary): Essential work required to prevent the deterioration of an asset. | 25 | 2018-01-28 | 6.2396 | 49.0084 | x | 3 | 4. Significant | 12361 | Reactive Maintenance | 3
1020624 | Emergency Lighting - Self Contained | C (Poor): Asset is operational but major repair or replacement will be needed. | Category 2 (Necessary): Essential work required to prevent the deterioration of an asset. | 25 | 2013-08-11 | 10.705 | 45.436 | x | 3 | 4. Significant | 12361 | Reactive Maintenance | 3
1020625 | Emergency Lighting - Self Contained | C (Poor): Asset is operational but major repair or replacement will be needed. | Category 2 (Necessary): Essential work required to prevent the deterioration of an asset. | 25 | 2002-11-14 | 21.4456 | 36.8435 | x | 3 | 4. Significant | 12361 | Reactive Maintenance | 3
1020626 | Emergency Lighting - Self Contained | C (Poor): Asset is operational but major repair or replacement will be needed. | Category 2 (Necessary): Essential work required to prevent the deterioration of an asset. | 25 | 2008-06-22 | 15.8412 | 41.327 | x | 3 | 4. Significant | 12361 | Reactive Maintenance | 3
1020627 | Emergency Lighting - Self Contained | C (Poor): Asset is operational but major repair or replacement will be needed. | Category 2 (Necessary): Essential work required to prevent the deterioration of an asset. | 25 | 2008-06-09 | 15.8768 | 41.2986 | x | 3 | 4. Significant | 12361 | Reactive Maintenance | 3
1020628 | Emergency Lighting - Self Contained | C (Poor): Asset is operational but major repair or replacement will be needed. | Category 2 (Necessary): Essential work required to prevent the deterioration of an asset. | 25 | 2014-02-01 | 10.2286 | 45.8171 | x | 3 | 4. Significant | 12361 | Reactive Maintenance | 3
1020633 | Fire Doors | C (Poor): Asset is operational but major repair or replacement will be needed. | Category 2 (Necessary): Essential work required to prevent the deterioration of an asset. | 20 | 2023-09-28 | 0.57495 | 53.4251 | x | 3 | 3. Moderate | 12361 | Reactive Maintenance | 7
1020634 | Fire Doors | C (Poor): Asset is operational but major repair or replacement will be needed. | Category 2 (Necessary): Essential work required to prevent the deterioration of an asset. | 20 | 2004-11-08 | 19.4606 | 34.5394 | x | 3 | 3. Moderate | 12361 | Reactive Maintenance | 7
1020635 | Fire Doors | C (Poor): Asset is operational but major repair or replacement will be needed. | Category 2 (Necessary): Essential work required to prevent the deterioration of an asset. | 20 | 2015-10-27 | 8.4956 | 45.5044 | x | 3 | 3. Moderate | 12361 | Reactive Maintenance | 7
1020636 | Fire Doors | C (Poor): Asset is operational but major repair or replacement will be needed. | Category 2 (Necessary): Essential work required to prevent the deterioration of an asset. | 20 | 2013-10-06 | 10.5517 | 43.4483 | x | 3 | 3. Moderate | 12361 | Reactive Maintenance | 7
1020637 | Fire Doors | C (Poor): Asset is operational but major repair or replacement will be needed. | Category 2 (Necessary): Essential work required to prevent the deterioration of an asset. | 20 | 2010-04-01 | 14.0671 | 39.9329 | x | 3 | 3. Moderate | 12361 | Reactive Maintenance | 7
1020638 | Fire Doors | C (Poor): Asset is operational but major repair or replacement will be needed. | Category 2 (Necessary): Essential work required to prevent the deterioration of an asset. | 20 | 2019-12-02 | 4.397 | 49.603 | x | 3 | 3. Moderate | 12361 | Reactive Maintenance | 7
1020679 | Hand Dryer | C (Poor): Asset is operational but major repair or replacement will be needed. | Category 2 (Necessary): Essential work required to prevent the deterioration of an asset. | 5 | 2021-01-20 | 3.2608 | 40.9569 | x | 3 | 2. Minor | 12361 | Reactive Maintenance | 14
1020680 | Pipework Systems - General | C (Poor): Asset is operational but major repair or replacement will be needed. | Category 2 (Necessary): Essential work required to prevent the deterioration of an asset. | 20 | 2010-11-29 | 13.4045 | 40.5955 | x | 3 | 4. Significant | 12361 | Reactive Maintenance | 3
1020681 | Pipework Systems - General | C (Poor): Asset is operational but major repair or replacement will be needed. | Category 2 (Necessary): Essential work required to prevent the deterioration of an asset. | 20 | 2005-12-06 | 18.3847 | 35.6153 | x | 3 | 4. Significant | 12361 | Reactive Maintenance | 3
1020682 | Pipework Systems - General | C (Poor): Asset is operational but major repair or replacement will be needed. | Category 2 (Necessary): Essential work required to prevent the deterioration of an asset. | 20 | 2018-08-26 | 5.6646 | 48.3354 | x | 3 | 4. Significant | 12361 | Reactive Maintenance | 3
1020683 | Pipework Systems - General | C (Poor): Asset is operational but major repair or replacement will be needed. | Category 2 (Necessary): Essential work required to prevent the deterioration of an asset. | 20 | 2009-06-11 | 14.872 | 39.128 | x | 3 | 4. Significant | 12361 | Reactive Maintenance | 3
1020684 | Pipework Systems - General | C (Poor): Asset is operational but major repair or replacement will be needed. | Category 2 (Necessary): Essential work required to prevent the deterioration of an asset. | 20 | 2010-10-21 | 13.5113 | 40.4887 | x | 3 | 4. Significant | 12361 | Reactive Maintenance | 3
1020685 | Pipework Systems - General | C (Poor): Asset is operational but major repair or replacement will be needed. | Category 2 (Necessary): Essential work required to prevent the deterioration of an asset. | 20 | 2023-06-02 | 0.89802 | 53.102 | x | 3 | 4. Significant | 12361 | Reactive Maintenance | 3
1020686 | Pipework Systems - General | C (Poor): Asset is operational but major repair or replacement will be needed. | Category 2 (Necessary): Essential work required to prevent the deterioration of an asset. | 45 | 2014-10-27 | 9.4949 | 49.7801 | x | 3 | 4. Significant | 12361 | Reactive Maintenance | 3
1020687 | Pipework Systems - General | C (Poor): Asset is operational but major repair or replacement will be needed. | Category 2 (Necessary): Essential work required to prevent the deterioration of an asset. | 45 | 2003-02-14 | 21.1937 | 44.5806 | x | 3 | 4. Significant | 12361 | Reactive Maintenance | 3
1020688 | Pipework Systems - General | C (Poor): Asset is operational but major repair or replacement will be needed. | Category 2 (Necessary): Essential work required to prevent the deterioration of an asset. | 45 | 1997-04-24 | 27.0034 | 41.9985 | x | 3 | 4. Significant | 12361 | Reactive Maintenance | 3
1020689 | Pipework Systems - General | C (Poor): Asset is operational but major repair or replacement will be needed. | Category 2 (Necessary): Essential work required to prevent the deterioration of an asset. | 45 | 2010-12-01 | 13.399 | 48.0449 | x | 3 | 4. Significant | 12361 | Reactive Maintenance | 3
1020690 | Pipework Systems - General | C (Poor): Asset is operational but major repair or replacement will be needed. | Category 2 (Necessary): Essential work required to prevent the deterioration of an asset. | 45 | 2002-04-08 | 22.0479 | 44.2009 | x | 3 | 4. Significant | 12361 | Reactive Maintenance | 3
1020691 | Pipework Systems - General | C (Poor): Asset is operational but major repair or replacement will be needed. | Category 2 (Necessary): Essential work required to prevent the deterioration of an asset. | 20 | 2017-11-04 | 6.4723 | 47.5277 | x | 3 | 4. Significant | 12361 | Reactive Maintenance | 3
1020692 | Pipework Systems - General | C (Poor): Asset is operational but major repair or replacement will be needed. | Category 2 (Necessary): Essential work required to prevent the deterioration of an asset. | 35 | 2023-05-31 | 0.90349 | 53.4837 | x | 3 | 4. Significant | 12361 | Reactive Maintenance | 3
1020693 | Pipework Systems - General | C (Poor): Asset is operational but major repair or replacement will be needed. | Category 2 (Necessary): Essential work required to prevent the deterioration of an asset. | 35 | 2006-07-16 | 17.7769 | 43.8418 | x | 3 | 4. Significant | 12361 | Reactive Maintenance | 3
1020694 | Pipework Systems - General | C (Poor): Asset is operational but major repair or replacement will be needed. | Category 2 (Necessary): Essential work required to prevent the deterioration of an asset. | 35 | 2000-07-02 | 23.8138 | 40.3921 | x | 3 | 4. Significant | 12361 | Reactive Maintenance | 3
1020695 | Pipework Systems - General | C (Poor): Asset is operational but major repair or replacement will be needed. | Category 2 (Necessary): Essential work required to prevent the deterioration of an asset. | 45 | 2005-06-11 | 18.872 | 45.6124 | x | 3 | 4. Significant | 12361 | Reactive Maintenance | 3
1020697 | Intruder Alarms | C (Poor): Asset is operational but major repair or replacement will be needed. | Category 2 (Necessary): Essential work required to prevent the deterioration of an asset. | 15 | 2013-07-10 | 10.7926 | 39.6099 | x | 3 | 5. Severe | 12361 | Reactive Maintenance | 1
1020698 | Electrical Installation - Generally | C (Poor): Asset is operational but major repair or replacement will be needed. | Category 2 (Necessary): Essential work required to prevent the deterioration of an asset. | 35 | 2016-12-05 | 7.3867 | 49.779 | x | 3 | 4. Significant | 12361 | Reactive Maintenance | 3
1020699 | Electrical Installation - Generally | C (Poor): Asset is operational but major repair or replacement will be needed. | Category 2 (Necessary): Essential work required to prevent the deterioration of an asset. | 35 | 1997-11-02 | 26.4778 | 38.8699 | x | 3 | 4. Significant | 12361 | Reactive Maintenance | 3
1020700 | Electrical Installation - Generally | C (Poor): Asset is operational but major repair or replacement will be needed. | Category 2 (Necessary): Essential work required to prevent the deterioration of an asset. | 35 | 2011-03-20 | 13.1006 | 46.5139 | x | 3 | 4. Significant | 12361 | Reactive Maintenance | 3
1020701 | Electrical Installation - Generally | C (Poor): Asset is operational but major repair or replacement will be needed. | Category 2 (Necessary): Essential work required to prevent the deterioration of an asset. | 35 | 2008-09-12 | 15.6167 | 45.0762 | x | 3 | 4. Significant | 12361 | Reactive Maintenance | 3
1020702 | Electrical Installation - Generally | C (Poor): Asset is operational but major repair or replacement will be needed. | Category 2 (Necessary): Essential work required to prevent the deterioration of an asset. | 35 | 2002-11-28 | 21.4073 | 41.7673 | x | 3 | 4. Significant | 12361 | Reactive Maintenance | 3
1020703 | Electrical Installation - Generally | C (Poor): Asset is operational but major repair or replacement will be needed. | Category 2 (Necessary): Essential work required to prevent the deterioration of an asset. | 35 | 2018-01-31 | 6.2313 | 50.4392 | x | 3 | 4. Significant | 12361 | Reactive Maintenance | 3
1020704 | Electrical Installation - Generally | C (Poor): Asset is operational but major repair or replacement will be needed. | Category 2 (Necessary): Essential work required to prevent the deterioration of an asset. | 35 | 2012-10-13 | 11.5318 | 47.4104 | x | 3 | 4. Significant | 12361 | Reactive Maintenance | 3
1020705 | Electrical Installation - Generally | C (Poor): Asset is operational but major repair or replacement will be needed. | Category 2 (Necessary): Essential work required to prevent the deterioration of an asset. | 35 | 2021-02-19 | 3.1786 | 52.1836 | x | 3 | 4. Significant | 12361 | Reactive Maintenance | 3
1020707 | Fire Extinguishers - Foam (Stored Pressure) | C (Poor): Asset is operational but major repair or replacement will be needed. | Category 2 (Necessary): Essential work required to prevent the deterioration of an asset. | 15 | 2011-11-17 | 12.4381 | 37.4159 | x | 3 | 5. Severe | 12361 | Reactive Maintenance | 1
1020711 | Roof Coverings and Flashings | C (Poor): Asset is operational but major repair or replacement will be needed. | Category 2 (Necessary): Essential work required to prevent the deterioration of an asset. | 40 | 2007-03-09 | 17.1307 | 45.4346 | x | 3 | 4. Significant | 12361 | Reactive Maintenance | 3
1020718 | Showers | C (Poor): Asset is operational but major repair or replacement will be needed. | Category 2 (Necessary): Essential work required to prevent the deterioration of an asset. | 5 | 2023-03-16 | 1.1116 | 49.5537 | x | 3 | 3. Moderate | 12361 | Reactive Maintenance | 7
1020719 | Fans - Window or Wall Mounted | C (Poor): Asset is operational but major repair or replacement will be needed. | Category 2 (Necessary): Essential work required to prevent the deterioration of an asset. | 15 | 2014-01-28 | 10.2396 | 40.3473 | x | 3 | 2. Minor | 12361 | Reactive Maintenance | 14
1020722 | Toilet and Shower Areas | C (Poor): Asset is operational but major repair or replacement will be needed. | Category 2 (Necessary): Essential work required to prevent the deterioration of an asset. | 25 | 2003-08-21 | 20.679 | 37.4568 | x | 3 | 3. Moderate | 12361 | Reactive Maintenance | 7
1020723 | Toilet and Shower Areas | C (Poor): Asset is operational but major repair or replacement will be needed. | Category 2 (Necessary): Essential work required to prevent the deterioration of an asset. | 25 | 2004-03-14 | 20.115 | 37.908 | x | 3 | 3. Moderate | 12361 | Reactive Maintenance | 7
1020724 | Toilet and Shower Areas | C (Poor): Asset is operational but major repair or replacement will be needed. | Category 2 (Necessary): Essential work required to prevent the deterioration of an asset. | 25 | 2022-11-13 | 1.4483 | 52.8413 | x | 3 | 3. Moderate | 12361 | Reactive Maintenance | 7
1020725 | Toilet and Shower Areas | C (Poor): Asset is operational but major repair or replacement will be needed. | Category 2 (Necessary): Essential work required to prevent the deterioration of an asset. | 25 | 2000-01-17 | 24.271 | 34.5832 | x | 3 | 3. Moderate | 12361 | Reactive Maintenance | 7
1020726 | Toilet and Shower Areas | C (Poor): Asset is operational but major repair or replacement will be needed. | Category 2 (Necessary): Essential work required to prevent the deterioration of an asset. | 25 | 2011-04-28 | 12.9938 | 43.6049 | x | 3 | 3. Moderate | 12361 | Reactive Maintenance | 7
1020727 | Toilet and Shower Areas | C (Poor): Asset is operational but major repair or replacement will be needed. | Category 2 (Necessary): Essential work required to prevent the deterioration of an asset. | 25 | 2005-09-23 | 18.5873 | 39.1302 | x | 3 | 3. Moderate | 12361 | Reactive Maintenance | 7
1020728 | Toilet and Shower Areas | C (Poor): Asset is operational but major repair or replacement will be needed. | Category 2 (Necessary): Essential work required to prevent the deterioration of an asset. | 25 | 2006-05-27 | 17.9138 | 39.669 | x | 3 | 3. Moderate | 12361 | Reactive Maintenance | 7
1020729 | Toilet and Shower Areas | C (Poor): Asset is operational but major repair or replacement will be needed. | Category 2 (Necessary): Essential work required to prevent the deterioration of an asset. | 25 | 2010-12-06 | 13.3854 | 43.2917 | x | 3 | 3. Moderate | 12361 | Reactive Maintenance | 7
1020730 | Toilet and Shower Areas | C (Poor): Asset is operational but major repair or replacement will be needed. | Category 2 (Necessary): Essential work required to prevent the deterioration of an asset. | 25 | 2018-04-09 | 6.0452 | 49.1639 | x | 3 | 3. Moderate | 12361 | Reactive Maintenance | 7
1020731 | Toilet and Shower Areas | C (Poor): Asset is operational but major repair or replacement will be needed. | Category 2 (Necessary): Essential work required to prevent the deterioration of an asset. | 25 | 2021-10-28 | 2.4914 | 52.0068 | x | 3 | 3. Moderate | 12361 | Reactive Maintenance | 7
1020732 | Toilet and Shower Areas | C (Poor): Asset is operational but major repair or replacement will be needed. | Category 2 (Necessary): Essential work required to prevent the deterioration of an asset. | 25 | 2011-11-07 | 12.4654 | 44.0277 | x | 3 | 3. Moderate | 12361 | Reactive Maintenance | 7
1020733 | Toilet and Shower Areas | C (Poor): Asset is operational but major repair or replacement will be needed. | Category 2 (Necessary): Essential work required to prevent the deterioration of an asset. | 25 | 2023-07-03 | 0.81314 | 53.3495 | x | 3 | 3. Moderate | 12361 | Reactive Maintenance | 7
1020734 | Toilet and Shower Areas | C (Poor): Asset is operational but major repair or replacement will be needed. | Category 2 (Necessary): Essential work required to prevent the deterioration of an asset. | 25 | 2022-09-23 | 1.588 | 52.7296 | x | 3 | 3. Moderate | 12361 | Reactive Maintenance | 7
1020735 | Toilet and Shower Areas | C (Poor): Asset is operational but major repair or replacement will be needed. | Category 2 (Necessary): Essential work required to prevent the deterioration of an asset. | 25 | 2003-06-24 | 20.8378 | 37.3298 | x | 3 | 3. Moderate | 12361 | Reactive Maintenance | 7
1020736 | Toilet and Shower Areas | C (Poor): Asset is operational but major repair or replacement will be needed. | Category 2 (Necessary): Essential work required to prevent the deterioration of an asset. | 25 | 2007-09-12 | 16.6188 | 40.705 | x | 3 | 3. Moderate | 12361 | Reactive Maintenance | 7
1020737 | Toilet and Shower Areas | C (Poor): Asset is operational but major repair or replacement will be needed. | Category 2 (Necessary): Essential work required to prevent the deterioration of an asset. | 25 | 2013-03-17 | 11.1075 | 45.114 | x | 3 | 3. Moderate | 12361 | Reactive Maintenance | 7
1020738 | Toilet and Shower Areas | C (Poor): Asset is operational but major repair or replacement will be needed. | Category 2 (Necessary): Essential work required to prevent the deterioration of an asset. | 25 | 2006-03-24 | 18.089 | 39.5288 | x | 3 | 3. Moderate | 12361 | Reactive Maintenance | 7
1020748 | Outstations | C (Poor): Asset is operational but major repair or replacement will be needed. | Category 2 (Necessary): Essential work required to prevent the deterioration of an asset. | 10 | 2021-06-09 | 2.8775 | 48.245 | x | 3 | 4. Significant | 12362 | Reactive Maintenance | 3
1020752 | Closed-Circuit Television (CCTV) | C (Poor): Asset is operational but major repair or replacement will be needed. | Category 2 (Necessary): Essential work required to prevent the deterioration of an asset. | 15 | 2021-07-09 | 2.7953 | 50.2729 | x | 3 | 5. Severe | 12362 | Reactive Maintenance | 1
1020753 | Emergency Lighting - Self Contained | C (Poor): Asset is operational but major repair or replacement will be needed. | Category 2 (Necessary): Essential work required to prevent the deterioration of an asset. | 25 | 2019-10-09 | 4.5448 | 50.3641 | x | 3 | 4. Significant | 12362 | Reactive Maintenance | 3
1020754 | Emergency Lighting - Self Contained | C (Poor): Asset is operational but major repair or replacement will be needed. | Category 2 (Necessary): Essential work required to prevent the deterioration of an asset. | 25 | 2016-07-31 | 7.7344 | 47.8125 | x | 3 | 4. Significant | 12362 | Reactive Maintenance | 3
1020756 | Fire Doors | C (Poor): Asset is operational but major repair or replacement will be needed. | Category 2 (Necessary): Essential work required to prevent the deterioration of an asset. | 20 | 2015-11-21 | 8.4271 | 45.5729 | x | 3 | 3. Moderate | 12362 | Reactive Maintenance | 7
1020757 | Fire Doors | C (Poor): Asset is operational but major repair or replacement will be needed. | Category 2 (Necessary): Essential work required to prevent the deterioration of an asset. | 20 | 2009-09-03 | 14.642 | 39.358 | x | 3 | 3. Moderate | 12362 | Reactive Maintenance | 7
1020758 | Fire Doors | C (Poor): Asset is operational but major repair or replacement will be needed. | Category 2 (Necessary): Essential work required to prevent the deterioration of an asset. | 20 | 2014-03-27 | 10.0808 | 43.9192 | x | 3 | 3. Moderate | 12362 | Reactive Maintenance | 7
1020759 | Fire Doors | C (Poor): Asset is operational but major repair or replacement will be needed. | Category 2 (Necessary): Essential work required to prevent the deterioration of an asset. | 20 | 2009-11-20 | 14.4285 | 39.5715 | x | 3 | 3. Moderate | 12362 | Reactive Maintenance | 7
1020803 | Hand Dryer | C (Poor): Asset is operational but major repair or replacement will be needed. | Category 2 (Necessary): Essential work required to prevent the deterioration of an asset. | 5 | 2020-10-04 | 3.5565 | 39.7741 | x | 3 | 2. Minor | 12362 | Reactive Maintenance | 14
1020804 | Pipework Systems - General | C (Poor): Asset is operational but major repair or replacement will be needed. | Category 2 (Necessary): Essential work required to prevent the deterioration of an asset. | 20 | 2022-05-13 | 1.9521 | 52.0479 | x | 3 | 4. Significant | 12362 | Reactive Maintenance | 3
1020805 | Pipework Systems - General | C (Poor): Asset is operational but major repair or replacement will be needed. | Category 2 (Necessary): Essential work required to prevent the deterioration of an asset. | 35 | 2015-11-15 | 8.4435 | 49.1751 | x | 3 | 4. Significant | 12362 | Reactive Maintenance | 3
1020806 | Pipework Systems - General | C (Poor): Asset is operational but major repair or replacement will be needed. | Category 2 (Necessary): Essential work required to prevent the deterioration of an asset. | 45 | 1998-12-22 | 25.3415 | 42.7371 | x | 3 | 4. Significant | 12362 | Reactive Maintenance | 3
1020807 | Pipework Systems - General | C (Poor): Asset is operational but major repair or replacement will be needed. | Category 2 (Necessary): Essential work required to prevent the deterioration of an asset. | 45 | 2021-05-08 | 2.9651 | 52.6822 | x | 3 | 4. Significant | 12362 | Reactive Maintenance | 3
1020808 | Pipework Systems - General | C (Poor): Asset is operational but major repair or replacement will be needed. | Category 2 (Necessary): Essential work required to prevent the deterioration of an asset. | 20 | 2016-04-04 | 8.0575 | 45.9425 | x | 3 | 4. Significant | 12362 | Reactive Maintenance | 3
1020809 | Pipework Systems - General | C (Poor): Asset is operational but major repair or replacement will be needed. | Category 2 (Necessary): Essential work required to prevent the deterioration of an asset. | 20 | 2023-12-28 | 0.3258 | 53.6742 | x | 3 | 4. Significant | 12362 | Reactive Maintenance | 3
1020810 | Pipework Systems - General | C (Poor): Asset is operational but major repair or replacement will be needed. | Category 2 (Necessary): Essential work required to prevent the deterioration of an asset. | 35 | 2015-03-13 | 9.1198 | 48.7887 | x | 3 | 4. Significant | 12362 | Reactive Maintenance | 3
1020811 | Pipework Systems - General | C (Poor): Asset is operational but major repair or replacement will be needed. | Category 2 (Necessary): Essential work required to prevent the deterioration of an asset. | 45 | 1995-05-11 | 28.9582 | 41.1297 | x | 3 | 4. Significant | 12362 | Reactive Maintenance | 3
1020812 | Pipework Systems - General | C (Poor): Asset is operational but major repair or replacement will be needed. | Category 2 (Necessary): Essential work required to prevent the deterioration of an asset. | 45 | 2007-09-07 | 16.6324 | 46.6078 | x | 3 | 4. Significant | 12362 | Reactive Maintenance | 3
1020815 | Electrical Installation - Generally | C (Poor): Asset is operational but major repair or replacement will be needed. | Category 2 (Necessary): Essential work required to prevent the deterioration of an asset. | 35 | 2022-05-07 | 1.9685 | 52.8751 | x | 3 | 4. Significant | 12362 | Reactive Maintenance | 3
1020816 | Electrical Installation - Generally | C (Poor): Asset is operational but major repair or replacement will be needed. | Category 2 (Necessary): Essential work required to prevent the deterioration of an asset. | 35 | 2000-10-28 | 23.4908 | 40.5767 | x | 3 | 4. Significant | 12362 | Reactive Maintenance | 3
1020818 | Fire Extinguishers - Foam (Stored Pressure) | C (Poor): Asset is operational but major repair or replacement will be needed. | Category 2 (Necessary): Essential work required to prevent the deterioration of an asset. | 15 | 2021-01-30 | 3.2334 | 49.6888 | x | 3 | 5. Severe | 12362 | Reactive Maintenance | 1
1020820 | Roof Coverings and Flashings | C (Poor): Asset is operational but major repair or replacement will be needed. | Category 2 (Necessary): Essential work required to prevent the deterioration of an asset. | 40 | 2006-10-12 | 17.5359 | 45.232 | x | 3 | 4. Significant | 12362 | Reactive Maintenance | 3
1020827 | Showers | C (Poor): Asset is operational but major repair or replacement will be needed. | Category 2 (Necessary): Essential work required to prevent the deterioration of an asset. | 5 | 2021-03-23 | 3.091 | 41.6359 | x | 3 | 3. Moderate | 12362 | Reactive Maintenance | 7
1020828 | Fans - Window or Wall Mounted | C (Poor): Asset is operational but major repair or replacement will be needed. | Category 2 (Necessary): Essential work required to prevent the deterioration of an asset. | 15 | 2020-06-08 | 3.8795 | 48.8273 | x | 3 | 2. Minor | 12362 | Reactive Maintenance | 14
1020831 | Toilet and Shower Areas | C (Poor): Asset is operational but major repair or replacement will be needed. | Category 2 (Necessary): Essential work required to prevent the deterioration of an asset. | 25 | 2019-09-06 | 4.6352 | 50.2919 | x | 3 | 3. Moderate | 12362 | Reactive Maintenance | 7
1020832 | Toilet and Shower Areas | C (Poor): Asset is operational but major repair or replacement will be needed. | Category 2 (Necessary): Essential work required to prevent the deterioration of an asset. | 25 | 2020-09-26 | 3.5784 | 51.1373 | x | 3 | 3. Moderate | 12362 | Reactive Maintenance | 7
1020833 | Toilet and Shower Areas | C (Poor): Asset is operational but major repair or replacement will be needed. | Category 2 (Necessary): Essential work required to prevent the deterioration of an asset. | 25 | 2000-09-09 | 23.6249 | 35.1001 | x | 3 | 3. Moderate | 12362 | Reactive Maintenance | 7
1020834 | Toilet and Shower Areas | C (Poor): Asset is operational but major repair or replacement will be needed. | Category 2 (Necessary): Essential work required to prevent the deterioration of an asset. | 25 | 2022-02-13 | 2.1958 | 52.2434 | x | 3 | 3. Moderate | 12362 | Reactive Maintenance | 7
1020835 | Toilet and Shower Areas | C (Poor): Asset is operational but major repair or replacement will be needed. | Category 2 (Necessary): Essential work required to prevent the deterioration of an asset. | 25 | 2014-06-22 | 9.8426 | 46.1259 | x | 3 | 3. Moderate | 12362 | Reactive Maintenance | 7
1020836 | Toilet and Shower Areas | C (Poor): Asset is operational but major repair or replacement will be needed. | Category 2 (Necessary): Essential work required to prevent the deterioration of an asset. | 25 | 2007-08-01 | 16.7337 | 40.613 | x | 3 | 3. Moderate | 12362 | Reactive Maintenance | 7
1020837 | Toilet and Shower Areas | C (Poor): Asset is operational but major repair or replacement will be needed. | Category 2 (Necessary): Essential work required to prevent the deterioration of an asset. | 25 | 2017-12-29 | 6.3217 | 48.9426 | x | 3 | 3. Moderate | 12362 | Reactive Maintenance | 7
1020846 | Outstations | C (Poor): Asset is operational but major repair or replacement will be needed. | Category 2 (Necessary): Essential work required to prevent the deterioration of an asset. | 10 | 2021-12-19 | 2.3491 | 49.3018 | x | 3 | 4. Significant | 11138 | Reactive Maintenance | 3
1020850 | Closed-Circuit Television (CCTV) | C (Poor): Asset is operational but major repair or replacement will be needed. | Category 2 (Necessary): Essential work required to prevent the deterioration of an asset. | 15 | 2021-07-15 | 2.7789 | 50.2948 | x | 3 | 5. Severe | 11138 | Reactive Maintenance | 1
1020851 | Emergency Lighting - Self Contained | C (Poor): Asset is operational but major repair or replacement will be needed. | Category 2 (Necessary): Essential work required to prevent the deterioration of an asset. | 25 | 2004-04-26 | 19.9973 | 38.0022 | x | 3 | 4. Significant | 11138 | Reactive Maintenance | 3
1020852 | Emergency Lighting - Self Contained | C (Poor): Asset is operational but major repair or replacement will be needed. | Category 2 (Necessary): Essential work required to prevent the deterioration of an asset. | 25 | 2013-07-31 | 10.7351 | 45.4119 | x | 3 | 4. Significant | 11138 | Reactive Maintenance | 3
1020853 | Emergency Lighting - Self Contained | C (Poor): Asset is operational but major repair or replacement will be needed. | Category 2 (Necessary): Essential work required to prevent the deterioration of an asset. | 25 | 2003-11-28 | 20.4079 | 37.6736 | x | 3 | 4. Significant | 11138 | Reactive Maintenance | 3
1020854 | Emergency Lighting - Self Contained | C (Poor): Asset is operational but major repair or replacement will be needed. | Category 2 (Necessary): Essential work required to prevent the deterioration of an asset. | 25 | 2020-01-24 | 4.2519 | 50.5985 | x | 3 | 4. Significant | 11138 | Reactive Maintenance | 3
1020855 | Emergency Lighting - Self Contained | C (Poor): Asset is operational but major repair or replacement will be needed. | Category 2 (Necessary): Essential work required to prevent the deterioration of an asset. | 25 | 2017-09-22 | 6.59 | 48.728 | x | 3 | 4. Significant | 11138 | Reactive Maintenance | 3
1020856 | Emergency Lighting - Self Contained | C (Poor): Asset is operational but major repair or replacement will be needed. | Category 2 (Necessary): Essential work required to prevent the deterioration of an asset. | 25 | 2018-10-20 | 5.514 | 49.5888 | x | 3 | 4. Significant | 11138 | Reactive Maintenance | 3
1020857 | Emergency Lighting - Self Contained | C (Poor): Asset is operational but major repair or replacement will be needed. | Category 2 (Necessary): Essential work required to prevent the deterioration of an asset. | 25 | 2018-07-24 | 5.755 | 49.396 | x | 3 | 4. Significant | 11138 | Reactive Maintenance | 3
1020858 | Emergency Lighting - Self Contained | C (Poor): Asset is operational but major repair or replacement will be needed. | Category 2 (Necessary): Essential work required to prevent the deterioration of an asset. | 25 | 2019-02-23 | 5.1691 | 49.8648 | x | 3 | 4. Significant | 11138 | Reactive Maintenance | 3
1020859 | Emergency Lighting - Self Contained | C (Poor): Asset is operational but major repair or replacement will be needed. | Category 2 (Necessary): Essential work required to prevent the deterioration of an asset. | 25 | 2002-08-21 | 21.6783 | 36.6574 | x | 3 | 4. Significant | 11138 | Reactive Maintenance | 3
1020860 | Emergency Lighting - Self Contained | C (Poor): Asset is operational but major repair or replacement will be needed. | Category 2 (Necessary): Essential work required to prevent the deterioration of an asset. | 25 | 2013-08-15 | 10.694 | 45.4448 | x | 3 | 4. Significant | 11138 | Reactive Maintenance | 3
1020863 | Fire Doors | C (Poor): Asset is operational but major repair or replacement will be needed. | Category 2 (Necessary): Essential work required to prevent the deterioration of an asset. | 20 | 2016-06-01 | 7.8987 | 46.1013 | x | 3 | 3. Moderate | 11138 | Reactive Maintenance | 7
1020864 | Fire Doors | C (Poor): Asset is operational but major repair or replacement will be needed. | Category 2 (Necessary): Essential work required to prevent the deterioration of an asset. | 20 | 2015-12-15 | 8.3614 | 45.6386 | x | 3 | 3. Moderate | 11138 | Reactive Maintenance | 7
1020868 | Hand Dryer | C (Poor): Asset is operational but major repair or replacement will be needed. | Category 2 (Necessary): Essential work required to prevent the deterioration of an asset. | 5 | 2022-08-09 | 1.7112 | 47.1554 | x | 3 | 2. Minor | 11138 | Reactive Maintenance | 14
1020869 | Pipework Systems - General | C (Poor): Asset is operational but major repair or replacement will be needed. | Category 2 (Necessary): Essential work required to prevent the deterioration of an asset. | 45 | 2015-03-21 | 9.0979 | 49.9565 | x | 3 | 4. Significant | 11138 | Reactive Maintenance | 3
1020870 | Pipework Systems - General | C (Poor): Asset is operational but major repair or replacement will be needed. | Category 2 (Necessary): Essential work required to prevent the deterioration of an asset. | 45 | 2007-06-29 | 16.8241 | 46.5226 | x | 3 | 4. Significant | 11138 | Reactive Maintenance | 3
1020871 | Pipework Systems - General | C (Poor): Asset is operational but major repair or replacement will be needed. | Category 2 (Necessary): Essential work required to prevent the deterioration of an asset. | 20 | 2010-12-02 | 13.3963 | 40.6037 | x | 3 | 4. Significant | 11138 | Reactive Maintenance | 3
1020872 | Pipework Systems - General | C (Poor): Asset is operational but major repair or replacement will be needed. | Category 2 (Necessary): Essential work required to prevent the deterioration of an asset. | 45 | 2011-09-02 | 12.6461 | 48.3795 | x | 3 | 4. Significant | 11138 | Reactive Maintenance | 3
1020878 | Electrical Installation - Generally | C (Poor): Asset is operational but major repair or replacement will be needed. | Category 2 (Necessary): Essential work required to prevent the deterioration of an asset. | 35 | 2001-07-22 | 22.7598 | 40.9944 | x | 3 | 4. Significant | 11138 | Reactive Maintenance | 3
1020880 | Fire Extinguishers - Foam (Stored Pressure) | C (Poor): Asset is operational but major repair or replacement will be needed. | Category 2 (Necessary): Essential work required to prevent the deterioration of an asset. | 15 | 2019-12-27 | 4.3285 | 48.2286 | x | 3 | 5. Severe | 11138 | Reactive Maintenance | 1
1020882 | Roof Coverings and Flashings | C (Poor): Asset is operational but major repair or replacement will be needed. | Category 2 (Necessary): Essential work required to prevent the deterioration of an asset. | 40 | 2002-05-06 | 21.9713 | 43.0144 | x | 3 | 4. Significant | 11138 | Reactive Maintenance | 3
1020886 | Showers | C (Poor): Asset is operational but major repair or replacement will be needed. | Category 2 (Necessary): Essential work required to prevent the deterioration of an asset. | 5 | 2022-12-28 | 1.3251 | 48.6995 | x | 3 | 3. Moderate | 11138 | Reactive Maintenance | 7
1020887 | Fans - Window or Wall Mounted | C (Poor): Asset is operational but major repair or replacement will be needed. | Category 2 (Necessary): Essential work required to prevent the deterioration of an asset. | 15 | 2016-08-02 | 7.729 | 43.6947 | x | 3 | 2. Minor | 11138 | Reactive Maintenance | 14
1020890 | Toilet and Shower Areas | C (Poor): Asset is operational but major repair or replacement will be needed. | Category 2 (Necessary): Essential work required to prevent the deterioration of an asset. | 25 | 2016-08-20 | 7.6797 | 47.8563 | x | 3 | 3. Moderate | 11138 | Reactive Maintenance | 7
1020894 | Kitchen Extract/Ventilation System | C (Poor): Asset is operational but major repair or replacement will be needed. | Category 2 (Necessary): Essential work required to prevent the deterioration of an asset. | 35 | 2011-04-29 | 12.9911 | 48.5765 | x | 2 | 4. Significant | 10171 | Reactive Maintenance | 3
1020905 | HV Packaged Substations | D (Very Poor): Asset runs a serious risk of imminent breakdown or poses a health and safety risk. | Category 1 (Urgent): Critical work required to address serious health and safety issues and correct any breach of legislation. | 30 | 1998-04-13 | 26.0342 | 22.6439 | x | 3 | 5. Severe | 10198 | Reactive Maintenance | 1
1020906 | Rising Fire Mains and Hydrants | D (Very Poor): Asset runs a serious risk of imminent breakdown or poses a health and safety risk. | Category 1 (Urgent): Critical work required to address serious health and safety issues and correct any breach of legislation. | 20 | 2008-03-03 | 16.1451 | 23.8549 | x | 3 | 5. Severe | 10198 | Reactive Maintenance | 1
1020916 | Refrigerant Distribution System | C (Poor): Asset is operational but major repair or replacement will be needed. | Category 2 (Necessary): Essential work required to prevent the deterioration of an asset. | 30 | 2010-11-28 | 13.4073 | 43.0618 | x | 4 | 4. Significant | 12363 | Reactive Maintenance | 3
1020920 | Outstations | C (Poor): Asset is operational but major repair or replacement will be needed. | Category 2 (Necessary): Essential work required to prevent the deterioration of an asset. | 10 | 2016-08-24 | 7.6687 | 36.6626 | x | 4 | 4. Significant | 12363 | Reactive Maintenance | 3
1020924 | Closed-Circuit Television (CCTV) | C (Poor): Asset is operational but major repair or replacement will be needed. | Category 2 (Necessary): Essential work required to prevent the deterioration of an asset. | 15 | 2020-03-18 | 4.104 | 46.5279 | x | 4 | 5. Severe | 12363 | Reactive Maintenance | 1
1020925 | Emergency Lighting - Self Contained | C (Poor): Asset is operational but major repair or replacement will be needed. | Category 2 (Necessary): Essential work required to prevent the deterioration of an asset. | 25 | 2005-09-06 | 18.6338 | 37.093 | x | 4 | 4. Significant | 12363 | Reactive Maintenance | 3
1020930 | Fire Doors | C (Poor): Asset is operational but major repair or replacement will be needed. | Category 2 (Necessary): Essential work required to prevent the deterioration of an asset. | 20 | 2016-01-30 | 8.2355 | 43.7645 | x | 4 | 3. Moderate | 12363 | Reactive Maintenance | 7
1020931 | Fire Doors | C (Poor): Asset is operational but major repair or replacement will be needed. | Category 2 (Necessary): Essential work required to prevent the deterioration of an asset. | 20 | 2018-12-26 | 5.3306 | 46.6694 | x | 4 | 3. Moderate | 12363 | Reactive Maintenance | 7
1020935 | Pipework for Low Pressure Natural Gas, Liquefied Petroleum Gas (LPG) or Oil | C (Poor): Asset is operational but major repair or replacement will be needed. | Category 2 (Necessary): Essential work required to prevent the deterioration of an asset. | 50 | 2002-09-21 | 21.5934 | 43.3626 | x | 4 | 5. Severe | 12363 | Reactive Maintenance | 1
1020945 | Hand Dryer | C (Poor): Asset is operational but major repair or replacement will be needed. | Category 2 (Necessary): Essential work required to prevent the deterioration of an asset. | 5 | 2021-10-30 | 2.486 | 42.0561 | x | 4 | 2. Minor | 12363 | Reactive Maintenance | 14
1020946 | Pipework Systems - General | C (Poor): Asset is operational but major repair or replacement will be needed. | Category 2 (Necessary): Essential work required to prevent the deterioration of an asset. | 20 | 2008-12-20 | 15.3457 | 36.6543 | x | 4 | 4. Significant | 12363 | Reactive Maintenance | 3
1020947 | Pipework Systems - General | C (Poor): Asset is operational but major repair or replacement will be needed. | Category 2 (Necessary): Essential work required to prevent the deterioration of an asset. | 20 | 2023-11-12 | 0.45175 | 51.5483 | x | 4 | 4. Significant | 12363 | Reactive Maintenance | 3
1020948 | Pipework Systems - General | C (Poor): Asset is operational but major repair or replacement will be needed. | Category 2 (Necessary): Essential work required to prevent the deterioration of an asset. | 20 | 2011-12-06 | 12.386 | 39.614 | x | 4 | 4. Significant | 12363 | Reactive Maintenance | 3
1020949 | Pipework Systems - General | C (Poor): Asset is operational but major repair or replacement will be needed. | Category 2 (Necessary): Essential work required to prevent the deterioration of an asset. | 35 | 2007-04-25 | 17.0021 | 42.2845 | x | 4 | 4. Significant | 12363 | Reactive Maintenance | 3
1020950 | Pipework Systems - General | C (Poor): Asset is operational but major repair or replacement will be needed. | Category 2 (Necessary): Essential work required to prevent the deterioration of an asset. | 35 | 2018-06-28 | 5.8261 | 48.6708 | x | 4 | 4. Significant | 12363 | Reactive Maintenance | 3
1020951 | Pipework Systems - General | C (Poor): Asset is operational but major repair or replacement will be needed. | Category 2 (Necessary): Essential work required to prevent the deterioration of an asset. | 35 | 2002-12-21 | 21.3443 | 39.8033 | x | 4 | 4. Significant | 12363 | Reactive Maintenance | 3
1020952 | Pipework Systems - General | C (Poor): Asset is operational but major repair or replacement will be needed. | Category 2 (Necessary): Essential work required to prevent the deterioration of an asset. | 35 | 2019-04-15 | 5.0294 | 49.126 | x | 4 | 4. Significant | 12363 | Reactive Maintenance | 3
1020953 | Pipework Systems - General | C (Poor): Asset is operational but major repair or replacement will be needed. | Category 2 (Necessary): Essential work required to prevent the deterioration of an asset. | 35 | 2013-04-19 | 11.0171 | 45.7045 | x | 4 | 4. Significant | 12363 | Reactive Maintenance | 3
1020956 | Electrical Installation - Generally | C (Poor): Asset is operational but major repair or replacement will be needed. | Category 2 (Necessary): Essential work required to prevent the deterioration of an asset. | 35 | 1997-04-16 | 27.0253 | 36.557 | x | 4 | 4. Significant | 12363 | Reactive Maintenance | 3
1020958 | Fire Extinguishers - Foam (Stored Pressure) | C (Poor): Asset is operational but major repair or replacement will be needed. | Category 2 (Necessary): Essential work required to prevent the deterioration of an asset. | 15 | 2020-02-19 | 4.1807 | 46.4257 | x | 4 | 5. Severe | 12363 | Reactive Maintenance | 1
1020960 | Roof Coverings and Flashings | C (Poor): Asset is operational but major repair or replacement will be needed. | Category 2 (Necessary): Essential work required to prevent the deterioration of an asset. | 40 | 2007-12-19 | 16.3504 | 43.8248 | x | 4 | 4. Significant | 12363 | Reactive Maintenance | 3
1020974 | Showers | C (Poor): Asset is operational but major repair or replacement will be needed. | Category 2 (Necessary): Essential work required to prevent the deterioration of an asset. | 5 | 2021-02-15 | 3.1896 | 39.2416 | x | 4 | 3. Moderate | 12363 | Reactive Maintenance | 7
1020975 | Fans - Window or Wall Mounted | C (Poor): Asset is operational but major repair or replacement will be needed. | Category 2 (Necessary): Essential work required to prevent the deterioration of an asset. | 15 | 2010-03-20 | 14.0999 | 33.2001 | x | 4 | 2. Minor | 12363 | Reactive Maintenance | 14
1020978 | Toilet and Shower Areas | C (Poor): Asset is operational but major repair or replacement will be needed. | Category 2 (Necessary): Essential work required to prevent the deterioration of an asset. | 25 | 2016-04-18 | 8.0192 | 45.5847 | x | 4 | 3. Moderate | 12363 | Reactive Maintenance | 7
1020979 | Toilet and Shower Areas | C (Poor): Asset is operational but major repair or replacement will be needed. | Category 2 (Necessary): Essential work required to prevent the deterioration of an asset. | 25 | 2011-08-01 | 12.7337 | 41.813 | x | 4 | 3. Moderate | 12363 | Reactive Maintenance | 7
1020980 | Toilet and Shower Areas | C (Poor): Asset is operational but major repair or replacement will be needed. | Category 2 (Necessary): Essential work required to prevent the deterioration of an asset. | 25 | 2007-09-16 | 16.6078 | 38.7138 | x | 4 | 3. Moderate | 12363 | Reactive Maintenance | 7
1020981 | Toilet and Shower Areas | C (Poor): Asset is operational but major repair or replacement will be needed. | Category 2 (Necessary): Essential work required to prevent the deterioration of an asset. | 25 | 2020-02-18 | 4.1834 | 48.6533 | x | 4 | 3. Moderate | 12363 | Reactive Maintenance | 7
1020987 | Access Control | C (Poor): Asset is operational but major repair or replacement will be needed. | Category 2 (Necessary): Essential work required to prevent the deterioration of an asset. | 15 | 2013-03-14 | 11.1157 | 41.1791 | x | 2 | 4. Significant | 12364 | Reactive Maintenance | 3
1020989 | Outstations | C (Poor): Asset is operational but major repair or replacement will be needed. | Category 2 (Necessary): Essential work required to prevent the deterioration of an asset. | 10 | 2015-04-07 | 9.0513 | 37.8973 | x | 2 | 4. Significant | 12364 | Reactive Maintenance | 3
1020990 | Outstations | C (Poor): Asset is operational but major repair or replacement will be needed. | Category 2 (Necessary): Essential work required to prevent the deterioration of an asset. | 10 | 2021-03-29 | 3.0746 | 49.8508 | x | 2 | 4. Significant | 12364 | Reactive Maintenance | 3
1020991 | Outstations | C (Poor): Asset is operational but major repair or replacement will be needed. | Category 2 (Necessary): Essential work required to prevent the deterioration of an asset. | 10 | 2016-05-29 | 7.9069 | 40.1862 | x | 2 | 4. Significant | 12364 | Reactive Maintenance | 3
1020992 | Outstations | C (Poor): Asset is operational but major repair or replacement will be needed. | Category 2 (Necessary): Essential work required to prevent the deterioration of an asset. | 10 | 2018-09-14 | 5.6126 | 44.7748 | x | 2 | 4. Significant | 12364 | Reactive Maintenance | 3
1020996 | Closed-Circuit Television (CCTV) | C (Poor): Asset is operational but major repair or replacement will be needed. | Category 2 (Necessary): Essential work required to prevent the deterioration of an asset. | 15 | 2013-03-16 | 11.1102 | 41.1864 | x | 2 | 5. Severe | 12364 | Reactive Maintenance | 1
1020997 | Closed-Circuit Television (CCTV) | C (Poor): Asset is operational but major repair or replacement will be needed. | Category 2 (Necessary): Essential work required to prevent the deterioration of an asset. | 15 | 2012-09-26 | 11.5784 | 40.5622 | x | 2 | 5. Severe | 12364 | Reactive Maintenance | 1
1020998 | Emergency Lighting - Self Contained | C (Poor): Asset is operational but major repair or replacement will be needed. | Category 2 (Necessary): Essential work required to prevent the deterioration of an asset. | 25 | 1999-09-30 | 24.5695 | 36.3444 | x | 2 | 4. Significant | 12364 | Reactive Maintenance | 3
1021000 | Fire Doors | C (Poor): Asset is operational but major repair or replacement will be needed. | Category 2 (Necessary): Essential work required to prevent the deterioration of an asset. | 20 | 2015-09-30 | 8.5695 | 47.4305 | x | 2 | 3. Moderate | 12364 | Reactive Maintenance | 7
1021003 | Pipework for Low Pressure Natural Gas, Liquefied Petroleum Gas (LPG) or Oil | C (Poor): Asset is operational but major repair or replacement will be needed. | Category 2 (Necessary): Essential work required to prevent the deterioration of an asset. | 50 | 1997-07-15 | 26.7789 | 45.2884 | x | 2 | 5. Severe | 12364 | Reactive Maintenance | 1
1021005 | Hand Dryer | C (Poor): Asset is operational but major repair or replacement will be needed. | Category 2 (Necessary): Essential work required to prevent the deterioration of an asset. | 5 | 2021-10-30 | 2.486 | 46.0561 | x | 2 | 2. Minor | 12364 | Reactive Maintenance | 14
1021007 | Pipework Systems - General | C (Poor): Asset is operational but major repair or replacement will be needed. | Category 2 (Necessary): Essential work required to prevent the deterioration of an asset. | 20 | 2019-10-05 | 4.5558 | 51.4442 | x | 2 | 4. Significant | 12364 | Reactive Maintenance | 3
1021008 | Pipework Systems - General | C (Poor): Asset is operational but major repair or replacement will be needed. | Category 2 (Necessary): Essential work required to prevent the deterioration of an asset. | 20 | 2004-05-16 | 19.9425 | 36.0575 | x | 2 | 4. Significant | 12364 | Reactive Maintenance | 3
1021009 | Pipework Systems - General | C (Poor): Asset is operational but major repair or replacement will be needed. | Category 2 (Necessary): Essential work required to prevent the deterioration of an asset. | 20 | 2012-07-27 | 11.7454 | 44.2546 | x | 2 | 4. Significant | 12364 | Reactive Maintenance | 3
1021010 | Pipework Systems - General | C (Poor): Asset is operational but major repair or replacement will be needed. | Category 2 (Necessary): Essential work required to prevent the deterioration of an asset. | 20 | 2016-09-17 | 7.603 | 48.397 | x | 2 | 4. Significant | 12364 | Reactive Maintenance | 3
1021011 | Pipework Systems - General | C (Poor): Asset is operational but major repair or replacement will be needed. | Category 2 (Necessary): Essential work required to prevent the deterioration of an asset. | 20 | 2023-02-11 | 1.2019 | 54.7981 | x | 2 | 4. Significant | 12364 | Reactive Maintenance | 3
1021012 | Pipework Systems - General | C (Poor): Asset is operational but major repair or replacement will be needed. | Category 2 (Necessary): Essential work required to prevent the deterioration of an asset. | 35 | 2000-07-08 | 23.7974 | 42.4015 | x | 2 | 4. Significant | 12364 | Reactive Maintenance | 3
1021013 | Pipework Systems - General | C (Poor): Asset is operational but major repair or replacement will be needed. | Category 2 (Necessary): Essential work required to prevent the deterioration of an asset. | 45 | 2005-02-12 | 19.1978 | 47.4676 | x | 2 | 4. Significant | 12364 | Reactive Maintenance | 3
1021014 | Pipework Systems - General | C (Poor): Asset is operational but major repair or replacement will be needed. | Category 2 (Necessary): Essential work required to prevent the deterioration of an asset. | 45 | 1995-10-18 | 28.5202 | 43.3244 | x | 2 | 4. Significant | 12364 | Reactive Maintenance | 3
1021015 | Pipework Systems - General | C (Poor): Asset is operational but major repair or replacement will be needed. | Category 2 (Necessary): Essential work required to prevent the deterioration of an asset. | 45 | 2019-11-23 | 4.4216 | 54.0348 | x | 2 | 4. Significant | 12364 | Reactive Maintenance | 3
1021018 | Electrical Installation - Generally | C (Poor): Asset is operational but major repair or replacement will be needed. | Category 2 (Necessary): Essential work required to prevent the deterioration of an asset. | 35 | 2011-07-13 | 12.7858 | 48.6938 | x | 2 | 4. Significant | 12364 | Reactive Maintenance | 3
1021019 | Electrical Installation - Generally | C (Poor): Asset is operational but major repair or replacement will be needed. | Category 2 (Necessary): Essential work required to prevent the deterioration of an asset. | 35 | 2004-09-06 | 19.6331 | 44.7811 | x | 2 | 4. Significant | 12364 | Reactive Maintenance | 3
1021020 | Electrical Installation - Generally | C (Poor): Asset is operational but major repair or replacement will be needed. | Category 2 (Necessary): Essential work required to prevent the deterioration of an asset. | 35 | 2023-12-09 | 0.37782 | 55.7841 | x | 2 | 4. Significant | 12364 | Reactive Maintenance | 3
1021022 | Fire Extinguishers - Foam (Stored Pressure) | C (Poor): Asset is operational but major repair or replacement will be needed. | Category 2 (Necessary): Essential work required to prevent the deterioration of an asset. | 15 | 2013-05-28 | 10.9103 | 41.4529 | x | 2 | 5. Severe | 12364 | Reactive Maintenance | 1
1021024 | Roof Coverings and Flashings | C (Poor): Asset is operational but major repair or replacement will be needed. | Category 2 (Necessary): Essential work required to prevent the deterioration of an asset. | 40 | 1998-05-22 | 25.9274 | 43.0363 | x | 2 | 4. Significant | 12364 | Reactive Maintenance | 3
1021026 | Showers | C (Poor): Asset is operational but major repair or replacement will be needed. | Category 2 (Necessary): Essential work required to prevent the deterioration of an asset. | 5 | 2022-08-20 | 1.681 | 49.2758 | x | 2 | 3. Moderate | 12364 | Reactive Maintenance | 7
1021027 | Fans - Window or Wall Mounted | C (Poor): Asset is operational but major repair or replacement will be needed. | Category 2 (Necessary): Essential work required to prevent the deterioration of an asset. | 15 | 2015-01-07 | 9.2977 | 43.603 | x | 2 | 2. Minor | 12364 | Reactive Maintenance | 14
1021030 | Toilet and Shower Areas | C (Poor): Asset is operational but major repair or replacement will be needed. | Category 2 (Necessary): Essential work required to prevent the deterioration of an asset. | 25 | 2012-05-13 | 11.9507 | 46.4394 | x | 2 | 3. Moderate | 12364 | Reactive Maintenance | 7
1021031 | Toilet and Shower Areas | C (Poor): Asset is operational but major repair or replacement will be needed. | Category 2 (Necessary): Essential work required to prevent the deterioration of an asset. | 25 | 2002-10-29 | 21.4894 | 38.8085 | x | 2 | 3. Moderate | 12364 | Reactive Maintenance | 7
1021038 | Access Control | C (Poor): Asset is operational but major repair or replacement will be needed. | Category 2 (Necessary): Essential work required to prevent the deterioration of an asset. | 15 | 2016-05-27 | 7.9124 | 47.4501 | x | 1 | 4. Significant | 12365 | Reactive Maintenance | 3
1021039 | Access Control | C (Poor): Asset is operational but major repair or replacement will be needed. | Category 2 (Necessary): Essential work required to prevent the deterioration of an asset. | 15 | 2016-08-18 | 7.6851 | 47.7531 | x | 1 | 4. Significant | 12365 | Reactive Maintenance | 3
1021041 | Outstations | C (Poor): Asset is operational but major repair or replacement will be needed. | Category 2 (Necessary): Essential work required to prevent the deterioration of an asset. | 10 | 2018-01-10 | 6.2888 | 45.4223 | x | 1 | 4. Significant | 12365 | Reactive Maintenance | 3
1021045 | Closed-Circuit Television (CCTV) | C (Poor): Asset is operational but major repair or replacement will be needed. | Category 2 (Necessary): Essential work required to prevent the deterioration of an asset. | 15 | 2023-04-04 | 1.0595 | 56.5873 | x | 1 | 5. Severe | 12365 | Reactive Maintenance | 1
1021046 | Emergency Lighting - Self Contained | C (Poor): Asset is operational but major repair or replacement will be needed. | Category 2 (Necessary): Essential work required to prevent the deterioration of an asset. | 25 | 2014-09-05 | 9.6372 | 50.2902 | x | 1 | 4. Significant | 12365 | Reactive Maintenance | 3
1021047 | Emergency Lighting - Self Contained | C (Poor): Asset is operational but major repair or replacement will be needed. | Category 2 (Necessary): Essential work required to prevent the deterioration of an asset. | 25 | 2016-08-22 | 7.6742 | 51.8606 | x | 1 | 4. Significant | 12365 | Reactive Maintenance | 3
1021048 | Emergency Lighting - Self Contained | C (Poor): Asset is operational but major repair or replacement will be needed. | Category 2 (Necessary): Essential work required to prevent the deterioration of an asset. | 25 | 2016-08-10 | 7.707 | 51.8344 | x | 1 | 4. Significant | 12365 | Reactive Maintenance | 3
1021049 | Emergency Lighting - Self Contained | C (Poor): Asset is operational but major repair or replacement will be needed. | Category 2 (Necessary): Essential work required to prevent the deterioration of an asset. | 25 | 2004-04-15 | 20.0274 | 41.9781 | x | 1 | 4. Significant | 12365 | Reactive Maintenance | 3
1021050 | Emergency Lighting - Self Contained | C (Poor): Asset is operational but major repair or replacement will be needed. | Category 2 (Necessary): Essential work required to prevent the deterioration of an asset. | 25 | 2011-01-15 | 13.2758 | 47.3793 | x | 1 | 4. Significant | 12365 | Reactive Maintenance | 3
1021056 | Fire Doors | C (Poor): Asset is operational but major repair or replacement will be needed. | Category 2 (Necessary): Essential work required to prevent the deterioration of an asset. | 20 | 2023-04-17 | 1.024 | 56.976 | x | 1 | 3. Moderate | 12365 | Reactive Maintenance | 7
1021057 | Fire Doors | C (Poor): Asset is operational but major repair or replacement will be needed. | Category 2 (Necessary): Essential work required to prevent the deterioration of an asset. | 20 | 2011-06-03 | 12.8953 | 45.1047 | x | 1 | 3. Moderate | 12365 | Reactive Maintenance | 7
1021058 | Fire Doors | C (Poor): Asset is operational but major repair or replacement will be needed. | Category 2 (Necessary): Essential work required to prevent the deterioration of an asset. | 20 | 2014-10-22 | 9.5086 | 48.4914 | x | 1 | 3. Moderate | 12365 | Reactive Maintenance | 7
1021059 | Fire Doors | C (Poor): Asset is operational but major repair or replacement will be needed. | Category 2 (Necessary): Essential work required to prevent the deterioration of an asset. | 20 | 2019-05-25 | 4.9199 | 53.0801 | x | 1 | 3. Moderate | 12365 | Reactive Maintenance | 7
1021060 | Fire Doors | C (Poor): Asset is operational but major repair or replacement will be needed. | Category 2 (Necessary): Essential work required to prevent the deterioration of an asset. | 20 | 2004-04-07 | 20.0493 | 37.9507 | x | 1 | 3. Moderate | 12365 | Reactive Maintenance | 7
1021061 | Fire Doors | C (Poor): Asset is operational but major repair or replacement will be needed. | Category 2 (Necessary): Essential work required to prevent the deterioration of an asset. | 20 | 2011-01-22 | 13.2567 | 44.7433 | x | 1 | 3. Moderate | 12365 | Reactive Maintenance | 7
1021062 | Fire Doors | C (Poor): Asset is operational but major repair or replacement will be needed. | Category 2 (Necessary): Essential work required to prevent the deterioration of an asset. | 20 | 2016-01-01 | 8.3149 | 49.6851 | x | 1 | 3. Moderate | 12365 | Reactive Maintenance | 7
1021063 | Fire Doors | C (Poor): Asset is operational but major repair or replacement will be needed. | Category 2 (Necessary): Essential work required to prevent the deterioration of an asset. | 20 | 2004-02-24 | 20.167 | 37.833 | x | 1 | 3. Moderate | 12365 | Reactive Maintenance | 7
1021064 | Fire Doors | C (Poor): Asset is operational but major repair or replacement will be needed. | Category 2 (Necessary): Essential work required to prevent the deterioration of an asset. | 20 | 2016-12-04 | 7.3895 | 50.6105 | x | 1 | 3. Moderate | 12365 | Reactive Maintenance | 7
1021065 | Fire Doors | C (Poor): Asset is operational but major repair or replacement will be needed. | Category 2 (Necessary): Essential work required to prevent the deterioration of an asset. | 20 | 2016-02-29 | 8.1533 | 49.8467 | x | 1 | 3. Moderate | 12365 | Reactive Maintenance | 7
1021066 | Fire Doors | C (Poor): Asset is operational but major repair or replacement will be needed. | Category 2 (Necessary): Essential work required to prevent the deterioration of an asset. | 20 | 2017-01-18 | 7.2663 | 50.7337 | x | 1 | 3. Moderate | 12365 | Reactive Maintenance | 7
1021067 | Fire Doors | C (Poor): Asset is operational but major repair or replacement will be needed. | Category 2 (Necessary): Essential work required to prevent the deterioration of an asset. | 20 | 2008-05-17 | 15.9398 | 42.0602 | x | 1 | 3. Moderate | 12365 | Reactive Maintenance | 7
1021068 | Fire Doors | C (Poor): Asset is operational but major repair or replacement will be needed. | Category 2 (Necessary): Essential work required to prevent the deterioration of an asset. | 20 | 2020-04-17 | 4.0219 | 53.9781 | x | 1 | 3. Moderate | 12365 | Reactive Maintenance | 7
1021069 | Fire Doors | C (Poor): Asset is operational but major repair or replacement will be needed. | Category 2 (Necessary): Essential work required to prevent the deterioration of an asset. | 20 | 2015-02-14 | 9.1937 | 48.8063 | x | 1 | 3. Moderate | 12365 | Reactive Maintenance | 7
1021070 | Fire Doors | C (Poor): Asset is operational but major repair or replacement will be needed. | Category 2 (Necessary): Essential work required to prevent the deterioration of an asset. | 20 | 2021-01-15 | 3.2745 | 54.7255 | x | 1 | 3. Moderate | 12365 | Reactive Maintenance | 7
1021071 | Fire Doors | C (Poor): Asset is operational but major repair or replacement will be needed. | Category 2 (Necessary): Essential work required to prevent the deterioration of an asset. | 20 | 2023-03-01 | 1.1526 | 56.8474 | x | 1 | 3. Moderate | 12365 | Reactive Maintenance | 7
1021079 | Pipework for Low Pressure Natural Gas, Liquefied Petroleum Gas (LPG) or Oil | C (Poor): Asset is operational but major repair or replacement will be needed. | Category 2 (Necessary): Essential work required to prevent the deterioration of an asset. | 50 | 2021-11-19 | 2.4312 | 57.0275 | x | 1 | 5. Severe | 12365 | Reactive Maintenance | 1
1021094 | Hand Dryer | C (Poor): Asset is operational but major repair or replacement will be needed. | Category 2 (Necessary): Essential work required to prevent the deterioration of an asset. | 5 | 2021-11-21 | 2.4257 | 48.2971 | x | 1 | 2. Minor | 12365 | Reactive Maintenance | 14
1021104 | Electrical Installation - Generally | C (Poor): Asset is operational but major repair or replacement will be needed. | Category 2 (Necessary): Essential work required to prevent the deterioration of an asset. | 35 | 2019-09-15 | 4.6105 | 55.3654 | x | 1 | 4. Significant | 12365 | Reactive Maintenance | 3
1021106 | Fire Extinguishers - Foam (Stored Pressure) | C (Poor): Asset is operational but major repair or replacement will be needed. | Category 2 (Necessary): Essential work required to prevent the deterioration of an asset. | 15 | 2019-10-28 | 4.4928 | 52.0096 | x | 1 | 5. Severe | 12365 | Reactive Maintenance | 1
1021108 | Roof Coverings and Flashings | C (Poor): Asset is operational but major repair or replacement will be needed. | Category 2 (Necessary): Essential work required to prevent the deterioration of an asset. | 40 | 1999-07-03 | 24.8131 | 45.5934 | x | 1 | 4. Significant | 12365 | Reactive Maintenance | 3
1021109 | Access Control | C (Poor): Asset is operational but major repair or replacement will be needed. | Category 2 (Necessary): Essential work required to prevent the deterioration of an asset. | 15 | 2018-05-30 | 5.9055 | 50.1259 | x | 1 | 4. Significant | 12365 | Reactive Maintenance | 3
1021110 | Access Control | C (Poor): Asset is operational but major repair or replacement will be needed. | Category 2 (Necessary): Essential work required to prevent the deterioration of an asset. | 15 | 2020-06-07 | 3.8823 | 52.8236 | x | 1 | 4. Significant | 12365 | Reactive Maintenance | 3
1021111 | Access Control | C (Poor): Asset is operational but major repair or replacement will be needed. | Category 2 (Necessary): Essential work required to prevent the deterioration of an asset. | 15 | 2016-07-12 | 7.7864 | 47.6181 | x | 1 | 4. Significant | 12365 | Reactive Maintenance | 3
1021112 | Access Control | C (Poor): Asset is operational but major repair or replacement will be needed. | Category 2 (Necessary): Essential work required to prevent the deterioration of an asset. | 15 | 2020-06-30 | 3.8193 | 52.9076 | x | 1 | 4. Significant | 12365 | Reactive Maintenance | 3
1021124 | Showers | C (Poor): Asset is operational but major repair or replacement will be needed. | Category 2 (Necessary): Essential work required to prevent the deterioration of an asset. | 5 | 2024-01-03 | 0.30938 | 56.7625 | x | 1 | 3. Moderate | 12365 | Reactive Maintenance | 7
1021125 | Showers | C (Poor): Asset is operational but major repair or replacement will be needed. | Category 2 (Necessary): Essential work required to prevent the deterioration of an asset. | 5 | 2022-05-18 | 1.9384 | 50.2464 | x | 1 | 3. Moderate | 12365 | Reactive Maintenance | 7
1021126 | Fans - Window or Wall Mounted | C (Poor): Asset is operational but major repair or replacement will be needed. | Category 2 (Necessary): Essential work required to prevent the deterioration of an asset. | 15 | 2018-11-16 | 5.4401 | 50.7465 | x | 1 | 2. Minor | 12365 | Reactive Maintenance | 14
1021129 | Toilet and Shower Areas | C (Poor): Asset is operational but major repair or replacement will be needed. | Category 2 (Necessary): Essential work required to prevent the deterioration of an asset. | 25 | 2015-03-13 | 9.1198 | 50.7042 | x | 1 | 3. Moderate | 12365 | Reactive Maintenance | 7
1021130 | Toilet and Shower Areas | C (Poor): Asset is operational but major repair or replacement will be needed. | Category 2 (Necessary): Essential work required to prevent the deterioration of an asset. | 25 | 2021-06-07 | 2.883 | 55.6936 | x | 1 | 3. Moderate | 12365 | Reactive Maintenance | 7
1021131 | Toilet and Shower Areas | C (Poor): Asset is operational but major repair or replacement will be needed. | Category 2 (Necessary): Essential work required to prevent the deterioration of an asset. | 25 | 2014-04-01 | 10.0671 | 49.9463 | x | 1 | 3. Moderate | 12365 | Reactive Maintenance | 7
1021132 | Toilet and Shower Areas | C (Poor): Asset is operational but major repair or replacement will be needed. | Category 2 (Necessary): Essential work required to prevent the deterioration of an asset. | 25 | 2002-09-05 | 21.6372 | 40.6902 | x | 1 | 3. Moderate | 12365 | Reactive Maintenance | 7
1021133 | Toilet and Shower Areas | C (Poor): Asset is operational but major repair or replacement will be needed. | Category 2 (Necessary): Essential work required to prevent the deterioration of an asset. | 25 | 2001-12-07 | 22.3819 | 40.0945 | x | 1 | 3. Moderate | 12365 | Reactive Maintenance | 7
1021134 | Toilet and Shower Areas | C (Poor): Asset is operational but major repair or replacement will be needed. | Category 2 (Necessary): Essential work required to prevent the deterioration of an asset. | 25 | 2012-12-23 | 11.3374 | 48.93 | x | 1 | 3. Moderate | 12365 | Reactive Maintenance | 7
1021135 | Toilet and Shower Areas | C (Poor): Asset is operational but major repair or replacement will be needed. | Category 2 (Necessary): Essential work required to prevent the deterioration of an asset. | 25 | 2016-02-21 | 8.1752 | 51.4598 | x | 1 | 3. Moderate | 12365 | Reactive Maintenance | 7
1021142 | Access Control | C (Poor): Asset is operational but major repair or replacement will be needed. | Category 2 (Necessary): Essential work required to prevent the deterioration of an asset. | 15 | 2017-10-19 | 6.5161 | 49.3119 | x | 1 | 4. Significant | 12366 | Reactive Maintenance | 3
1021143 | Access Control | C (Poor): Asset is operational but major repair or replacement will be needed. | Category 2 (Necessary): Essential work required to prevent the deterioration of an asset. | 15 | 2021-05-21 | 2.9295 | 54.094 | x | 1 | 4. Significant | 12366 | Reactive Maintenance | 3
1021144 | Access Control | C (Poor): Asset is operational but major repair or replacement will be needed. | Category 2 (Necessary): Essential work required to prevent the deterioration of an asset. | 15 | 2017-07-02 | 6.8145 | 48.914 | x | 1 | 4. Significant | 12366 | Reactive Maintenance | 3
1021145 | Access Control | C (Poor): Asset is operational but major repair or replacement will be needed. | Category 2 (Necessary): Essential work required to prevent the deterioration of an asset. | 15 | 2010-04-13 | 14.0342 | 39.2877 | x | 1 | 4. Significant | 12366 | Reactive Maintenance | 3
1021147 | Outstations | C (Poor): Asset is operational but major repair or replacement will be needed. | Category 2 (Necessary): Essential work required to prevent the deterioration of an asset. | 10 | 2020-02-28 | 4.1561 | 49.6879 | x | 1 | 4. Significant | 12366 | Reactive Maintenance | 3
1021151 | Closed-Circuit Television (CCTV) | C (Poor): Asset is operational but major repair or replacement will be needed. | Category 2 (Necessary): Essential work required to prevent the deterioration of an asset. | 15 | 2011-03-31 | 13.0705 | 40.5727 | x | 1 | 5. Severe | 12366 | Reactive Maintenance | 1
1021152 | Closed-Circuit Television (CCTV) | C (Poor): Asset is operational but major repair or replacement will be needed. | Category 2 (Necessary): Essential work required to prevent the deterioration of an asset. | 15 | 2022-06-27 | 1.8289 | 55.5615 | x | 1 | 5. Severe | 12366 | Reactive Maintenance | 1
1021153 | Closed-Circuit Television (CCTV) | C (Poor): Asset is operational but major repair or replacement will be needed. | Category 2 (Necessary): Essential work required to prevent the deterioration of an asset. | 15 | 2022-10-01 | 1.5661 | 55.9119 | x | 1 | 5. Severe | 12366 | Reactive Maintenance | 1
1021154 | Emergency Lighting - Self Contained | C (Poor): Asset is operational but major repair or replacement will be needed. | Category 2 (Necessary): Essential work required to prevent the deterioration of an asset. | 25 | 2003-10-09 | 20.5448 | 41.5641 | x | 1 | 4. Significant | 12366 | Reactive Maintenance | 3
1021155 | Emergency Lighting - Self Contained | C (Poor): Asset is operational but major repair or replacement will be needed. | Category 2 (Necessary): Essential work required to prevent the deterioration of an asset. | 25 | 2020-10-24 | 3.5017 | 55.1986 | x | 1 | 4. Significant | 12366 | Reactive Maintenance | 3
1021156 | Emergency Lighting - Self Contained | C (Poor): Asset is operational but major repair or replacement will be needed. | Category 2 (Necessary): Essential work required to prevent the deterioration of an asset. | 25 | 2005-08-10 | 18.7077 | 43.0338 | x | 1 | 4. Significant | 12366 | Reactive Maintenance | 3
1021157 | Emergency Lighting - Self Contained | C (Poor): Asset is operational but major repair or replacement will be needed. | Category 2 (Necessary): Essential work required to prevent the deterioration of an asset. | 25 | 2004-01-09 | 20.293 | 41.7656 | x | 1 | 4. Significant | 12366 | Reactive Maintenance | 3
1021158 | Emergency Lighting - Self Contained | C (Poor): Asset is operational but major repair or replacement will be needed. | Category 2 (Necessary): Essential work required to prevent the deterioration of an asset. | 25 | 2008-06-13 | 15.8658 | 45.3073 | x | 1 | 4. Significant | 12366 | Reactive Maintenance | 3
1021159 | Emergency Lighting - Self Contained | C (Poor): Asset is operational but major repair or replacement will be needed. | Category 2 (Necessary): Essential work required to prevent the deterioration of an asset. | 25 | 2013-12-17 | 10.3546 | 49.7164 | x | 1 | 4. Significant | 12366 | Reactive Maintenance | 3
1021160 | Emergency Lighting - Self Contained | C (Poor): Asset is operational but major repair or replacement will be needed. | Category 2 (Necessary): Essential work required to prevent the deterioration of an asset. | 25 | 1999-07-20 | 24.7666 | 38.1867 | x | 1 | 4. Significant | 12366 | Reactive Maintenance | 3
1021165 | Fire Doors | C (Poor): Asset is operational but major repair or replacement will be needed. | Category 2 (Necessary): Essential work required to prevent the deterioration of an asset. | 20 | 2005-09-12 | 18.6174 | 39.3826 | x | 1 | 3. Moderate | 12366 | Reactive Maintenance | 7
1021166 | Fire Doors | C (Poor): Asset is operational but major repair or replacement will be needed. | Category 2 (Necessary): Essential work required to prevent the deterioration of an asset. | 20 | 2011-03-27 | 13.0815 | 44.9185 | x | 1 | 3. Moderate | 12366 | Reactive Maintenance | 7
1021167 | Fire Doors | C (Poor): Asset is operational but major repair or replacement will be needed. | Category 2 (Necessary): Essential work required to prevent the deterioration of an asset. | 20 | 2017-01-10 | 7.2882 | 50.7118 | x | 1 | 3. Moderate | 12366 | Reactive Maintenance | 7
1021168 | Fire Doors | C (Poor): Asset is operational but major repair or replacement will be needed. | Category 2 (Necessary): Essential work required to prevent the deterioration of an asset. | 20 | 2019-11-26 | 4.4134 | 53.5866 | x | 1 | 3. Moderate | 12366 | Reactive Maintenance | 7
1021169 | Fire Doors | C (Poor): Asset is operational but major repair or replacement will be needed. | Category 2 (Necessary): Essential work required to prevent the deterioration of an asset. | 20 | 2017-09-26 | 6.5791 | 51.4209 | x | 1 | 3. Moderate | 12366 | Reactive Maintenance | 7
1021170 | Fire Doors | C (Poor): Asset is operational but major repair or replacement will be needed. | Category 2 (Necessary): Essential work required to prevent the deterioration of an asset. | 20 | 2021-03-10 | 3.1266 | 54.8734 | x | 1 | 3. Moderate | 12366 | Reactive Maintenance | 7
1021171 | Fire Doors | C (Poor): Asset is operational but major repair or replacement will be needed. | Category 2 (Necessary): Essential work required to prevent the deterioration of an asset. | 20 | 2010-04-23 | 14.0068 | 43.9932 | x | 1 | 3. Moderate | 12366 | Reactive Maintenance | 7
1021172 | Fire Doors | C (Poor): Asset is operational but major repair or replacement will be needed. | Category 2 (Necessary): Essential work required to prevent the deterioration of an asset. | 20 | 2013-02-08 | 11.2088 | 46.7912 | x | 1 | 3. Moderate | 12366 | Reactive Maintenance | 7
1021173 | Fire Doors | C (Poor): Asset is operational but major repair or replacement will be needed. | Category 2 (Necessary): Essential work required to prevent the deterioration of an asset. | 20 | 2015-01-05 | 9.3032 | 48.6968 | x | 1 | 3. Moderate | 12366 | Reactive Maintenance | 7
1021174 | Fire Doors | C (Poor): Asset is operational but major repair or replacement will be needed. | Category 2 (Necessary): Essential work required to prevent the deterioration of an asset. | 20 | 2021-04-19 | 3.0171 | 54.9829 | x | 1 | 3. Moderate | 12366 | Reactive Maintenance | 7
1021175 | Fire Doors | C (Poor): Asset is operational but major repair or replacement will be needed. | Category 2 (Necessary): Essential work required to prevent the deterioration of an asset. | 20 | 2014-09-16 | 9.6071 | 48.3929 | x | 1 | 3. Moderate | 12366 | Reactive Maintenance | 7
1021176 | Fire Doors | C (Poor): Asset is operational but major repair or replacement will be needed. | Category 2 (Necessary): Essential work required to prevent the deterioration of an asset. | 20 | 2015-01-20 | 9.2621 | 48.7379 | x | 1 | 3. Moderate | 12366 | Reactive Maintenance | 7
1021177 | Fire Doors | C (Poor): Asset is operational but major repair or replacement will be needed. | Category 2 (Necessary): Essential work required to prevent the deterioration of an asset. | 20 | 2006-10-09 | 17.5441 | 40.4559 | x | 1 | 3. Moderate | 12366 | Reactive Maintenance | 7
1021178 | Fire Doors | C (Poor): Asset is operational but major repair or replacement will be needed. | Category 2 (Necessary): Essential work required to prevent the deterioration of an asset. | 20 | 2013-02-09 | 11.206 | 46.794 | x | 1 | 3. Moderate | 12366 | Reactive Maintenance | 7
1021179 | Fire Doors | C (Poor): Asset is operational but major repair or replacement will be needed. | Category 2 (Necessary): Essential work required to prevent the deterioration of an asset. | 20 | 2018-04-26 | 5.9986 | 52.0014 | x | 1 | 3. Moderate | 12366 | Reactive Maintenance | 7
1021180 | Fire Doors | C (Poor): Asset is operational but major repair or replacement will be needed. | Category 2 (Necessary): Essential work required to prevent the deterioration of an asset. | 20 | 2019-04-08 | 5.0486 | 52.9514 | x | 1 | 3. Moderate | 12366 | Reactive Maintenance | 7
1021181 | Fire Doors | C (Poor): Asset is operational but major repair or replacement will be needed. | Category 2 (Necessary): Essential work required to prevent the deterioration of an asset. | 20 | 2012-09-30 | 11.5674 | 46.4326 | x | 1 | 3. Moderate | 12366 | Reactive Maintenance | 7
1021182 | Fire Doors | C (Poor): Asset is operational but major repair or replacement will be needed. | Category 2 (Necessary): Essential work required to prevent the deterioration of an asset. | 20 | 2019-07-13 | 4.7858 | 53.2142 | x | 1 | 3. Moderate | 12366 | Reactive Maintenance | 7
1021183 | Fire Doors | C (Poor): Asset is operational but major repair or replacement will be needed. | Category 2 (Necessary): Essential work required to prevent the deterioration of an asset. | 20 | 2015-09-17 | 8.6051 | 49.3949 | x | 1 | 3. Moderate | 12366 | Reactive Maintenance | 7
1021184 | Fire Doors | C (Poor): Asset is operational but major repair or replacement will be needed. | Category 2 (Necessary): Essential work required to prevent the deterioration of an asset. | 20 | 2023-04-11 | 1.0404 | 56.9596 | x | 1 | 3. Moderate | 12366 | Reactive Maintenance | 7
1021185 | Fire Doors | C (Poor): Asset is operational but major repair or replacement will be needed. | Category 2 (Necessary): Essential work required to prevent the deterioration of an asset. | 20 | 2015-05-27 | 8.9144 | 49.0856 | x | 1 | 3. Moderate | 12366 | Reactive Maintenance | 7
1021190 | Pipework for Low Pressure Natural Gas, Liquefied Petroleum Gas (LPG) or Oil | C (Poor): Asset is operational but major repair or replacement will be needed. | Category 2 (Necessary): Essential work required to prevent the deterioration of an asset. | 50 | 1996-06-09 | 27.8768 | 46.8493 | x | 1 | 5. Severe | 12366 | Reactive Maintenance | 1
1021208 | Hand Dryer | C (Poor): Asset is operational but major repair or replacement will be needed. | Category 2 (Necessary): Essential work required to prevent the deterioration of an asset. | 5 | 2023-08-25 | 0.66804 | 55.3279 | x | 1 | 2. Minor | 12366 | Reactive Maintenance | 14
1021209 | Pipework Systems - General | C (Poor): Asset is operational but major repair or replacement will be needed. | Category 2 (Necessary): Essential work required to prevent the deterioration of an asset. | 20 | 2015-12-14 | 8.3641 | 49.6359 | x | 1 | 4. Significant | 12366 | Reactive Maintenance | 3
1021215 | Electrical Installation - Generally | C (Poor): Asset is operational but major repair or replacement will be needed. | Category 2 (Necessary): Essential work required to prevent the deterioration of an asset. | 35 | 2012-10-10 | 11.54 | 51.4057 | x | 1 | 4. Significant | 12366 | Reactive Maintenance | 3
1021216 | Electrical Installation - Generally | C (Poor): Asset is operational but major repair or replacement will be needed. | Category 2 (Necessary): Essential work required to prevent the deterioration of an asset. | 35 | 2018-07-24 | 5.755 | 54.7115 | x | 1 | 4. Significant | 12366 | Reactive Maintenance | 3
1021217 | Electrical Installation - Generally | C (Poor): Asset is operational but major repair or replacement will be needed. | Category 2 (Necessary): Essential work required to prevent the deterioration of an asset. | 35 | 2016-10-09 | 7.5428 | 53.6898 | x | 1 | 4. Significant | 12366 | Reactive Maintenance | 3
1021218 | Electrical Installation - Generally | C (Poor): Asset is operational but major repair or replacement will be needed. | Category 2 (Necessary): Essential work required to prevent the deterioration of an asset. | 35 | 2011-05-24 | 12.9227 | 50.6156 | x | 1 | 4. Significant | 12366 | Reactive Maintenance | 3
1021220 | Fire Extinguishers - Foam (Stored Pressure) | C (Poor): Asset is operational but major repair or replacement will be needed. | Category 2 (Necessary): Essential work required to prevent the deterioration of an asset. | 15 | 2012-05-08 | 11.9644 | 42.0475 | x | 1 | 5. Severe | 12366 | Reactive Maintenance | 1
1021222 | Roof Coverings and Flashings | C (Poor): Asset is operational but major repair or replacement will be needed. | Category 2 (Necessary): Essential work required to prevent the deterioration of an asset. | 40 | 2003-08-19 | 20.6845 | 47.6578 | x | 1 | 4. Significant | 12366 | Reactive Maintenance | 3
1021223 | Access Control | C (Poor): Asset is operational but major repair or replacement will be needed. | Category 2 (Necessary): Essential work required to prevent the deterioration of an asset. | 15 | 2014-05-28 | 9.911 | 44.7853 | x | 1 | 4. Significant | 12366 | Reactive Maintenance | 3
1021232 | Showers | C (Poor): Asset is operational but major repair or replacement will be needed. | Category 2 (Necessary): Essential work required to prevent the deterioration of an asset. | 5 | 2020-11-03 | 3.4743 | 44.1027 | x | 1 | 3. Moderate | 12366 | Reactive Maintenance | 7
1021233 | Showers | C (Poor): Asset is operational but major repair or replacement will be needed. | Category 2 (Necessary): Essential work required to prevent the deterioration of an asset. | 5 | 2020-12-20 | 3.3457 | 44.6174 | x | 1 | 3. Moderate | 12366 | Reactive Maintenance | 7
1021234 | Showers | C (Poor): Asset is operational but major repair or replacement will be needed. | Category 2 (Necessary): Essential work required to prevent the deterioration of an asset. | 5 | 2022-06-12 | 1.87 | 50.5202 | x | 1 | 3. Moderate | 12366 | Reactive Maintenance | 7
1021235 | Fans - Window or Wall Mounted | C (Poor): Asset is operational but major repair or replacement will be needed. | Category 2 (Necessary): Essential work required to prevent the deterioration of an asset. | 15 | 2015-08-27 | 8.6626 | 46.4499 | x | 1 | 2. Minor | 12366 | Reactive Maintenance | 14
1021238 | Toilet and Shower Areas | C (Poor): Asset is operational but major repair or replacement will be needed. | Category 2 (Necessary): Essential work required to prevent the deterioration of an asset. | 25 | 2014-12-19 | 9.3498 | 50.5202 | x | 1 | 3. Moderate | 12366 | Reactive Maintenance | 7
1021239 | Toilet and Shower Areas | C (Poor): Asset is operational but major repair or replacement will be needed. | Category 2 (Necessary): Essential work required to prevent the deterioration of an asset. | 25 | 2003-08-27 | 20.6626 | 41.47 | x | 1 | 3. Moderate | 12366 | Reactive Maintenance | 7
1021240 | Toilet and Shower Areas | C (Poor): Asset is operational but major repair or replacement will be needed. | Category 2 (Necessary): Essential work required to prevent the deterioration of an asset. | 25 | 2004-03-03 | 20.1451 | 41.8839 | x | 1 | 3. Moderate | 12366 | Reactive Maintenance | 7
1021241 | Toilet and Shower Areas | C (Poor): Asset is operational but major repair or replacement will be needed. | Category 2 (Necessary): Essential work required to prevent the deterioration of an asset. | 25 | 2013-02-14 | 11.1923 | 49.0461 | x | 1 | 3. Moderate | 12366 | Reactive Maintenance | 7
1021242 | Toilet and Shower Areas | C (Poor): Asset is operational but major repair or replacement will be needed. | Category 2 (Necessary): Essential work required to prevent the deterioration of an asset. | 25 | 2023-08-07 | 0.71732 | 57.4261 | x | 1 | 3. Moderate | 12366 | Reactive Maintenance | 7
1021243 | Toilet and Shower Areas | C (Poor): Asset is operational but major repair or replacement will be needed. | Category 2 (Necessary): Essential work required to prevent the deterioration of an asset. | 25 | 2010-11-20 | 13.4292 | 47.2567 | x | 1 | 3. Moderate | 12366 | Reactive Maintenance | 7
1021244 | Toilet and Shower Areas | C (Poor): Asset is operational but major repair or replacement will be needed. | Category 2 (Necessary): Essential work required to prevent the deterioration of an asset. | 25 | 2021-01-16 | 3.2717 | 55.3826 | x | 1 | 3. Moderate | 12366 | Reactive Maintenance | 7
1021245 | Toilet and Shower Areas | C (Poor): Asset is operational but major repair or replacement will be needed. | Category 2 (Necessary): Essential work required to prevent the deterioration of an asset. | 25 | 2000-07-30 | 23.7372 | 39.0103 | x | 1 | 3. Moderate | 12366 | Reactive Maintenance | 7
1021246 | Toilet and Shower Areas | C (Poor): Asset is operational but major repair or replacement will be needed. | Category 2 (Necessary): Essential work required to prevent the deterioration of an asset. | 25 | 2017-01-09 | 7.2909 | 52.1673 | x | 1 | 3. Moderate | 12366 | Reactive Maintenance | 7
1021247 | Toilet and Shower Areas | C (Poor): Asset is operational but major repair or replacement will be needed. | Category 2 (Necessary): Essential work required to prevent the deterioration of an asset. | 25 | 2013-04-25 | 11.0007 | 49.1995 | x | 1 | 3. Moderate | 12366 | Reactive Maintenance | 7
1021248 | Toilet and Shower Areas | C (Poor): Asset is operational but major repair or replacement will be needed. | Category 2 (Necessary): Essential work required to prevent the deterioration of an asset. | 25 | 2022-09-26 | 1.5797 | 56.7362 | x | 1 | 3. Moderate | 12366 | Reactive Maintenance | 7
1021249 | Toilet and Shower Areas | C (Poor): Asset is operational but major repair or replacement will be needed. | Category 2 (Necessary): Essential work required to prevent the deterioration of an asset. | 25 | 2004-09-24 | 19.5838 | 42.3329 | x | 1 | 3. Moderate | 12366 | Reactive Maintenance | 7
1021250 | Toilet and Shower Areas | C (Poor): Asset is operational but major repair or replacement will be needed. | Category 2 (Necessary): Essential work required to prevent the deterioration of an asset. | 25 | 2007-07-25 | 16.7529 | 44.5977 | x | 1 | 3. Moderate | 12366 | Reactive Maintenance | 7
1021251 | Toilet and Shower Areas | C (Poor): Asset is operational but major repair or replacement will be needed. | Category 2 (Necessary): Essential work required to prevent the deterioration of an asset. | 25 | 2015-08-10 | 8.7091 | 51.0327 | x | 1 | 3. Moderate | 12366 | Reactive Maintenance | 7
1021252 | Toilet and Shower Areas | C (Poor): Asset is operational but major repair or replacement will be needed. | Category 2 (Necessary): Essential work required to prevent the deterioration of an asset. | 25 | 2000-08-08 | 23.7125 | 39.03 | x | 1 | 3. Moderate | 12366 | Reactive Maintenance | 7
1021253 | Toilet and Shower Areas | C (Poor): Asset is operational but major repair or replacement will be needed. | Category 2 (Necessary): Essential work required to prevent the deterioration of an asset. | 25 | 2010-02-10 | 14.204 | 46.6368 | x | 1 | 3. Moderate | 12366 | Reactive Maintenance | 7
1021254 | Toilet and Shower Areas | C (Poor): Asset is operational but major repair or replacement will be needed. | Category 2 (Necessary): Essential work required to prevent the deterioration of an asset. | 25 | 2013-07-03 | 10.8118 | 49.3506 | x | 1 | 3. Moderate | 12366 | Reactive Maintenance | 7
1021259 | Access Control | C (Poor): Asset is operational but major repair or replacement will be needed. | Category 2 (Necessary): Essential work required to prevent the deterioration of an asset. | 15 | 2018-06-09 | 5.8782 | 48.1624 | x | 2 | 4. Significant | 12367 | Reactive Maintenance | 3
1021260 | Access Control | C (Poor): Asset is operational but major repair or replacement will be needed. | Category 2 (Necessary): Essential work required to prevent the deterioration of an asset. | 15 | 2023-08-06 | 0.72005 | 55.0399 | x | 2 | 4. Significant | 12367 | Reactive Maintenance | 3
1021262 | Outstations | C (Poor): Asset is operational but major repair or replacement will be needed. | Category 2 (Necessary): Essential work required to prevent the deterioration of an asset. | 10 | 2022-07-31 | 1.7358 | 52.5284 | x | 2 | 4. Significant | 12367 | Reactive Maintenance | 3
1021266 | Closed-Circuit Television (CCTV) | C (Poor): Asset is operational but major repair or replacement will be needed. | Category 2 (Necessary): Essential work required to prevent the deterioration of an asset. | 15 | 2019-12-09 | 4.3778 | 50.1629 | x | 2 | 5. Severe | 12367 | Reactive Maintenance | 1
1021267 | Closed-Circuit Television (CCTV) | C (Poor): Asset is operational but major repair or replacement will be needed. | Category 2 (Necessary): Essential work required to prevent the deterioration of an asset. | 15 | 2019-08-07 | 4.7173 | 49.7102 | x | 2 | 5. Severe | 12367 | Reactive Maintenance | 1
1021268 | Closed-Circuit Television (CCTV) | C (Poor): Asset is operational but major repair or replacement will be needed. | Category 2 (Necessary): Essential work required to prevent the deterioration of an asset. | 15 | 2010-01-29 | 14.2368 | 37.0176 | x | 2 | 5. Severe | 12367 | Reactive Maintenance | 1
1021269 | Emergency Lighting - Self Contained | C (Poor): Asset is operational but major repair or replacement will be needed. | Category 2 (Necessary): Essential work required to prevent the deterioration of an asset. | 25 | 1999-03-12 | 25.1225 | 35.902 | x | 2 | 4. Significant | 12367 | Reactive Maintenance | 3
1021270 | Emergency Lighting - Self Contained | C (Poor): Asset is operational but major repair or replacement will be needed. | Category 2 (Necessary): Essential work required to prevent the deterioration of an asset. | 25 | 2001-09-16 | 22.6064 | 37.9149 | x | 2 | 4. Significant | 12367 | Reactive Maintenance | 3
1021271 | Emergency Lighting - Self Contained | C (Poor): Asset is operational but major repair or replacement will be needed. | Category 2 (Necessary): Essential work required to prevent the deterioration of an asset. | 25 | 2018-08-18 | 5.6865 | 51.4508 | x | 2 | 4. Significant | 12367 | Reactive Maintenance | 3
1021272 | Emergency Lighting - Self Contained | C (Poor): Asset is operational but major repair or replacement will be needed. | Category 2 (Necessary): Essential work required to prevent the deterioration of an asset. | 25 | 2013-06-23 | 10.8392 | 47.3287 | x | 2 | 4. Significant | 12367 | Reactive Maintenance | 3
1021273 | Emergency Lighting - Self Contained | C (Poor): Asset is operational but major repair or replacement will be needed. | Category 2 (Necessary): Essential work required to prevent the deterioration of an asset. | 25 | 2005-03-09 | 19.1294 | 40.6965 | x | 2 | 4. Significant | 12367 | Reactive Maintenance | 3
1021274 | Emergency Lighting - Self Contained | C (Poor): Asset is operational but major repair or replacement will be needed. | Category 2 (Necessary): Essential work required to prevent the deterioration of an asset. | 25 | 2019-01-03 | 5.3087 | 51.753 | x | 2 | 4. Significant | 12367 | Reactive Maintenance | 3
1021275 | Emergency Lighting - Self Contained | C (Poor): Asset is operational but major repair or replacement will be needed. | Category 2 (Necessary): Essential work required to prevent the deterioration of an asset. | 25 | 2000-10-06 | 23.551 | 37.1592 | x | 2 | 4. Significant | 12367 | Reactive Maintenance | 3
1021276 | Emergency Lighting - Self Contained | C (Poor): Asset is operational but major repair or replacement will be needed. | Category 2 (Necessary): Essential work required to prevent the deterioration of an asset. | 25 | 1999-01-31 | 25.232 | 35.8144 | x | 2 | 4. Significant | 12367 | Reactive Maintenance | 3
1021281 | Fire Doors | C (Poor): Asset is operational but major repair or replacement will be needed. | Category 2 (Necessary): Essential work required to prevent the deterioration of an asset. | 20 | 2005-08-16 | 18.6913 | 37.3087 | x | 2 | 3. Moderate | 12367 | Reactive Maintenance | 7
1021282 | Fire Doors | C (Poor): Asset is operational but major repair or replacement will be needed. | Category 2 (Necessary): Essential work required to prevent the deterioration of an asset. | 20 | 2007-05-27 | 16.9144 | 39.0856 | x | 2 | 3. Moderate | 12367 | Reactive Maintenance | 7
1021283 | Fire Doors | C (Poor): Asset is operational but major repair or replacement will be needed. | Category 2 (Necessary): Essential work required to prevent the deterioration of an asset. | 20 | 2007-04-19 | 17.0185 | 38.9815 | x | 2 | 3. Moderate | 12367 | Reactive Maintenance | 7
1021284 | Fire Doors | C (Poor): Asset is operational but major repair or replacement will be needed. | Category 2 (Necessary): Essential work required to prevent the deterioration of an asset. | 20 | 2007-09-07 | 16.6324 | 39.3676 | x | 2 | 3. Moderate | 12367 | Reactive Maintenance | 7
1021285 | Fire Doors | C (Poor): Asset is operational but major repair or replacement will be needed. | Category 2 (Necessary): Essential work required to prevent the deterioration of an asset. | 20 | 2004-12-16 | 19.3566 | 36.6434 | x | 2 | 3. Moderate | 12367 | Reactive Maintenance | 7
1021286 | Fire Doors | C (Poor): Asset is operational but major repair or replacement will be needed. | Category 2 (Necessary): Essential work required to prevent the deterioration of an asset. | 20 | 2021-11-16 | 2.4394 | 53.5606 | x | 2 | 3. Moderate | 12367 | Reactive Maintenance | 7
1021287 | Fire Doors | C (Poor): Asset is operational but major repair or replacement will be needed. | Category 2 (Necessary): Essential work required to prevent the deterioration of an asset. | 20 | 2012-10-11 | 11.5373 | 44.4627 | x | 2 | 3. Moderate | 12367 | Reactive Maintenance | 7
1021288 | Fire Doors | C (Poor): Asset is operational but major repair or replacement will be needed. | Category 2 (Necessary): Essential work required to prevent the deterioration of an asset. | 20 | 2005-05-21 | 18.9295 | 37.0705 | x | 2 | 3. Moderate | 12367 | Reactive Maintenance | 7
1021289 | Fire Doors | C (Poor): Asset is operational but major repair or replacement will be needed. | Category 2 (Necessary): Essential work required to prevent the deterioration of an asset. | 20 | 2016-06-02 | 7.896 | 48.104 | x | 2 | 3. Moderate | 12367 | Reactive Maintenance | 7
1021290 | Fire Doors | C (Poor): Asset is operational but major repair or replacement will be needed. | Category 2 (Necessary): Essential work required to prevent the deterioration of an asset. | 20 | 2011-07-13 | 12.7858 | 43.2142 | x | 2 | 3. Moderate | 12367 | Reactive Maintenance | 7
1021291 | Fire Doors | C (Poor): Asset is operational but major repair or replacement will be needed. | Category 2 (Necessary): Essential work required to prevent the deterioration of an asset. | 20 | 2017-04-29 | 6.9897 | 49.0103 | x | 2 | 3. Moderate | 12367 | Reactive Maintenance | 7
1021292 | Fire Doors | C (Poor): Asset is operational but major repair or replacement will be needed. | Category 2 (Necessary): Essential work required to prevent the deterioration of an asset. | 20 | 2010-02-08 | 14.2094 | 41.7906 | x | 2 | 3. Moderate | 12367 | Reactive Maintenance | 7
1021293 | Fire Doors | C (Poor): Asset is operational but major repair or replacement will be needed. | Category 2 (Necessary): Essential work required to prevent the deterioration of an asset. | 20 | 2015-03-30 | 9.0732 | 46.9268 | x | 2 | 3. Moderate | 12367 | Reactive Maintenance | 7
1021294 | Fire Doors | C (Poor): Asset is operational but major repair or replacement will be needed. | Category 2 (Necessary): Essential work required to prevent the deterioration of an asset. | 20 | 2012-08-01 | 11.7317 | 44.2683 | x | 2 | 3. Moderate | 12367 | Reactive Maintenance | 7
1021295 | Fire Doors | C (Poor): Asset is operational but major repair or replacement will be needed. | Category 2 (Necessary): Essential work required to prevent the deterioration of an asset. | 20 | 2019-02-08 | 5.2101 | 50.7899 | x | 2 | 3. Moderate | 12367 | Reactive Maintenance | 7
1021296 | Fire Doors | C (Poor): Asset is operational but major repair or replacement will be needed. | Category 2 (Necessary): Essential work required to prevent the deterioration of an asset. | 20 | 2023-04-20 | 1.0157 | 54.9843 | x | 2 | 3. Moderate | 12367 | Reactive Maintenance | 7
1021301 | Pipework for Low Pressure Natural Gas, Liquefied Petroleum Gas (LPG) or Oil | C (Poor): Asset is operational but major repair or replacement will be needed. | Category 2 (Necessary): Essential work required to prevent the deterioration of an asset. | 50 | 1998-11-07 | 25.4648 | 45.8141 | x | 2 | 5. Severe | 12367 | Reactive Maintenance | 1
1021333 | Hand Dryer | C (Poor): Asset is operational but major repair or replacement will be needed. | Category 2 (Necessary): Essential work required to prevent the deterioration of an asset. | 5 | 2022-02-08 | 2.2094 | 47.1622 | x | 2 | 2. Minor | 12367 | Reactive Maintenance | 14
1021334 | Pipework Systems - General | C (Poor): Asset is operational but major repair or replacement will be needed. | Category 2 (Necessary): Essential work required to prevent the deterioration of an asset. | 20 | 2006-05-04 | 17.9767 | 38.0233 | x | 2 | 4. Significant | 12367 | Reactive Maintenance | 3
1021335 | Pipework Systems - General | C (Poor): Asset is operational but major repair or replacement will be needed. | Category 2 (Necessary): Essential work required to prevent the deterioration of an asset. | 20 | 2005-06-11 | 18.872 | 37.128 | x | 2 | 4. Significant | 12367 | Reactive Maintenance | 3
1021336 | Pipework Systems - General | C (Poor): Asset is operational but major repair or replacement will be needed. | Category 2 (Necessary): Essential work required to prevent the deterioration of an asset. | 35 | 2007-12-09 | 16.3778 | 46.6412 | x | 2 | 4. Significant | 12367 | Reactive Maintenance | 3
1021337 | Pipework Systems - General | C (Poor): Asset is operational but major repair or replacement will be needed. | Category 2 (Necessary): Essential work required to prevent the deterioration of an asset. | 35 | 1994-12-14 | 29.3634 | 39.2209 | x | 2 | 4. Significant | 12367 | Reactive Maintenance | 3
1021338 | Pipework Systems - General | C (Poor): Asset is operational but major repair or replacement will be needed. | Category 2 (Necessary): Essential work required to prevent the deterioration of an asset. | 35 | 2012-09-14 | 11.6112 | 49.365 | x | 2 | 4. Significant | 12367 | Reactive Maintenance | 3
1021339 | Pipework Systems - General | C (Poor): Asset is operational but major repair or replacement will be needed. | Category 2 (Necessary): Essential work required to prevent the deterioration of an asset. | 35 | 2023-08-30 | 0.65435 | 55.6261 | x | 2 | 4. Significant | 12367 | Reactive Maintenance | 3
1021340 | Pipework Systems - General | C (Poor): Asset is operational but major repair or replacement will be needed. | Category 2 (Necessary): Essential work required to prevent the deterioration of an asset. | 35 | 1999-09-21 | 24.5941 | 41.9462 | x | 2 | 4. Significant | 12367 | Reactive Maintenance | 3
1021341 | Pipework Systems - General | C (Poor): Asset is operational but major repair or replacement will be needed. | Category 2 (Necessary): Essential work required to prevent the deterioration of an asset. | 35 | 1998-10-25 | 25.5003 | 41.4284 | x | 2 | 4. Significant | 12367 | Reactive Maintenance | 3
1021342 | Pipework Systems - General | C (Poor): Asset is operational but major repair or replacement will be needed. | Category 2 (Necessary): Essential work required to prevent the deterioration of an asset. | 45 | 2017-06-15 | 6.8611 | 52.9506 | x | 2 | 4. Significant | 12367 | Reactive Maintenance | 3
1021343 | Pipework Systems - General | C (Poor): Asset is operational but major repair or replacement will be needed. | Category 2 (Necessary): Essential work required to prevent the deterioration of an asset. | 45 | 2020-09-12 | 3.6167 | 54.3926 | x | 2 | 4. Significant | 12367 | Reactive Maintenance | 3
1021344 | Pipework Systems - General | C (Poor): Asset is operational but major repair or replacement will be needed. | Category 2 (Necessary): Essential work required to prevent the deterioration of an asset. | 20 | 2021-02-19 | 3.1786 | 52.8214 | x | 2 | 4. Significant | 12367 | Reactive Maintenance | 3
1021345 | Pipework Systems - General | C (Poor): Asset is operational but major repair or replacement will be needed. | Category 2 (Necessary): Essential work required to prevent the deterioration of an asset. | 20 | 2023-10-30 | 0.48734 | 55.5127 | x | 2 | 4. Significant | 12367 | Reactive Maintenance | 3
1021346 | Pipework Systems - General | C (Poor): Asset is operational but major repair or replacement will be needed. | Category 2 (Necessary): Essential work required to prevent the deterioration of an asset. | 35 | 2013-01-03 | 11.3073 | 49.5387 | x | 2 | 4. Significant | 12367 | Reactive Maintenance | 3
1021347 | Pipework Systems - General | C (Poor): Asset is operational but major repair or replacement will be needed. | Category 2 (Necessary): Essential work required to prevent the deterioration of an asset. | 45 | 2016-01-15 | 8.2765 | 52.3215 | x | 2 | 4. Significant | 12367 | Reactive Maintenance | 3
1021351 | Electrical Installation - Generally | C (Poor): Asset is operational but major repair or replacement will be needed. | Category 2 (Necessary): Essential work required to prevent the deterioration of an asset. | 35 | 2007-01-16 | 17.2731 | 46.1297 | x | 2 | 4. Significant | 12367 | Reactive Maintenance | 3
1021352 | Electrical Installation - Generally | C (Poor): Asset is operational but major repair or replacement will be needed. | Category 2 (Necessary): Essential work required to prevent the deterioration of an asset. | 35 | 1998-11-25 | 25.4155 | 41.4769 | x | 2 | 4. Significant | 12367 | Reactive Maintenance | 3
1021353 | Electrical Installation - Generally | C (Poor): Asset is operational but major repair or replacement will be needed. | Category 2 (Necessary): Essential work required to prevent the deterioration of an asset. | 35 | 2008-07-04 | 15.8084 | 46.9667 | x | 2 | 4. Significant | 12367 | Reactive Maintenance | 3
1021354 | Electrical Installation - Generally | C (Poor): Asset is operational but major repair or replacement will be needed. | Category 2 (Necessary): Essential work required to prevent the deterioration of an asset. | 35 | 2017-08-29 | 6.6557 | 52.1967 | x | 2 | 4. Significant | 12367 | Reactive Maintenance | 3
1021356 | Fire Extinguishers - Foam (Stored Pressure) | C (Poor): Asset is operational but major repair or replacement will be needed. | Category 2 (Necessary): Essential work required to prevent the deterioration of an asset. | 15 | 2019-08-03 | 4.7283 | 49.6956 | x | 2 | 5. Severe | 12367 | Reactive Maintenance | 1
1021358 | Roof Coverings and Flashings | C (Poor): Asset is operational but major repair or replacement will be needed. | Category 2 (Necessary): Essential work required to prevent the deterioration of an asset. | 40 | 2020-06-07 | 3.8823 | 54.0589 | x | 2 | 4. Significant | 12367 | Reactive Maintenance | 3
1021359 | Access Control | C (Poor): Asset is operational but major repair or replacement will be needed. | Category 2 (Necessary): Essential work required to prevent the deterioration of an asset. | 15 | 2017-07-02 | 6.8145 | 46.914 | x | 2 | 4. Significant | 12367 | Reactive Maintenance | 3
1021367 | Showers | C (Poor): Asset is operational but major repair or replacement will be needed. | Category 2 (Necessary): Essential work required to prevent the deterioration of an asset. | 5 | 2021-09-27 | 2.5763 | 45.6947 | x | 2 | 3. Moderate | 12367 | Reactive Maintenance | 7
1021368 | Showers | C (Poor): Asset is operational but major repair or replacement will be needed. | Category 2 (Necessary): Essential work required to prevent the deterioration of an asset. | 5 | 2020-12-10 | 3.373 | 42.5079 | x | 2 | 3. Moderate | 12367 | Reactive Maintenance | 7
1021369 | Fans - Window or Wall Mounted | C (Poor): Asset is operational but major repair or replacement will be needed. | Category 2 (Necessary): Essential work required to prevent the deterioration of an asset. | 15 | 2017-09-01 | 6.6475 | 47.1367 | x | 2 | 2. Minor | 12367 | Reactive Maintenance | 14
1021372 | Toilet and Shower Areas | C (Poor): Asset is operational but major repair or replacement will be needed. | Category 2 (Necessary): Essential work required to prevent the deterioration of an asset. | 25 | 2021-04-14 | 3.0308 | 53.5754 | x | 2 | 3. Moderate | 12367 | Reactive Maintenance | 7
1021373 | Toilet and Shower Areas | C (Poor): Asset is operational but major repair or replacement will be needed. | Category 2 (Necessary): Essential work required to prevent the deterioration of an asset. | 25 | 2023-07-20 | 0.7666 | 55.3867 | x | 2 | 3. Moderate | 12367 | Reactive Maintenance | 7
1021374 | Toilet and Shower Areas | C (Poor): Asset is operational but major repair or replacement will be needed. | Category 2 (Necessary): Essential work required to prevent the deterioration of an asset. | 25 | 2013-08-16 | 10.6913 | 47.447 | x | 2 | 3. Moderate | 12367 | Reactive Maintenance | 7
1021375 | Toilet and Shower Areas | C (Poor): Asset is operational but major repair or replacement will be needed. | Category 2 (Necessary): Essential work required to prevent the deterioration of an asset. | 25 | 2001-04-09 | 23.0445 | 37.5644 | x | 2 | 3. Moderate | 12367 | Reactive Maintenance | 7
1021376 | Toilet and Shower Areas | C (Poor): Asset is operational but major repair or replacement will be needed. | Category 2 (Necessary): Essential work required to prevent the deterioration of an asset. | 25 | 2011-05-03 | 12.9802 | 45.6159 | x | 2 | 3. Moderate | 12367 | Reactive Maintenance | 7
1021377 | Toilet and Shower Areas | C (Poor): Asset is operational but major repair or replacement will be needed. | Category 2 (Necessary): Essential work required to prevent the deterioration of an asset. | 25 | 2014-07-01 | 9.8179 | 48.1457 | x | 2 | 3. Moderate | 12367 | Reactive Maintenance | 7
1021378 | Toilet and Shower Areas | C (Poor): Asset is operational but major repair or replacement will be needed. | Category 2 (Necessary): Essential work required to prevent the deterioration of an asset. | 25 | 2008-04-02 | 16.063 | 43.1496 | x | 2 | 3. Moderate | 12367 | Reactive Maintenance | 7
1021379 | Toilet and Shower Areas | C (Poor): Asset is operational but major repair or replacement will be needed. | Category 2 (Necessary): Essential work required to prevent the deterioration of an asset. | 25 | 2009-02-16 | 15.1869 | 43.8505 | x | 2 | 3. Moderate | 12367 | Reactive Maintenance | 7
1021380 | Toilet and Shower Areas | C (Poor): Asset is operational but major repair or replacement will be needed. | Category 2 (Necessary): Essential work required to prevent the deterioration of an asset. | 25 | 2005-07-19 | 18.768 | 40.9856 | x | 2 | 3. Moderate | 12367 | Reactive Maintenance | 7
1021381 | Toilet and Shower Areas | C (Poor): Asset is operational but major repair or replacement will be needed. | Category 2 (Necessary): Essential work required to prevent the deterioration of an asset. | 25 | 2011-04-29 | 12.9911 | 45.6071 | x | 2 | 3. Moderate | 12367 | Reactive Maintenance | 7
1021382 | Toilet and Shower Areas | C (Poor): Asset is operational but major repair or replacement will be needed. | Category 2 (Necessary): Essential work required to prevent the deterioration of an asset. | 25 | 2001-09-26 | 22.5791 | 37.9368 | x | 2 | 3. Moderate | 12367 | Reactive Maintenance | 7
1021383 | Toilet and Shower Areas | C (Poor): Asset is operational but major repair or replacement will be needed. | Category 2 (Necessary): Essential work required to prevent the deterioration of an asset. | 25 | 2000-03-21 | 24.0958 | 36.7233 | x | 2 | 3. Moderate | 12367 | Reactive Maintenance | 7
1021384 | Toilet and Shower Areas | C (Poor): Asset is operational but major repair or replacement will be needed. | Category 2 (Necessary): Essential work required to prevent the deterioration of an asset. | 25 | 2000-07-22 | 23.7591 | 36.9927 | x | 2 | 3. Moderate | 12367 | Reactive Maintenance | 7
1021385 | Toilet and Shower Areas | C (Poor): Asset is operational but major repair or replacement will be needed. | Category 2 (Necessary): Essential work required to prevent the deterioration of an asset. | 25 | 2013-04-03 | 11.0609 | 47.1513 | x | 2 | 3. Moderate | 12367 | Reactive Maintenance | 7
1021386 | Toilet and Shower Areas | C (Poor): Asset is operational but major repair or replacement will be needed. | Category 2 (Necessary): Essential work required to prevent the deterioration of an asset. | 25 | 2012-11-27 | 11.4086 | 46.8731 | x | 2 | 3. Moderate | 12367 | Reactive Maintenance | 7
1021392 | Access Control | C (Poor): Asset is operational but major repair or replacement will be needed. | Category 2 (Necessary): Essential work required to prevent the deterioration of an asset. | 15 | 2020-10-18 | 3.5181 | 47.3091 | x | 4 | 4. Significant | 12368 | Reactive Maintenance | 3
1021393 | Access Control | C (Poor): Asset is operational but major repair or replacement will be needed. | Category 2 (Necessary): Essential work required to prevent the deterioration of an asset. | 15 | 2012-06-29 | 11.822 | 36.2373 | x | 4 | 4. Significant | 12368 | Reactive Maintenance | 3
1021394 | Access Control | C (Poor): Asset is operational but major repair or replacement will be needed. | Category 2 (Necessary): Essential work required to prevent the deterioration of an asset. | 15 | 2022-09-28 | 1.5743 | 49.901 | x | 4 | 4. Significant | 12368 | Reactive Maintenance | 3
1021396 | Outstations | C (Poor): Asset is operational but major repair or replacement will be needed. | Category 2 (Necessary): Essential work required to prevent the deterioration of an asset. | 10 | 2021-05-18 | 2.9377 | 46.1246 | x | 4 | 4. Significant | 12368 | Reactive Maintenance | 3
1021399 | Catering Equipment | C (Poor): Asset is operational but major repair or replacement will be needed. | Category 2 (Necessary): Essential work required to prevent the deterioration of an asset. | 15 | 2024-01-04 | 0.30664 | 51.5911 | x | 4 | 2. Minor | 12368 | Reactive Maintenance | 14
1021400 | Closed-Circuit Television (CCTV) | C (Poor): Asset is operational but major repair or replacement will be needed. | Category 2 (Necessary): Essential work required to prevent the deterioration of an asset. | 15 | 2019-09-09 | 4.627 | 45.8307 | x | 4 | 5. Severe | 12368 | Reactive Maintenance | 1
1021401 | Emergency Lighting - Self Contained | C (Poor): Asset is operational but major repair or replacement will be needed. | Category 2 (Necessary): Essential work required to prevent the deterioration of an asset. | 25 | 2003-02-25 | 21.1636 | 35.0691 | x | 4 | 4. Significant | 12368 | Reactive Maintenance | 3
1021402 | Emergency Lighting - Self Contained | C (Poor): Asset is operational but major repair or replacement will be needed. | Category 2 (Necessary): Essential work required to prevent the deterioration of an asset. | 25 | 2001-03-08 | 23.1321 | 33.4943 | x | 4 | 4. Significant | 12368 | Reactive Maintenance | 3
1021403 | Emergency Lighting - Self Contained | C (Poor): Asset is operational but major repair or replacement will be needed. | Category 2 (Necessary): Essential work required to prevent the deterioration of an asset. | 25 | 2013-04-13 | 11.0335 | 43.1732 | x | 4 | 4. Significant | 12368 | Reactive Maintenance | 3
1021404 | Emergency Lighting - Self Contained | C (Poor): Asset is operational but major repair or replacement will be needed. | Category 2 (Necessary): Essential work required to prevent the deterioration of an asset. | 25 | 2015-01-05 | 9.3032 | 44.5574 | x | 4 | 4. Significant | 12368 | Reactive Maintenance | 3
1021405 | Emergency Lighting - Self Contained | C (Poor): Asset is operational but major repair or replacement will be needed. | Category 2 (Necessary): Essential work required to prevent the deterioration of an asset. | 25 | 2013-08-11 | 10.705 | 43.436 | x | 4 | 4. Significant | 12368 | Reactive Maintenance | 3
1021410 | Fire Doors | C (Poor): Asset is operational but major repair or replacement will be needed. | Category 2 (Necessary): Essential work required to prevent the deterioration of an asset. | 20 | 2019-09-13 | 4.616 | 47.384 | x | 4 | 3. Moderate | 12368 | Reactive Maintenance | 7
1021411 | Fire Doors | C (Poor): Asset is operational but major repair or replacement will be needed. | Category 2 (Necessary): Essential work required to prevent the deterioration of an asset. | 20 | 2012-11-26 | 11.4114 | 40.5886 | x | 4 | 3. Moderate | 12368 | Reactive Maintenance | 7
1021412 | Fire Doors | C (Poor): Asset is operational but major repair or replacement will be needed. | Category 2 (Necessary): Essential work required to prevent the deterioration of an asset. | 20 | 2012-06-10 | 11.8741 | 40.1259 | x | 4 | 3. Moderate | 12368 | Reactive Maintenance | 7
1021413 | Fire Doors | C (Poor): Asset is operational but major repair or replacement will be needed. | Category 2 (Necessary): Essential work required to prevent the deterioration of an asset. | 20 | 2005-11-06 | 18.4668 | 33.5332 | x | 4 | 3. Moderate | 12368 | Reactive Maintenance | 7
1021414 | Fire Doors | C (Poor): Asset is operational but major repair or replacement will be needed. | Category 2 (Necessary): Essential work required to prevent the deterioration of an asset. | 20 | 2010-02-14 | 14.193 | 37.807 | x | 4 | 3. Moderate | 12368 | Reactive Maintenance | 7
1021415 | Fire Doors | C (Poor): Asset is operational but major repair or replacement will be needed. | Category 2 (Necessary): Essential work required to prevent the deterioration of an asset. | 20 | 2016-08-30 | 7.6523 | 44.3477 | x | 4 | 3. Moderate | 12368 | Reactive Maintenance | 7
1021416 | Fire Doors | C (Poor): Asset is operational but major repair or replacement will be needed. | Category 2 (Necessary): Essential work required to prevent the deterioration of an asset. | 20 | 2015-04-30 | 8.9884 | 43.0116 | x | 4 | 3. Moderate | 12368 | Reactive Maintenance | 7
1021417 | Fire Doors | C (Poor): Asset is operational but major repair or replacement will be needed. | Category 2 (Necessary): Essential work required to prevent the deterioration of an asset. | 20 | 2015-11-16 | 8.4408 | 43.5592 | x | 4 | 3. Moderate | 12368 | Reactive Maintenance | 7
1021418 | Fire Doors | C (Poor): Asset is operational but major repair or replacement will be needed. | Category 2 (Necessary): Essential work required to prevent the deterioration of an asset. | 20 | 2009-07-12 | 14.7871 | 37.2129 | x | 4 | 3. Moderate | 12368 | Reactive Maintenance | 7
1021419 | Fire Doors | C (Poor): Asset is operational but major repair or replacement will be needed. | Category 2 (Necessary): Essential work required to prevent the deterioration of an asset. | 20 | 2015-07-28 | 8.7447 | 43.2553 | x | 4 | 3. Moderate | 12368 | Reactive Maintenance | 7
1021420 | Fire Doors | C (Poor): Asset is operational but major repair or replacement will be needed. | Category 2 (Necessary): Essential work required to prevent the deterioration of an asset. | 20 | 2012-05-11 | 11.9562 | 40.0438 | x | 4 | 3. Moderate | 12368 | Reactive Maintenance | 7
1021421 | Fire Doors | A (Good): Asset is as new and can be expected to perform adequately to its full normal life if maintained appropriately. | Category 2 (Necessary): Essential work required to prevent the deterioration of an asset. | 20 | 2007-03-26 | 17.0842 | 55.9158 | x | 4 | 3. Moderate | 12368 | Reactive Maintenance | 7
1021422 | Fire Doors | A (Good): Asset is as new and can be expected to perform adequately to its full normal life if maintained appropriately. | Category 2 (Necessary): Essential work required to prevent the deterioration of an asset. | 20 | 2019-09-23 | 4.5886 | 68.4114 | x | 4 | 3. Moderate | 12368 | Reactive Maintenance | 7
1021423 | Fire Doors | A (Good): Asset is as new and can be expected to perform adequately to its full normal life if maintained appropriately. | Category 2 (Necessary): Essential work required to prevent the deterioration of an asset. | 20 | 2010-04-17 | 14.0233 | 58.9767 | x | 4 | 3. Moderate | 12368 | Reactive Maintenance | 7
1021424 | Fire Doors | A (Good): Asset is as new and can be expected to perform adequately to its full normal life if maintained appropriately. | Category 2 (Necessary): Essential work required to prevent the deterioration of an asset. | 20 | 2007-01-24 | 17.2512 | 55.7488 | x | 4 | 3. Moderate | 12368 | Reactive Maintenance | 7
1021425 | Fire Doors | A (Good): Asset is as new and can be expected to perform adequately to its full normal life if maintained appropriately. | Category 2 (Necessary): Essential work required to prevent the deterioration of an asset. | 20 | 2009-04-16 | 15.0253 | 57.9747 | x | 4 | 3. Moderate | 12368 | Reactive Maintenance | 7
1021426 | Fire Doors | A (Good): Asset is as new and can be expected to perform adequately to its full normal life if maintained appropriately. | Category 2 (Necessary): Essential work required to prevent the deterioration of an asset. | 20 | 2005-01-03 | 19.3073 | 53.6927 | x | 4 | 3. Moderate | 12368 | Reactive Maintenance | 7
1021427 | Fire Doors | A (Good): Asset is as new and can be expected to perform adequately to its full normal life if maintained appropriately. | Category 2 (Necessary): Essential work required to prevent the deterioration of an asset. | 20 | 2013-12-22 | 10.3409 | 62.6591 | x | 4 | 3. Moderate | 12368 | Reactive Maintenance | 7
1021428 | Fire Doors | A (Good): Asset is as new and can be expected to perform adequately to its full normal life if maintained appropriately. | Category 2 (Necessary): Essential work required to prevent the deterioration of an asset. | 20 | 2017-05-27 | 6.9131 | 66.0869 | x | 4 | 3. Moderate | 12368 | Reactive Maintenance | 7
1021429 | Fire Doors | A (Good): Asset is as new and can be expected to perform adequately to its full normal life if maintained appropriately. | Category 2 (Necessary): Essential work required to prevent the deterioration of an asset. | 20 | 2009-01-12 | 15.2827 | 57.7173 | x | 4 | 3. Moderate | 12368 | Reactive Maintenance | 7
1021430 | Fire Doors | A (Good): Asset is as new and can be expected to perform adequately to its full normal life if maintained appropriately. | Category 2 (Necessary): Essential work required to prevent the deterioration of an asset. | 20 | 2017-09-30 | 6.5681 | 66.4319 | x | 4 | 3. Moderate | 12368 | Reactive Maintenance | 7
1021431 | Fire Doors | A (Good): Asset is as new and can be expected to perform adequately to its full normal life if maintained appropriately. | Category 2 (Necessary): Essential work required to prevent the deterioration of an asset. | 20 | 2019-01-31 | 5.232 | 67.768 | x | 4 | 3. Moderate | 12368 | Reactive Maintenance | 7
1021432 | Fire Doors | A (Good): Asset is as new and can be expected to perform adequately to its full normal life if maintained appropriately. | Category 2 (Necessary): Essential work required to prevent the deterioration of an asset. | 20 | 2014-06-20 | 9.848 | 63.152 | x | 4 | 3. Moderate | 12368 | Reactive Maintenance | 7
1021433 | Fire Doors | A (Good): Asset is as new and can be expected to perform adequately to its full normal life if maintained appropriately. | Category 2 (Necessary): Essential work required to prevent the deterioration of an asset. | 20 | 2018-09-28 | 5.5743 | 67.4257 | x | 4 | 3. Moderate | 12368 | Reactive Maintenance | 7
1021434 | Fire Doors | A (Good): Asset is as new and can be expected to perform adequately to its full normal life if maintained appropriately. | Category 2 (Necessary): Essential work required to prevent the deterioration of an asset. | 20 | 2008-11-05 | 15.4689 | 57.5311 | x | 4 | 3. Moderate | 12368 | Reactive Maintenance | 7
1021445 | Pipework for Low Pressure Natural Gas, Liquefied Petroleum Gas (LPG) or Oil | C (Poor): Asset is operational but major repair or replacement will be needed. | Category 2 (Necessary): Essential work required to prevent the deterioration of an asset. | 50 | 2014-10-22 | 9.5086 | 48.1966 | x | 4 | 5. Severe | 12368 | Reactive Maintenance | 1
1021458 | Hand Dryer | C (Poor): Asset is operational but major repair or replacement will be needed. | Category 2 (Necessary): Essential work required to prevent the deterioration of an asset. | 5 | 2023-01-11 | 1.2868 | 46.8528 | x | 4 | 2. Minor | 12368 | Reactive Maintenance | 14
1021463 | Electrical Installation - Generally | C (Poor): Asset is operational but major repair or replacement will be needed. | Category 2 (Necessary): Essential work required to prevent the deterioration of an asset. | 35 | 2004-10-22 | 19.5072 | 40.853 | x | 4 | 4. Significant | 12368 | Reactive Maintenance | 3
1021464 | Electrical Installation - Generally | C (Poor): Asset is operational but major repair or replacement will be needed. | Category 2 (Necessary): Essential work required to prevent the deterioration of an asset. | 35 | 2001-12-08 | 22.3792 | 39.2119 | x | 4 | 4. Significant | 12368 | Reactive Maintenance | 3
1021466 | Fire Extinguishers - Foam (Stored Pressure) | C (Poor): Asset is operational but major repair or replacement will be needed. | Category 2 (Necessary): Essential work required to prevent the deterioration of an asset. | 15 | 2018-02-15 | 6.1903 | 43.7463 | x | 4 | 5. Severe | 12368 | Reactive Maintenance | 1
1021468 | Roof Coverings and Flashings | C (Poor): Asset is operational but major repair or replacement will be needed. | Category 2 (Necessary): Essential work required to prevent the deterioration of an asset. | 40 | 1995-08-01 | 28.7337 | 37.6331 | x | 4 | 4. Significant | 12368 | Reactive Maintenance | 3
1021469 | Access Control | C (Poor): Asset is operational but major repair or replacement will be needed. | Category 2 (Necessary): Essential work required to prevent the deterioration of an asset. | 15 | 2018-12-06 | 5.3854 | 44.8195 | x | 4 | 4. Significant | 12368 | Reactive Maintenance | 3
1021480 | Showers | C (Poor): Asset is operational but major repair or replacement will be needed. | Category 2 (Necessary): Essential work required to prevent the deterioration of an asset. | 5 | 2021-06-01 | 2.8994 | 40.4025 | x | 4 | 3. Moderate | 12368 | Reactive Maintenance | 7
1021481 | Showers | C (Poor): Asset is operational but major repair or replacement will be needed. | Category 2 (Necessary): Essential work required to prevent the deterioration of an asset. | 5 | 2020-07-19 | 3.7673 | 36.9309 | x | 4 | 3. Moderate | 12368 | Reactive Maintenance | 7
1021482 | Fans - Window or Wall Mounted | C (Poor): Asset is operational but major repair or replacement will be needed. | Category 2 (Necessary): Essential work required to prevent the deterioration of an asset. | 15 | 2018-01-29 | 6.2368 | 43.6842 | x | 4 | 2. Minor | 12368 | Reactive Maintenance | 14
1021485 | Toilet and Shower Areas | C (Poor): Asset is operational but major repair or replacement will be needed. | Category 2 (Necessary): Essential work required to prevent the deterioration of an asset. | 25 | 2017-01-12 | 7.2827 | 46.1739 | x | 4 | 3. Moderate | 12368 | Reactive Maintenance | 7
1021486 | Toilet and Shower Areas | C (Poor): Asset is operational but major repair or replacement will be needed. | Category 2 (Necessary): Essential work required to prevent the deterioration of an asset. | 25 | 2005-03-13 | 19.1184 | 36.7053 | x | 4 | 3. Moderate | 12368 | Reactive Maintenance | 7
1021487 | Toilet and Shower Areas | C (Poor): Asset is operational but major repair or replacement will be needed. | Category 2 (Necessary): Essential work required to prevent the deterioration of an asset. | 25 | 2000-01-25 | 24.2491 | 32.6007 | x | 4 | 3. Moderate | 12368 | Reactive Maintenance | 7
1021488 | Toilet and Shower Areas | C (Poor): Asset is operational but major repair or replacement will be needed. | Category 2 (Necessary): Essential work required to prevent the deterioration of an asset. | 25 | 2010-06-11 | 13.8727 | 40.9018 | x | 4 | 3. Moderate | 12368 | Reactive Maintenance | 7
1021489 | Toilet and Shower Areas | C (Poor): Asset is operational but major repair or replacement will be needed. | Category 2 (Necessary): Essential work required to prevent the deterioration of an asset. | 25 | 2024-01-13 | 0.282 | 51.7744 | x | 4 | 3. Moderate | 12368 | Reactive Maintenance | 7
1021490 | Toilet and Shower Areas | C (Poor): Asset is operational but major repair or replacement will be needed. | Category 2 (Necessary): Essential work required to prevent the deterioration of an asset. | 25 | 2002-11-20 | 21.4292 | 34.8567 | x | 4 | 3. Moderate | 12368 | Reactive Maintenance | 7
1021491 | Toilet and Shower Areas | C (Poor): Asset is operational but major repair or replacement will be needed. | Category 2 (Necessary): Essential work required to prevent the deterioration of an asset. | 25 | 2022-04-24 | 2.0041 | 50.3967 | x | 4 | 3. Moderate | 12368 | Reactive Maintenance | 7
1021492 | Toilet and Shower Areas | C (Poor): Asset is operational but major repair or replacement will be needed. | Category 2 (Necessary): Essential work required to prevent the deterioration of an asset. | 25 | 2003-07-07 | 20.8022 | 35.3582 | x | 4 | 3. Moderate | 12368 | Reactive Maintenance | 7
1021500 | Access Control | C (Poor): Asset is operational but major repair or replacement will be needed. | Category 2 (Necessary): Essential work required to prevent the deterioration of an asset. | 15 | 2015-10-10 | 8.5421 | 38.6105 | x | 5 | 4. Significant | 12369 | Reactive Maintenance | 3
1021501 | Outstations | C (Poor): Asset is operational but major repair or replacement will be needed. | Category 2 (Necessary): Essential work required to prevent the deterioration of an asset. | 10 | 2016-12-13 | 7.3648 | 35.2704 | x | 5 | 4. Significant | 12369 | Reactive Maintenance | 3
1021505 | Closed-Circuit Television (CCTV) | C (Poor): Asset is operational but major repair or replacement will be needed. | Category 2 (Necessary): Essential work required to prevent the deterioration of an asset. | 15 | 2011-09-10 | 12.6242 | 33.1677 | x | 5 | 5. Severe | 12369 | Reactive Maintenance | 1
1021506 | Emergency Lighting - Self Contained | C (Poor): Asset is operational but major repair or replacement will be needed. | Category 2 (Necessary): Essential work required to prevent the deterioration of an asset. | 25 | 2022-05-08 | 1.9658 | 48.4274 | x | 5 | 4. Significant | 12369 | Reactive Maintenance | 3
1021507 | Emergency Lighting - Self Contained | C (Poor): Asset is operational but major repair or replacement will be needed. | Category 2 (Necessary): Essential work required to prevent the deterioration of an asset. | 25 | 2003-11-20 | 20.4298 | 33.6561 | x | 5 | 4. Significant | 12369 | Reactive Maintenance | 3
1021508 | Emergency Lighting - Self Contained | C (Poor): Asset is operational but major repair or replacement will be needed. | Category 2 (Necessary): Essential work required to prevent the deterioration of an asset. | 25 | 2023-12-03 | 0.39425 | 49.6846 | x | 5 | 4. Significant | 12369 | Reactive Maintenance | 3
1021509 | Emergency Lighting - Self Contained | C (Poor): Asset is operational but major repair or replacement will be needed. | Category 2 (Necessary): Essential work required to prevent the deterioration of an asset. | 25 | 2013-10-16 | 10.5243 | 41.5806 | x | 5 | 4. Significant | 12369 | Reactive Maintenance | 3
1021510 | Emergency Lighting - Self Contained | C (Poor): Asset is operational but major repair or replacement will be needed. | Category 2 (Necessary): Essential work required to prevent the deterioration of an asset. | 25 | 2016-09-22 | 7.5893 | 43.9285 | x | 5 | 4. Significant | 12369 | Reactive Maintenance | 3
1021511 | Emergency Lighting - Self Contained | C (Poor): Asset is operational but major repair or replacement will be needed. | Category 2 (Necessary): Essential work required to prevent the deterioration of an asset. | 25 | 2021-08-19 | 2.6831 | 47.8535 | x | 5 | 4. Significant | 12369 | Reactive Maintenance | 3
1021512 | Emergency Lighting - Self Contained | C (Poor): Asset is operational but major repair or replacement will be needed. | Category 2 (Necessary): Essential work required to prevent the deterioration of an asset. | 25 | 2005-04-11 | 19.039 | 34.7688 | x | 5 | 4. Significant | 12369 | Reactive Maintenance | 3
1021513 | Emergency Lighting - Self Contained | C (Poor): Asset is operational but major repair or replacement will be needed. | Category 2 (Necessary): Essential work required to prevent the deterioration of an asset. | 25 | 2015-04-02 | 9.065 | 42.748 | x | 5 | 4. Significant | 12369 | Reactive Maintenance | 3
1021514 | Emergency Lighting - Self Contained | C (Poor): Asset is operational but major repair or replacement will be needed. | Category 2 (Necessary): Essential work required to prevent the deterioration of an asset. | 25 | 2000-06-23 | 23.8385 | 30.9292 | x | 5 | 4. Significant | 12369 | Reactive Maintenance | 3
1021515 | Emergency Lighting - Self Contained | C (Poor): Asset is operational but major repair or replacement will be needed. | Category 2 (Necessary): Essential work required to prevent the deterioration of an asset. | 25 | 2011-01-25 | 13.2485 | 39.4012 | x | 5 | 4. Significant | 12369 | Reactive Maintenance | 3
1021516 | Emergency Lighting - Self Contained | C (Poor): Asset is operational but major repair or replacement will be needed. | Category 2 (Necessary): Essential work required to prevent the deterioration of an asset. | 25 | 2018-03-02 | 6.1492 | 45.0806 | x | 5 | 4. Significant | 12369 | Reactive Maintenance | 3
1021517 | Emergency Lighting - Self Contained | C (Poor): Asset is operational but major repair or replacement will be needed. | Category 2 (Necessary): Essential work required to prevent the deterioration of an asset. | 25 | 2022-07-08 | 1.7988 | 48.561 | x | 5 | 4. Significant | 12369 | Reactive Maintenance | 3
1021518 | Emergency Lighting - Self Contained | C (Poor): Asset is operational but major repair or replacement will be needed. | Category 2 (Necessary): Essential work required to prevent the deterioration of an asset. | 25 | 2017-08-16 | 6.6913 | 44.647 | x | 5 | 4. Significant | 12369 | Reactive Maintenance | 3
1021519 | Emergency Lighting - Self Contained | C (Poor): Asset is operational but major repair or replacement will be needed. | Category 2 (Necessary): Essential work required to prevent the deterioration of an asset. | 25 | 2004-08-20 | 19.6797 | 34.2563 | x | 5 | 4. Significant | 12369 | Reactive Maintenance | 3
1021520 | Emergency Lighting - Self Contained | C (Poor): Asset is operational but major repair or replacement will be needed. | Category 2 (Necessary): Essential work required to prevent the deterioration of an asset. | 25 | 2009-05-07 | 14.9678 | 38.0257 | x | 5 | 4. Significant | 12369 | Reactive Maintenance | 3
1021521 | Emergency Lighting - Self Contained | C (Poor): Asset is operational but major repair or replacement will be needed. | Category 2 (Necessary): Essential work required to prevent the deterioration of an asset. | 25 | 2000-08-02 | 23.729 | 31.0168 | x | 5 | 4. Significant | 12369 | Reactive Maintenance | 3
1021522 | Emergency Lighting - Self Contained | C (Poor): Asset is operational but major repair or replacement will be needed. | Category 2 (Necessary): Essential work required to prevent the deterioration of an asset. | 25 | 2005-07-03 | 18.8118 | 34.9506 | x | 5 | 4. Significant | 12369 | Reactive Maintenance | 3
1021523 | Emergency Lighting - Self Contained | C (Poor): Asset is operational but major repair or replacement will be needed. | Category 2 (Necessary): Essential work required to prevent the deterioration of an asset. | 25 | 2021-05-27 | 2.9131 | 47.6695 | x | 5 | 4. Significant | 12369 | Reactive Maintenance | 3
1021524 | Emergency Lighting - Self Contained | C (Poor): Asset is operational but major repair or replacement will be needed. | Category 2 (Necessary): Essential work required to prevent the deterioration of an asset. | 25 | 2016-03-30 | 8.0712 | 43.5431 | x | 5 | 4. Significant | 12369 | Reactive Maintenance | 3
1021525 | Emergency Lighting - Self Contained | C (Poor): Asset is operational but major repair or replacement will be needed. | Category 2 (Necessary): Essential work required to prevent the deterioration of an asset. | 25 | 2020-03-20 | 4.0986 | 46.7211 | x | 5 | 4. Significant | 12369 | Reactive Maintenance | 3
1021526 | Emergency Lighting - Self Contained | C (Poor): Asset is operational but major repair or replacement will be needed. | Category 2 (Necessary): Essential work required to prevent the deterioration of an asset. | 25 | 2000-08-16 | 23.6906 | 31.0475 | x | 5 | 4. Significant | 12369 | Reactive Maintenance | 3
1021527 | Emergency Lighting - Self Contained | C (Poor): Asset is operational but major repair or replacement will be needed. | Category 2 (Necessary): Essential work required to prevent the deterioration of an asset. | 25 | 2010-12-11 | 13.3717 | 39.3027 | x | 5 | 4. Significant | 12369 | Reactive Maintenance | 3
1021533 | Fire Doors | C (Poor): Asset is operational but major repair or replacement will be needed. | Category 2 (Necessary): Essential work required to prevent the deterioration of an asset. | 20 | 2021-11-28 | 2.4066 | 47.5934 | x | 5 | 3. Moderate | 12369 | Reactive Maintenance | 7
1021534 | Fire Doors | C (Poor): Asset is operational but major repair or replacement will be needed. | Category 2 (Necessary): Essential work required to prevent the deterioration of an asset. | 20 | 2007-04-27 | 16.9966 | 33.0034 | x | 5 | 3. Moderate | 12369 | Reactive Maintenance | 7
1021537 | Pipework for Low Pressure Natural Gas, Liquefied Petroleum Gas (LPG) or Oil | C (Poor): Asset is operational but major repair or replacement will be needed. | Category 2 (Necessary): Essential work required to prevent the deterioration of an asset. | 50 | 2003-10-03 | 20.5613 | 41.7755 | x | 5 | 5. Severe | 12369 | Reactive Maintenance | 1
1021540 | Hand Dryer | C (Poor): Asset is operational but major repair or replacement will be needed. | Category 2 (Necessary): Essential work required to prevent the deterioration of an asset. | 5 | 2021-01-27 | 3.2416 | 37.0335 | x | 5 | 2. Minor | 12369 | Reactive Maintenance | 14
1021544 | Electrical Installation - Generally | C (Poor): Asset is operational but major repair or replacement will be needed. | Category 2 (Necessary): Essential work required to prevent the deterioration of an asset. | 35 | 2002-03-17 | 22.1081 | 37.3668 | x | 5 | 4. Significant | 12369 | Reactive Maintenance | 3
1021545 | Electrical Installation - Generally | C (Poor): Asset is operational but major repair or replacement will be needed. | Category 2 (Necessary): Essential work required to prevent the deterioration of an asset. | 35 | 2013-06-07 | 10.883 | 43.7812 | x | 5 | 4. Significant | 12369 | Reactive Maintenance | 3
1021547 | Fire Extinguishers - Foam (Stored Pressure) | C (Poor): Asset is operational but major repair or replacement will be needed. | Category 2 (Necessary): Essential work required to prevent the deterioration of an asset. | 15 | 2013-12-13 | 10.3655 | 36.1793 | x | 5 | 5. Severe | 12369 | Reactive Maintenance | 1
1021549 | Roof Coverings and Flashings | C (Poor): Asset is operational but major repair or replacement will be needed. | Category 2 (Necessary): Essential work required to prevent the deterioration of an asset. | 40 | 2009-10-18 | 14.5188 | 42.7406 | x | 5 | 4. Significant | 12369 | Reactive Maintenance | 3
1021550 | Access Control | C (Poor): Asset is operational but major repair or replacement will be needed. | Category 2 (Necessary): Essential work required to prevent the deterioration of an asset. | 15 | 2016-09-03 | 7.6413 | 39.8115 | x | 5 | 4. Significant | 12369 | Reactive Maintenance | 3
1021553 | Showers | C (Poor): Asset is operational but major repair or replacement will be needed. | Category 2 (Necessary): Essential work required to prevent the deterioration of an asset. | 5 | 2020-07-08 | 3.7974 | 34.8104 | x | 5 | 3. Moderate | 12369 | Reactive Maintenance | 7
1021554 | Fans - Window or Wall Mounted | C (Poor): Asset is operational but major repair or replacement will be needed. | Category 2 (Necessary): Essential work required to prevent the deterioration of an asset. | 15 | 2022-12-15 | 1.3607 | 48.1857 | x | 5 | 2. Minor | 12369 | Reactive Maintenance | 14
1021557 | Toilet and Shower Areas | C (Poor): Asset is operational but major repair or replacement will be needed. | Category 2 (Necessary): Essential work required to prevent the deterioration of an asset. | 25 | 2010-07-07 | 13.8015 | 38.9588 | x | 5 | 3. Moderate | 12369 | Reactive Maintenance | 7
1021558 | Toilet and Shower Areas | C (Poor): Asset is operational but major repair or replacement will be needed. | Category 2 (Necessary): Essential work required to prevent the deterioration of an asset. | 25 | 2010-07-16 | 13.7769 | 38.9785 | x | 5 | 3. Moderate | 12369 | Reactive Maintenance | 7
1021563 | Refrigerant Distribution System | C (Poor): Asset is operational but major repair or replacement will be needed. | Category 2 (Necessary): Essential work required to prevent the deterioration of an asset. | 30 | 2001-01-17 | 23.269 | 36.4873 | x | 4 | 4. Significant | 12370 | Reactive Maintenance | 3
1021566 | Outstations | C (Poor): Asset is operational but major repair or replacement will be needed. | Category 2 (Necessary): Essential work required to prevent the deterioration of an asset. | 10 | 2023-02-22 | 1.1718 | 49.6564 | x | 4 | 4. Significant | 12370 | Reactive Maintenance | 3
1021573 | Closed-Circuit Television (CCTV) | C (Poor): Asset is operational but major repair or replacement will be needed. | Category 2 (Necessary): Essential work required to prevent the deterioration of an asset. | 15 | 2021-04-16 | 3.0253 | 47.9662 | x | 4 | 5. Severe | 12370 | Reactive Maintenance | 1
1021574 | Emergency Lighting - Self Contained | C (Poor): Asset is operational but major repair or replacement will be needed. | Category 2 (Necessary): Essential work required to prevent the deterioration of an asset. | 25 | 2010-09-06 | 13.6345 | 41.0924 | x | 4 | 4. Significant | 12370 | Reactive Maintenance | 3
1021578 | Fire Doors | C (Poor): Asset is operational but major repair or replacement will be needed. | Category 2 (Necessary): Essential work required to prevent the deterioration of an asset. | 20 | 2004-06-16 | 19.8576 | 32.1424 | x | 4 | 3. Moderate | 12370 | Reactive Maintenance | 7
1021579 | Fire Doors | C (Poor): Asset is operational but major repair or replacement will be needed. | Category 2 (Necessary): Essential work required to prevent the deterioration of an asset. | 20 | 2017-10-26 | 6.4969 | 45.5031 | x | 4 | 3. Moderate | 12370 | Reactive Maintenance | 7
1021580 | Fire Doors | C (Poor): Asset is operational but major repair or replacement will be needed. | Category 2 (Necessary): Essential work required to prevent the deterioration of an asset. | 20 | 2005-07-25 | 18.7515 | 33.2485 | x | 4 | 3. Moderate | 12370 | Reactive Maintenance | 7
1021588 | Hand Dryer | C (Poor): Asset is operational but major repair or replacement will be needed. | Category 2 (Necessary): Essential work required to prevent the deterioration of an asset. | 5 | 2021-12-03 | 2.3929 | 42.4285 | x | 4 | 2. Minor | 12370 | Reactive Maintenance | 14
1021589 | Pipework Systems - General | C (Poor): Asset is operational but major repair or replacement will be needed. | Category 2 (Necessary): Essential work required to prevent the deterioration of an asset. | 20 | 2008-06-03 | 15.8932 | 36.1068 | x | 4 | 4. Significant | 12370 | Reactive Maintenance | 3
1021590 | Pipework Systems - General | C (Poor): Asset is operational but major repair or replacement will be needed. | Category 2 (Necessary): Essential work required to prevent the deterioration of an asset. | 35 | 2015-02-21 | 9.1745 | 46.7574 | x | 4 | 4. Significant | 12370 | Reactive Maintenance | 3
1021591 | Pipework Systems - General | C (Poor): Asset is operational but major repair or replacement will be needed. | Category 2 (Necessary): Essential work required to prevent the deterioration of an asset. | 45 | 2010-07-28 | 13.744 | 45.8916 | x | 4 | 4. Significant | 12370 | Reactive Maintenance | 3
1021592 | Pipework Systems - General | C (Poor): Asset is operational but major repair or replacement will be needed. | Category 2 (Necessary): Essential work required to prevent the deterioration of an asset. | 35 | 1994-08-18 | 29.6865 | 35.0363 | x | 4 | 4. Significant | 12370 | Reactive Maintenance | 3
1021593 | Pipework Systems - General | C (Poor): Asset is operational but major repair or replacement will be needed. | Category 2 (Necessary): Essential work required to prevent the deterioration of an asset. | 35 | 1994-04-13 | 30.0342 | 34.8376 | x | 4 | 4. Significant | 12370 | Reactive Maintenance | 3
1021595 | Electrical Installation - Generally | C (Poor): Asset is operational but major repair or replacement will be needed. | Category 2 (Necessary): Essential work required to prevent the deterioration of an asset. | 35 | 2021-08-09 | 2.7105 | 50.4512 | x | 4 | 4. Significant | 12370 | Reactive Maintenance | 3
1021596 | Electrical Installation - Generally | C (Poor): Asset is operational but major repair or replacement will be needed. | Category 2 (Necessary): Essential work required to prevent the deterioration of an asset. | 35 | 2018-04-15 | 6.0287 | 48.555 | x | 4 | 4. Significant | 12370 | Reactive Maintenance | 3
1021597 | Electrical Installation - Generally | C (Poor): Asset is operational but major repair or replacement will be needed. | Category 2 (Necessary): Essential work required to prevent the deterioration of an asset. | 35 | 2016-01-26 | 8.2464 | 47.2878 | x | 4 | 4. Significant | 12370 | Reactive Maintenance | 3
1021599 | Fire Extinguishers - Foam (Stored Pressure) | C (Poor): Asset is operational but major repair or replacement will be needed. | Category 2 (Necessary): Essential work required to prevent the deterioration of an asset. | 15 | 2023-12-16 | 0.35866 | 51.5218 | x | 4 | 5. Severe | 12370 | Reactive Maintenance | 1
1021601 | Roof Coverings and Flashings | C (Poor): Asset is operational but major repair or replacement will be needed. | Category 2 (Necessary): Essential work required to prevent the deterioration of an asset. | 40 | 2014-08-26 | 9.6646 | 47.1677 | x | 4 | 4. Significant | 12370 | Reactive Maintenance | 3
1021602 | Roof Coverings and Flashings | C (Poor): Asset is operational but major repair or replacement will be needed. | Category 2 (Necessary): Essential work required to prevent the deterioration of an asset. | 40 | 2002-09-13 | 21.6153 | 41.1923 | x | 4 | 4. Significant | 12370 | Reactive Maintenance | 3
1021605 | Showers | C (Poor): Asset is operational but major repair or replacement will be needed. | Category 2 (Necessary): Essential work required to prevent the deterioration of an asset. | 5 | 2021-06-10 | 2.8747 | 40.501 | x | 4 | 3. Moderate | 12370 | Reactive Maintenance | 7
1021606 | Fans - Window or Wall Mounted | C (Poor): Asset is operational but major repair or replacement will be needed. | Category 2 (Necessary): Essential work required to prevent the deterioration of an asset. | 15 | 2014-02-22 | 10.1711 | 38.4385 | x | 4 | 2. Minor | 12370 | Reactive Maintenance | 14
1021609 | Toilet and Shower Areas | C (Poor): Asset is operational but major repair or replacement will be needed. | Category 2 (Necessary): Essential work required to prevent the deterioration of an asset. | 25 | 2023-01-04 | 1.306 | 50.9552 | x | 4 | 3. Moderate | 12370 | Reactive Maintenance | 7
1021610 | Toilet and Shower Areas | C (Poor): Asset is operational but major repair or replacement will be needed. | Category 2 (Necessary): Essential work required to prevent the deterioration of an asset. | 25 | 2008-10-15 | 15.5264 | 39.5789 | x | 4 | 3. Moderate | 12370 | Reactive Maintenance | 7
1021611 | Toilet and Shower Areas | C (Poor): Asset is operational but major repair or replacement will be needed. | Category 2 (Necessary): Essential work required to prevent the deterioration of an asset. | 25 | 1999-12-15 | 24.3614 | 32.5109 | x | 4 | 3. Moderate | 12370 | Reactive Maintenance | 7
1021612 | Toilet and Shower Areas | C (Poor): Asset is operational but major repair or replacement will be needed. | Category 2 (Necessary): Essential work required to prevent the deterioration of an asset. | 25 | 2005-01-01 | 19.3128 | 36.5498 | x | 4 | 3. Moderate | 12370 | Reactive Maintenance | 7
1021618 | Electric Heaters - Radiators, Tubular Heaters and Oil Filled Heaters | C (Poor): Asset is operational but major repair or replacement will be needed. | Category 2 (Necessary): Essential work required to prevent the deterioration of an asset. | 6 | 2022-06-20 | 1.848 | 43.8398 | x | 5 | 3. Moderate | 12333 | Reactive Maintenance | 7
1021619 | Electric Heaters - Radiators, Tubular Heaters and Oil Filled Heaters | C (Poor): Asset is operational but major repair or replacement will be needed. | Category 2 (Necessary): Essential work required to prevent the deterioration of an asset. | 6 | 2020-06-02 | 3.896 | 45.0135 | x | 1 | 3. Moderate | 11942 | Reactive Maintenance | 7
1021620 | Electric Heaters - Radiators, Tubular Heaters and Oil Filled Heaters | C (Poor): Asset is operational but major repair or replacement will be needed. | Category 2 (Necessary): Essential work required to prevent the deterioration of an asset. | 6 | 2020-05-19 | 3.9343 | 36.8857 | x | 5 | 3. Moderate | 11943 | Reactive Maintenance | 7
1021621 | Electric Heaters - Radiators, Tubular Heaters and Oil Filled Heaters | C (Poor): Asset is operational but major repair or replacement will be needed. | Category 2 (Necessary): Essential work required to prevent the deterioration of an asset. | 6 | 2019-12-21 | 4.345 | 35.5168 | x | 5 | 3. Moderate | 12335 | Reactive Maintenance | 7
1021622 | Electric Heaters - Radiators, Tubular Heaters and Oil Filled Heaters | C (Poor): Asset is operational but major repair or replacement will be needed. | Category 2 (Necessary): Essential work required to prevent the deterioration of an asset. | 6 | 2023-03-22 | 1.0951 | 52.3495 | x | 2 | 3. Moderate | 10171 | Reactive Maintenance | 7
1021623 | Electric Heaters - Radiators, Tubular Heaters and Oil Filled Heaters | C (Poor): Asset is operational but major repair or replacement will be needed. | Category 2 (Necessary): Essential work required to prevent the deterioration of an asset. | 6 | 2019-08-19 | 4.6845 | 34.3851 | x | 5 | 3. Moderate | 12337 | Reactive Maintenance | 7
1021624 | Electric Heaters - Radiators, Tubular Heaters and Oil Filled Heaters | C (Poor): Asset is operational but major repair or replacement will be needed. | Category 2 (Necessary): Essential work required to prevent the deterioration of an asset. | 6 | 2022-04-07 | 2.0507 | 49.1645 | x | 2 | 3. Moderate | 12165 | Reactive Maintenance | 7
1021625 | Electric Heaters - Radiators, Tubular Heaters and Oil Filled Heaters | C (Poor): Asset is operational but major repair or replacement will be needed. | Category 2 (Necessary): Essential work required to prevent the deterioration of an asset. | 6 | 2022-04-21 | 2.0123 | 43.2923 | x | 5 | 3. Moderate | 12340 | Reactive Maintenance | 7
1021626 | Electric Heaters - Radiators, Tubular Heaters and Oil Filled Heaters | C (Poor): Asset is operational but major repair or replacement will be needed. | Category 2 (Necessary): Essential work required to prevent the deterioration of an asset. | 6 | 2023-08-26 | 0.6653 | 47.7823 | x | 5 | 3. Moderate | 10086 | Reactive Maintenance | 7
1021627 | Electric Heaters - Radiators, Tubular Heaters and Oil Filled Heaters | C (Poor): Asset is operational but major repair or replacement will be needed. | Category 2 (Necessary): Essential work required to prevent the deterioration of an asset. | 6 | 2020-12-04 | 3.3895 | 46.7018 | x | 1 | 3. Moderate | 10124 | Reactive Maintenance | 7
1021628 | Electric Heaters - Radiators, Tubular Heaters and Oil Filled Heaters | C (Poor): Asset is operational but major repair or replacement will be needed. | Category 2 (Necessary): Essential work required to prevent the deterioration of an asset. | 6 | 2021-08-07 | 2.7159 | 46.9468 | x | 2 | 3. Moderate | 10087 | Reactive Maintenance | 7
1021629 | Electric Heaters - Radiators, Tubular Heaters and Oil Filled Heaters | C (Poor): Asset is operational but major repair or replacement will be needed. | Category 2 (Necessary): Essential work required to prevent the deterioration of an asset. | 6 | 2021-04-08 | 3.0472 | 45.8426 | x | 2 | 3. Moderate | 12167 | Reactive Maintenance | 7
1021630 | Electric Heaters - Radiators, Tubular Heaters and Oil Filled Heaters | C (Poor): Asset is operational but major repair or replacement will be needed. | Category 2 (Necessary): Essential work required to prevent the deterioration of an asset. | 6 | 2023-08-31 | 0.65161 | 51.828 | x | 3 | 3. Moderate | 10123 | Reactive Maintenance | 7
1021631 | Electric Heaters - Radiators, Tubular Heaters and Oil Filled Heaters | C (Poor): Asset is operational but major repair or replacement will be needed. | Category 2 (Necessary): Essential work required to prevent the deterioration of an asset. | 6 | 2019-10-28 | 4.4928 | 37.024 | x | 4 | 3. Moderate | 12166 | Reactive Maintenance | 7
1021632 | Electric Heaters - Radiators, Tubular Heaters and Oil Filled Heaters | C (Poor): Asset is operational but major repair or replacement will be needed. | Category 2 (Necessary): Essential work required to prevent the deterioration of an asset. | 6 | 2021-10-07 | 2.5489 | 49.5035 | x | 1 | 3. Moderate | 10127 | Reactive Maintenance | 7
1021633 | Electric Heaters - Radiators, Tubular Heaters and Oil Filled Heaters | C (Poor): Asset is operational but major repair or replacement will be needed. | Category 2 (Necessary): Essential work required to prevent the deterioration of an asset. | 6 | 2024-01-28 | 0.24093 | 51.1969 | x | 4 | 3. Moderate | 10126 | Reactive Maintenance | 7
1021634 | Electric Heaters - Radiators, Tubular Heaters and Oil Filled Heaters | C (Poor): Asset is operational but major repair or replacement will be needed. | Category 2 (Necessary): Essential work required to prevent the deterioration of an asset. | 6 | 2019-02-21 | 5.1745 | 36.7515 | x | 3 | 3. Moderate | 12371 | Reactive Maintenance | 7
1021635 | Electric Heaters - Radiators, Tubular Heaters and Oil Filled Heaters | C (Poor): Asset is operational but major repair or replacement will be needed. | Category 2 (Necessary): Essential work required to prevent the deterioration of an asset. | 6 | 2023-07-16 | 0.77755 | 49.4082 | x | 4 | 3. Moderate | 10316 | Reactive Maintenance | 7
1021636 | Electric Heaters - Radiators, Tubular Heaters and Oil Filled Heaters | C (Poor): Asset is operational but major repair or replacement will be needed. | Category 2 (Necessary): Essential work required to prevent the deterioration of an asset. | 6 | 2023-01-28 | 1.2402 | 49.8658 | x | 3 | 3. Moderate | 11970 | Reactive Maintenance | 7
1021637 | Electric Heaters - Radiators, Tubular Heaters and Oil Filled Heaters | C (Poor): Asset is operational but major repair or replacement will be needed. | Category 2 (Necessary): Essential work required to prevent the deterioration of an asset. | 6 | 2020-05-27 | 3.9124 | 38.9587 | x | 4 | 3. Moderate | 10177 | Reactive Maintenance | 7
1021638 | Electric Heaters - Radiators, Tubular Heaters and Oil Filled Heaters | C (Poor): Asset is operational but major repair or replacement will be needed. | Category 2 (Necessary): Essential work required to prevent the deterioration of an asset. | 6 | 2022-06-07 | 1.8836 | 51.7212 | x | 1 | 3. Moderate | 11964 | Reactive Maintenance | 7
1021639 | Electric Heaters - Radiators, Tubular Heaters and Oil Filled Heaters | C (Poor): Asset is operational but major repair or replacement will be needed. | Category 2 (Necessary): Essential work required to prevent the deterioration of an asset. | 6 | 2019-05-27 | 4.9144 | 37.6185 | x | 3 | 3. Moderate | 10495 | Reactive Maintenance | 7
1021640 | Electric Heaters - Radiators, Tubular Heaters and Oil Filled Heaters | C (Poor): Asset is operational but major repair or replacement will be needed. | Category 2 (Necessary): Essential work required to prevent the deterioration of an asset. | 6 | 2022-09-23 | 1.588 | 52.7068 | x | 1 | 3. Moderate | 11952 | Reactive Maintenance | 7
1021641 | Electric Heaters - Radiators, Tubular Heaters and Oil Filled Heaters | C (Poor): Asset is operational but major repair or replacement will be needed. | Category 2 (Necessary): Essential work required to prevent the deterioration of an asset. | 6 | 2019-03-23 | 5.0924 | 41.0253 | x | 1 | 3. Moderate | 10391 | Reactive Maintenance | 7
1021642 | Electric Heaters - Radiators, Tubular Heaters and Oil Filled Heaters | C (Poor): Asset is operational but major repair or replacement will be needed. | Category 2 (Necessary): Essential work required to prevent the deterioration of an asset. | 6 | 2021-01-15 | 3.2745 | 45.0851 | x | 2 | 3. Moderate | 11941 | Reactive Maintenance | 7
1021643 | Electric Heaters - Radiators, Tubular Heaters and Oil Filled Heaters | C (Poor): Asset is operational but major repair or replacement will be needed. | Category 2 (Necessary): Essential work required to prevent the deterioration of an asset. | 6 | 2020-01-02 | 4.3121 | 39.6263 | x | 3 | 3. Moderate | 11971 | Reactive Maintenance | 7
1021644 | Electric Heaters - Radiators, Tubular Heaters and Oil Filled Heaters | C (Poor): Asset is operational but major repair or replacement will be needed. | Category 2 (Necessary): Essential work required to prevent the deterioration of an asset. | 6 | 2020-04-16 | 4.0246 | 42.5845 | x | 2 | 3. Moderate | 10156 | Reactive Maintenance | 7
1021645 | Electric Heaters - Radiators, Tubular Heaters and Oil Filled Heaters | C (Poor): Asset is operational but major repair or replacement will be needed. | Category 2 (Necessary): Essential work required to prevent the deterioration of an asset. | 6 | 2022-08-27 | 1.6619 | 48.4604 | x | 3 | 3. Moderate | 10174 | Reactive Maintenance | 7
1021646 | Electric Heaters - Radiators, Tubular Heaters and Oil Filled Heaters | C (Poor): Asset is operational but major repair or replacement will be needed. | Category 2 (Necessary): Essential work required to prevent the deterioration of an asset. | 6 | 2020-05-21 | 3.9288 | 42.9039 | x | 2 | 3. Moderate | 12347 | Reactive Maintenance | 7
1021647 | Electric Heaters - Radiators, Tubular Heaters and Oil Filled Heaters | C (Poor): Asset is operational but major repair or replacement will be needed. | Category 2 (Necessary): Essential work required to prevent the deterioration of an asset. | 6 | 2020-07-29 | 3.7399 | 45.5337 | x | 1 | 3. Moderate | 12348 | Reactive Maintenance | 7
1021648 | Electric Heaters - Radiators, Tubular Heaters and Oil Filled Heaters | C (Poor): Asset is operational but major repair or replacement will be needed. | Category 2 (Necessary): Essential work required to prevent the deterioration of an asset. | 6 | 2022-08-08 | 1.7139 | 46.287 | x | 4 | 3. Moderate | 10438 | Reactive Maintenance | 7
1021649 | Electric Heaters - Radiators, Tubular Heaters and Oil Filled Heaters | C (Poor): Asset is operational but major repair or replacement will be needed. | Category 2 (Necessary): Essential work required to prevent the deterioration of an asset. | 6 | 2020-04-15 | 4.0274 | 38.5754 | x | 4 | 3. Moderate | 10485 | Reactive Maintenance | 7
1021650 | Electric Heaters - Radiators, Tubular Heaters and Oil Filled Heaters | C (Poor): Asset is operational but major repair or replacement will be needed. | Category 2 (Necessary): Essential work required to prevent the deterioration of an asset. | 6 | 2023-06-20 | 0.84873 | 47.1709 | x | 5 | 3. Moderate | 10397 | Reactive Maintenance | 7
1021651 | Electric Heaters - Radiators, Tubular Heaters and Oil Filled Heaters | C (Poor): Asset is operational but major repair or replacement will be needed. | Category 2 (Necessary): Essential work required to prevent the deterioration of an asset. | 6 | 2020-06-14 | 3.8631 | 39.123 | x | 4 | 3. Moderate | 11969 | Reactive Maintenance | 7
1021652 | Electric Heaters - Radiators, Tubular Heaters and Oil Filled Heaters | C (Poor): Asset is operational but major repair or replacement will be needed. | Category 2 (Necessary): Essential work required to prevent the deterioration of an asset. | 6 | 2022-04-08 | 2.0479 | 43.1736 | x | 5 | 3. Moderate | 11960 | Reactive Maintenance | 7
1021653 | Electric Heaters - Radiators, Tubular Heaters and Oil Filled Heaters | C (Poor): Asset is operational but major repair or replacement will be needed. | Category 2 (Necessary): Essential work required to prevent the deterioration of an asset. | 6 | 2023-04-17 | 1.024 | 54.5868 | x | 1 | 3. Moderate | 10165 | Reactive Maintenance | 7
1021654 | Electric Heaters - Radiators, Tubular Heaters and Oil Filled Heaters | C (Poor): Asset is operational but major repair or replacement will be needed. | Category 2 (Necessary): Essential work required to prevent the deterioration of an asset. | 6 | 2024-01-06 | 0.30116 | 50.9961 | x | 4 | 3. Moderate | 11754 | Reactive Maintenance | 7
1021655 | Electric Heaters - Radiators, Tubular Heaters and Oil Filled Heaters | C (Poor): Asset is operational but major repair or replacement will be needed. | Category 2 (Necessary): Essential work required to prevent the deterioration of an asset. | 6 | 2021-03-21 | 3.0965 | 41.6783 | x | 4 | 3. Moderate | 11754 | Reactive Maintenance | 7
1021656 | Electric Heaters - Radiators, Tubular Heaters and Oil Filled Heaters | C (Poor): Asset is operational but major repair or replacement will be needed. | Category 2 (Necessary): Essential work required to prevent the deterioration of an asset. | 6 | 2023-04-10 | 1.0431 | 48.5229 | x | 4 | 3. Moderate | 11754 | Reactive Maintenance | 7
1021657 | Electric Heaters - Radiators, Tubular Heaters and Oil Filled Heaters | C (Poor): Asset is operational but major repair or replacement will be needed. | Category 2 (Necessary): Essential work required to prevent the deterioration of an asset. | 6 | 2020-03-28 | 4.0767 | 38.4111 | x | 4 | 3. Moderate | 11754 | Reactive Maintenance | 7
1021658 | Electric Heaters - Radiators, Tubular Heaters and Oil Filled Heaters | C (Poor): Asset is operational but major repair or replacement will be needed. | Category 2 (Necessary): Essential work required to prevent the deterioration of an asset. | 6 | 2020-03-11 | 4.1232 | 38.256 | x | 4 | 3. Moderate | 10000 | Reactive Maintenance | 7
1021659 | Electric Heaters - Radiators, Tubular Heaters and Oil Filled Heaters | C (Poor): Asset is operational but major repair or replacement will be needed. | Category 2 (Necessary): Essential work required to prevent the deterioration of an asset. | 6 | 2020-07-27 | 3.7454 | 39.5154 | x | 4 | 3. Moderate | 11953 | Reactive Maintenance | 7
1021660 | Electric Heaters - Radiators, Tubular Heaters and Oil Filled Heaters | C (Poor): Asset is operational but major repair or replacement will be needed. | Category 2 (Necessary): Essential work required to prevent the deterioration of an asset. | 6 | 2021-01-22 | 3.2553 | 39.149 | x | 5 | 3. Moderate | 10387 | Reactive Maintenance | 7
1021661 | Electric Heaters - Radiators, Tubular Heaters and Oil Filled Heaters | C (Poor): Asset is operational but major repair or replacement will be needed. | Category 2 (Necessary): Essential work required to prevent the deterioration of an asset. | 6 | 2019-01-29 | 5.2375 | 32.5416 | x | 5 | 3. Moderate | 10424 | Reactive Maintenance | 7
1021662 | Electric Heaters - Radiators, Tubular Heaters and Oil Filled Heaters | C (Poor): Asset is operational but major repair or replacement will be needed. | Category 2 (Necessary): Essential work required to prevent the deterioration of an asset. | 6 | 2023-07-23 | 0.75838 | 47.4721 | x | 5 | 3. Moderate | 10185 | Reactive Maintenance | 7
1021663 | Electric Heaters - Radiators, Tubular Heaters and Oil Filled Heaters | C (Poor): Asset is operational but major repair or replacement will be needed. | Category 2 (Necessary): Essential work required to prevent the deterioration of an asset. | 6 | 2019-07-27 | 4.7474 | 40.1752 | x | 2 | 3. Moderate | 11972 | Reactive Maintenance | 7
1021664 | Electric Heaters - Radiators, Tubular Heaters and Oil Filled Heaters | C (Poor): Asset is operational but major repair or replacement will be needed. | Category 2 (Necessary): Essential work required to prevent the deterioration of an asset. | 6 | 2023-10-17 | 0.52293 | 52.2569 | x | 3 | 3. Moderate | 10157 | Reactive Maintenance | 7
1021665 | Electric Heaters - Radiators, Tubular Heaters and Oil Filled Heaters | C (Poor): Asset is operational but major repair or replacement will be needed. | Category 2 (Necessary): Essential work required to prevent the deterioration of an asset. | 6 | 2024-01-03 | 0.30938 | 50.9687 | x | 4 | 3. Moderate | 11953 | Reactive Maintenance | 7
1021666 | Electric Heaters - Radiators, Tubular Heaters and Oil Filled Heaters | C (Poor): Asset is operational but major repair or replacement will be needed. | Category 2 (Necessary): Essential work required to prevent the deterioration of an asset. | 6 | 2020-12-20 | 3.3457 | 46.8478 | x | 1 | 3. Moderate | 11952 | Reactive Maintenance | 7
1021667 | Electric Heaters - Radiators, Tubular Heaters and Oil Filled Heaters | C (Poor): Asset is operational but major repair or replacement will be needed. | Category 2 (Necessary): Essential work required to prevent the deterioration of an asset. | 6 | 2023-08-02 | 0.73101 | 49.5633 | x | 4 | 3. Moderate | 12350 | Reactive Maintenance | 7
1021668 | Electric Heaters - Radiators, Tubular Heaters and Oil Filled Heaters | C (Poor): Asset is operational but major repair or replacement will be needed. | Category 2 (Necessary): Essential work required to prevent the deterioration of an asset. | 6 | 2019-03-19 | 5.1034 | 36.9888 | x | 3 | 3. Moderate | 10022 | Reactive Maintenance | 7
1021669 | Electric Heaters - Radiators, Tubular Heaters and Oil Filled Heaters | C (Poor): Asset is operational but major repair or replacement will be needed. | Category 2 (Necessary): Essential work required to prevent the deterioration of an asset. | 6 | 2023-01-25 | 1.2485 | 49.8385 | x | 3 | 3. Moderate | 10022 | Reactive Maintenance | 7
1021670 | Electric Heaters - Radiators, Tubular Heaters and Oil Filled Heaters | C (Poor): Asset is operational but major repair or replacement will be needed. | Category 2 (Necessary): Essential work required to prevent the deterioration of an asset. | 6 | 2019-06-26 | 4.8323 | 41.8923 | x | 1 | 3. Moderate | 12351 | Reactive Maintenance | 7
1021671 | Electric Heaters - Radiators, Tubular Heaters and Oil Filled Heaters | C (Poor): Asset is operational but major repair or replacement will be needed. | Category 2 (Necessary): Essential work required to prevent the deterioration of an asset. | 6 | 2023-06-24 | 0.83778 | 55.2074 | x | 1 | 3. Moderate | 12351 | Reactive Maintenance | 7
1021672 | Electric Heaters - Radiators, Tubular Heaters and Oil Filled Heaters | C (Poor): Asset is operational but major repair or replacement will be needed. | Category 2 (Necessary): Essential work required to prevent the deterioration of an asset. | 6 | 2019-08-29 | 4.6571 | 36.4764 | x | 4 | 3. Moderate | 12352 | Reactive Maintenance | 7
1021673 | Electric Heaters - Radiators, Tubular Heaters and Oil Filled Heaters | C (Poor): Asset is operational but major repair or replacement will be needed. | Category 2 (Necessary): Essential work required to prevent the deterioration of an asset. | 6 | 2021-11-05 | 2.4695 | 43.7682 | x | 4 | 3. Moderate | 11951 | Reactive Maintenance | 7
1021674 | Electric Heaters - Radiators, Tubular Heaters and Oil Filled Heaters | C (Poor): Asset is operational but major repair or replacement will be needed. | Category 2 (Necessary): Essential work required to prevent the deterioration of an asset. | 6 | 2023-01-10 | 1.2895 | 53.7016 | x | 1 | 3. Moderate | 10108 | Reactive Maintenance | 7
1021675 | Electric Heaters - Radiators, Tubular Heaters and Oil Filled Heaters | C (Poor): Asset is operational but major repair or replacement will be needed. | Category 2 (Necessary): Essential work required to prevent the deterioration of an asset. | 6 | 2021-09-07 | 2.6311 | 43.2298 | x | 4 | 3. Moderate | 12354 | Reactive Maintenance | 7
1021676 | Electric Heaters - Radiators, Tubular Heaters and Oil Filled Heaters | C (Poor): Asset is operational but major repair or replacement will be needed. | Category 2 (Necessary): Essential work required to prevent the deterioration of an asset. | 6 | 2020-07-28 | 3.7426 | 41.5245 | x | 3 | 3. Moderate | 10166 | Reactive Maintenance | 7
1021677 | Electric Heaters - Radiators, Tubular Heaters and Oil Filled Heaters | C (Poor): Asset is operational but major repair or replacement will be needed. | Category 2 (Necessary): Essential work required to prevent the deterioration of an asset. | 6 | 2022-05-16 | 1.9439 | 47.5204 | x | 3 | 3. Moderate | 10166 | Reactive Maintenance | 7
1021678 | Electric Heaters - Radiators, Tubular Heaters and Oil Filled Heaters | C (Poor): Asset is operational but major repair or replacement will be needed. | Category 2 (Necessary): Essential work required to prevent the deterioration of an asset. | 6 | 2023-04-10 | 1.0431 | 46.5229 | x | 5 | 3. Moderate | 11945 | Reactive Maintenance | 7
1021679 | Electric Heaters - Radiators, Tubular Heaters and Oil Filled Heaters | C (Poor): Asset is operational but major repair or replacement will be needed. | Category 2 (Necessary): Essential work required to prevent the deterioration of an asset. | 6 | 2024-01-10 | 0.29021 | 53.0326 | x | 3 | 3. Moderate | 10166 | Reactive Maintenance | 7
1021680 | Electric Heaters - Radiators, Tubular Heaters and Oil Filled Heaters | C (Poor): Asset is operational but major repair or replacement will be needed. | Category 2 (Necessary): Essential work required to prevent the deterioration of an asset. | 6 | 2023-08-11 | 0.70637 | 47.6454 | x | 5 | 3. Moderate | 11944 | Reactive Maintenance | 7
1021681 | Electric Heaters - Radiators, Tubular Heaters and Oil Filled Heaters | C (Poor): Asset is operational but major repair or replacement will be needed. | Category 2 (Necessary): Essential work required to prevent the deterioration of an asset. | 6 | 2023-08-10 | 0.7091 | 51.6363 | x | 3 | 3. Moderate | 12360 | Reactive Maintenance | 7
1021682 | Electric Heaters - Radiators, Tubular Heaters and Oil Filled Heaters | C (Poor): Asset is operational but major repair or replacement will be needed. | Category 2 (Necessary): Essential work required to prevent the deterioration of an asset. | 6 | 2022-04-04 | 2.0589 | 49.1371 | x | 2 | 3. Moderate | 12334 | Reactive Maintenance | 7
1021683 | Electric Heaters - Radiators, Tubular Heaters and Oil Filled Heaters | C (Poor): Asset is operational but major repair or replacement will be needed. | Category 2 (Necessary): Essential work required to prevent the deterioration of an asset. | 6 | 2019-12-16 | 4.3587 | 41.4711 | x | 2 | 3. Moderate | 11139 | Reactive Maintenance | 7
1021684 | Electric Heaters - Radiators, Tubular Heaters and Oil Filled Heaters | C (Poor): Asset is operational but major repair or replacement will be needed. | Category 2 (Necessary): Essential work required to prevent the deterioration of an asset. | 6 | 2022-06-02 | 1.8973 | 45.6756 | x | 4 | 3. Moderate | 10070 | Reactive Maintenance | 7
1021685 | Electric Heaters - Radiators, Tubular Heaters and Oil Filled Heaters | C (Poor): Asset is operational but major repair or replacement will be needed. | Category 2 (Necessary): Essential work required to prevent the deterioration of an asset. | 6 | 2022-04-06 | 2.0534 | 47.1554 | x | 3 | 3. Moderate | 11138 | Reactive Maintenance | 7
1021686 | Electric Heaters - Radiators, Tubular Heaters and Oil Filled Heaters | C (Poor): Asset is operational but major repair or replacement will be needed. | Category 2 (Necessary): Essential work required to prevent the deterioration of an asset. | 6 | 2022-01-05 | 2.3025 | 46.3249 | x | 3 | 3. Moderate | 10191 | Reactive Maintenance | 7
1021687 | Electric Heaters - Radiators, Tubular Heaters and Oil Filled Heaters | C (Poor): Asset is operational but major repair or replacement will be needed. | Category 2 (Necessary): Essential work required to prevent the deterioration of an asset. | 6 | 2022-09-04 | 1.64 | 48.5334 | x | 3 | 3. Moderate | 10166 | Reactive Maintenance | 7
1021688 | Electric Heaters - Radiators, Tubular Heaters and Oil Filled Heaters | C (Poor): Asset is operational but major repair or replacement will be needed. | Category 2 (Necessary): Essential work required to prevent the deterioration of an asset. | 6 | 2023-12-05 | 0.38877 | 50.7041 | x | 4 | 3. Moderate | 10175 | Reactive Maintenance | 7
1021689 | Electric Heaters - Radiators, Tubular Heaters and Oil Filled Heaters | C (Poor): Asset is operational but major repair or replacement will be needed. | Category 2 (Necessary): Essential work required to prevent the deterioration of an asset. | 6 | 2020-05-15 | 3.9452 | 38.8492 | x | 4 | 3. Moderate | 10175 | Reactive Maintenance | 7
1021690 | Electric Heaters - Radiators, Tubular Heaters and Oil Filled Heaters | C (Poor): Asset is operational but major repair or replacement will be needed. | Category 2 (Necessary): Essential work required to prevent the deterioration of an asset. | 6 | 2022-11-18 | 1.4346 | 47.2179 | x | 4 | 3. Moderate | 10175 | Reactive Maintenance | 7
1021691 | Electric Heaters - Radiators, Tubular Heaters and Oil Filled Heaters | C (Poor): Asset is operational but major repair or replacement will be needed. | Category 2 (Necessary): Essential work required to prevent the deterioration of an asset. | 6 | 2023-12-01 | 0.39973 | 50.6676 | x | 4 | 3. Moderate | 10175 | Reactive Maintenance | 7
1021692 | Electric Heaters - Radiators, Tubular Heaters and Oil Filled Heaters | C (Poor): Asset is operational but major repair or replacement will be needed. | Category 2 (Necessary): Essential work required to prevent the deterioration of an asset. | 6 | 2019-09-30 | 4.5695 | 36.7684 | x | 4 | 3. Moderate | 10175 | Reactive Maintenance | 7
1021693 | Electric Heaters - Radiators, Tubular Heaters and Oil Filled Heaters | C (Poor): Asset is operational but major repair or replacement will be needed. | Category 2 (Necessary): Essential work required to prevent the deterioration of an asset. | 6 | 2019-02-28 | 5.1554 | 36.8154 | x | 3 | 3. Moderate | 10166 | Reactive Maintenance | 7
1021694 | Electric Heaters - Radiators, Tubular Heaters and Oil Filled Heaters | C (Poor): Asset is operational but major repair or replacement will be needed. | Category 2 (Necessary): Essential work required to prevent the deterioration of an asset. | 6 | 2021-01-21 | 3.258 | 45.1399 | x | 2 | 3. Moderate | 11637 | Reactive Maintenance | 7
1021695 | Electric Heaters - Radiators, Tubular Heaters and Oil Filled Heaters | C (Poor): Asset is operational but major repair or replacement will be needed. | Category 2 (Necessary): Essential work required to prevent the deterioration of an asset. | 6 | 2022-09-24 | 1.5852 | 50.7159 | x | 2 | 3. Moderate | 12349 | Reactive Maintenance | 7
1021696 | Electric Heaters - Radiators, Tubular Heaters and Oil Filled Heaters | C (Poor): Asset is operational but major repair or replacement will be needed. | Category 2 (Necessary): Essential work required to prevent the deterioration of an asset. | 6 | 2020-07-31 | 3.7344 | 39.5519 | x | 4 | 3. Moderate | 10134 | Reactive Maintenance | 7
1000069 | Room Air Conditioners | X (Beyond Repair): Asset is inoperable and requires replacement. | Category 0 (Asset Replacement): Essential replacement required to return to normal service. | 15 | 2018-02-17 | 6.1848 | 21.7536 | x | 1 | 3. Moderate | 10003 | Replacement | 7
1000070 | Room Air Conditioners | X (Beyond Repair): Asset is inoperable and requires replacement. | Category 0 (Asset Replacement): Essential replacement required to return to normal service. | 15 | 2022-06-14 | 1.8645 | 27.514 | x | 1 | 3. Moderate | 10003 | Replacement | 7
1000072 | Cable and Track/Rail Based Safety Systems | X (Beyond Repair): Asset is inoperable and requires replacement. | Category 0 (Asset Replacement): Essential replacement required to return to normal service. | 12 | 2018-07-27 | 5.7467 | 20.4221 | x | 1 | 3. Moderate | 10003 | Replacement | 7
1000155 | Room Air Conditioners | X (Beyond Repair): Asset is inoperable and requires replacement. | Category 0 (Asset Replacement): Essential replacement required to return to normal service. | 15 | 2021-11-29 | 2.4038 | 24.7949 | x | 2 | 3. Moderate | 10025 | Replacement | 7
1000157 | Ventilating Fans - General | X (Beyond Repair): Asset is inoperable and requires replacement. | Category 0 (Asset Replacement): Essential replacement required to return to normal service. | 20 | 2013-09-07 | 10.6311 | 17.3689 | x | 2 | 2. Minor | 10025 | Replacement | 14
1000173 | Room Air Conditioners | X (Beyond Repair): Asset is inoperable and requires replacement. | Category 0 (Asset Replacement): Essential replacement required to return to normal service. | 15 | 2018-09-22 | 5.5907 | 20.5457 | x | 2 | 3. Moderate | 10031 | Replacement | 7
1000176 | Room Air Conditioners | X (Beyond Repair): Asset is inoperable and requires replacement. | Category 0 (Asset Replacement): Essential replacement required to return to normal service. | 15 | 2012-12-28 | 11.3238 | 12.9017 | x | 2 | 3. Moderate | 10031 | Replacement | 7
1000373 | Pumps - General | X (Beyond Repair): Asset is inoperable and requires replacement. | Category 0 (Asset Replacement): Essential replacement required to return to normal service. | 20 | 2016-11-09 | 7.4579 | 20.5421 | x | 2 | 4. Significant | 10073 | Replacement | 3
1000411 | Sewage or Drainage Pumps Submersible | X (Beyond Repair): Asset is inoperable and requires replacement. | Category 0 (Asset Replacement): Essential replacement required to return to normal service. | 15 | 2015-08-17 | 8.6899 | 16.4134 | x | 2 | 4. Significant | 10083 | Replacement | 3
1000418 | Roof and Canopy Fall Protection Systems | X (Beyond Repair): Asset is inoperable and requires replacement. | Category 0 (Asset Replacement): Essential replacement required to return to normal service. | 15 | 2023-07-02 | 0.81588 | 28.9122 | x | 1 | 5. Severe | 10024 | Replacement | 1
1000501 | Air Compressors and Receivers | X (Beyond Repair): Asset is inoperable and requires replacement. | Category 0 (Asset Replacement): Essential replacement required to return to normal service. | 20 | 2019-11-24 | 4.4189 | 19.5811 | x | 4 | 3. Moderate | 10112 | Replacement | 7
1000505 | Sewage or Drainage Pumps Submersible | X (Beyond Repair): Asset is inoperable and requires replacement. | Category 0 (Asset Replacement): Essential replacement required to return to normal service. | 15 | 2016-07-21 | 7.7618 | 19.6509 | x | 1 | 4. Significant | 10113 | Replacement | 3
1000506 | Sewage or Drainage Pumps Submersible | X (Beyond Repair): Asset is inoperable and requires replacement. | Category 0 (Asset Replacement): Essential replacement required to return to normal service. | 15 | 2016-01-03 | 8.3094 | 18.9208 | x | 1 | 4. Significant | 10113 | Replacement | 3
1000523 | Air Handling Units - General | X (Beyond Repair): Asset is inoperable and requires replacement. | Category 0 (Asset Replacement): Essential replacement required to return to normal service. | 20 | 2018-02-24 | 6.1656 | 15.8344 | x | 5 | 3. Moderate | 10086 | Replacement | 7
1000529 | Fixed Access Ladders and Stairs | X (Beyond Repair): Asset is inoperable and requires replacement. | Category 0 (Asset Replacement): Essential replacement required to return to normal service. | 20 | 2008-12-20 | 15.3457 | 14.6543 | x | 1 | 3. Moderate | 10122 | Replacement | 7
1000542 | Ventilating Fans - General | X (Beyond Repair): Asset is inoperable and requires replacement. | Category 0 (Asset Replacement): Essential replacement required to return to normal service. | 20 | 2013-11-01 | 10.4805 | 11.5195 | x | 5 | 2. Minor | 10086 | Replacement | 14
1000576 | Ventilating Fans - General | X (Beyond Repair): Asset is inoperable and requires replacement. | Category 0 (Asset Replacement): Essential replacement required to return to normal service. | 20 | 2017-07-12 | 6.7871 | 15.2129 | x | 5 | 2. Minor | 10086 | Replacement | 14
1000584 | Packaged Chiller Units | X (Beyond Repair): Asset is inoperable and requires replacement. | Category 0 (Asset Replacement): Essential replacement required to return to normal service. | 20 | 2016-07-17 | 7.7728 | 14.2272 | x | 5 | 4. Significant | 10086 | Replacement | 3
1000647 | Electric Lifting Block | X (Beyond Repair): Asset is inoperable and requires replacement. | Category 0 (Asset Replacement): Essential replacement required to return to normal service. | 20 | 2008-05-08 | 15.9644 | 14.0356 | x | 1 | 4. Significant | 10138 | Replacement | 3
1000714 | Fixed Access Ladders and Stairs | X (Beyond Repair): Asset is inoperable and requires replacement. | Category 0 (Asset Replacement): Essential replacement required to return to normal service. | 20 | 2022-10-27 | 1.4949 | 28.5051 | x | 1 | 3. Moderate | 10024 | Replacement | 7
1000717 | Cable and Track/Rail Based Safety Systems | X (Beyond Repair): Asset is inoperable and requires replacement. | Category 0 (Asset Replacement): Essential replacement required to return to normal service. | 12 | 2015-08-11 | 8.7064 | 15.4894 | x | 1 | 3. Moderate | 10024 | Replacement | 7
1000726 | Ventilating Fans - General | X (Beyond Repair): Asset is inoperable and requires replacement. | Category 0 (Asset Replacement): Essential replacement required to return to normal service. | 20 | 2018-04-28 | 5.9932 | 16.0068 | x | 5 | 2. Minor | 10086 | Replacement | 14
1000728 | Ventilating Fans - General | X (Beyond Repair): Asset is inoperable and requires replacement. | Category 0 (Asset Replacement): Essential replacement required to return to normal service. | 20 | 2012-11-28 | 11.4059 | 10.5941 | x | 5 | 2. Minor | 10086 | Replacement | 14
1000729 | Ventilating Fans - General | X (Beyond Repair): Asset is inoperable and requires replacement. | Category 0 (Asset Replacement): Essential replacement required to return to normal service. | 20 | 2004-02-16 | 20.1889 | 1.8111 | x | 5 | 2. Minor | 10086 | Replacement | 14
1000752 | Meter Reading - Gas | X (Beyond Repair): Asset is inoperable and requires replacement. | Category 0 (Asset Replacement): Essential replacement required to return to normal service. | 20 | 2018-09-30 | 5.5688 | 24.4312 | x | 1 | 2. Minor | 10144 | Replacement | 14
1000797 | Room Air Conditioners | X (Beyond Repair): Asset is inoperable and requires replacement. | Category 0 (Asset Replacement): Essential replacement required to return to normal service. | 15 | 2010-09-06 | 13.6345 | 9.8207 | x | 2 | 3. Moderate | 10031 | Replacement | 7
1000802 | Ventilating Fans - General | X (Beyond Repair): Asset is inoperable and requires replacement. | Category 0 (Asset Replacement): Essential replacement required to return to normal service. | 20 | 2008-06-16 | 15.8576 | 12.1424 | x | 2 | 2. Minor | 10031 | Replacement | 14
1000829 | Ventilating Fans - General | X (Beyond Repair): Asset is inoperable and requires replacement. | Category 0 (Asset Replacement): Essential replacement required to return to normal service. | 20 | 2021-06-25 | 2.8337 | 25.1663 | x | 2 | 2. Minor | 10031 | Replacement | 14
1000830 | Ventilating Fans - General | X (Beyond Repair): Asset is inoperable and requires replacement. | Category 0 (Asset Replacement): Essential replacement required to return to normal service. | 20 | 2020-12-27 | 3.3265 | 24.6735 | x | 2 | 2. Minor | 10031 | Replacement | 14
1000977 | Room Air Conditioners | X (Beyond Repair): Asset is inoperable and requires replacement. | Category 0 (Asset Replacement): Essential replacement required to return to normal service. | 15 | 2014-10-25 | 9.5003 | 17.3329 | x | 1 | 3. Moderate | 10200 | Replacement | 7
1000978 | Room Air Conditioners | X (Beyond Repair): Asset is inoperable and requires replacement. | Category 0 (Asset Replacement): Essential replacement required to return to normal service. | 15 | 2013-05-27 | 10.9131 | 15.4492 | x | 1 | 3. Moderate | 10200 | Replacement | 7
1000983 | Pumps - General | X (Beyond Repair): Asset is inoperable and requires replacement. | Category 0 (Asset Replacement): Essential replacement required to return to normal service. | 20 | 2020-05-29 | 3.9069 | 20.0931 | x | 4 | 4. Significant | 10069 | Replacement | 3
1000985 | Room Air Conditioners | X (Beyond Repair): Asset is inoperable and requires replacement. | Category 0 (Asset Replacement): Essential replacement required to return to normal service. | 15 | 2017-11-28 | 6.4066 | 21.4579 | x | 1 | 3. Moderate | 10200 | Replacement | 7
1000986 | Room Air Conditioners | X (Beyond Repair): Asset is inoperable and requires replacement. | Category 0 (Asset Replacement): Essential replacement required to return to normal service. | 15 | 2014-04-02 | 10.0643 | 16.5809 | x | 1 | 3. Moderate | 10200 | Replacement | 7
1000992 | Secondary Hot Water Circulating Pumps | X (Beyond Repair): Asset is inoperable and requires replacement. | Category 0 (Asset Replacement): Essential replacement required to return to normal service. | 20 | 2012-03-28 | 12.0767 | 17.9233 | x | 1 | 3. Moderate | 10068 | Replacement | 7
1001023 | Fixed Access Ladders and Stairs | X (Beyond Repair): Asset is inoperable and requires replacement. | Category 0 (Asset Replacement): Essential replacement required to return to normal service. | 20 | 2007-06-13 | 16.8679 | 5.1321 | x | 5 | 3. Moderate | 10208 | Replacement | 7
1001026 | Roof and Canopy Fall Protection Systems | X (Beyond Repair): Asset is inoperable and requires replacement. | Category 0 (Asset Replacement): Essential replacement required to return to normal service. | 15 | 2019-04-20 | 5.0157 | 15.3123 | x | 5 | 5. Severe | 10063 | Replacement | 1
1001078 | Room Air Conditioners | X (Beyond Repair): Asset is inoperable and requires replacement. | Category 0 (Asset Replacement): Essential replacement required to return to normal service. | 15 | 2022-12-02 | 1.3963 | 20.1383 | x | 5 | 3. Moderate | 10211 | Replacement | 7
1001139 | Solenoid Gas/Oil Shut-off (Safety) Valves | X (Beyond Repair): Asset is inoperable and requires replacement. | Category 0 (Asset Replacement): Essential replacement required to return to normal service. | 15 | 2021-01-16 | 3.2717 | 19.6377 | x | 4 | 5. Severe | 10219 | Replacement | 1
1001291 | Cable and Track/Rail Based Safety Systems | X (Beyond Repair): Asset is inoperable and requires replacement. | Category 0 (Asset Replacement): Essential replacement required to return to normal service. | 12 | 2013-04-29 | 10.9897 | 11.6838 | x | 1 | 3. Moderate | 10246 | Replacement | 7
1001317 | Fixed Access Ladders and Stairs | X (Beyond Repair): Asset is inoperable and requires replacement. | Category 0 (Asset Replacement): Essential replacement required to return to normal service. | 20 | 2005-02-28 | 19.154 | 10.846 | x | 1 | 3. Moderate | 10255 | Replacement | 7
1001353 | Fixed Access Ladders and Stairs | X (Beyond Repair): Asset is inoperable and requires replacement. | Category 0 (Asset Replacement): Essential replacement required to return to normal service. | 20 | 2010-08-16 | 13.692 | 16.308 | x | 1 | 3. Moderate | 10255 | Replacement | 7
1001538 | Pumps - General | X (Beyond Repair): Asset is inoperable and requires replacement. | Category 0 (Asset Replacement): Essential replacement required to return to normal service. | 20 | 2009-03-15 | 15.1129 | 8.8871 | x | 4 | 4. Significant | 10297 | Replacement | 3
1001612 | Laboratory Fume Cupboard | X (Beyond Repair): Asset is inoperable and requires replacement. | Category 0 (Asset Replacement): Essential replacement required to return to normal service. | 15 | 2018-02-10 | 6.204 | 13.728 | x | 5 | 4. Significant | 10154 | Replacement | 3
1001640 | Pumps - General | X (Beyond Repair): Asset is inoperable and requires replacement. | Category 0 (Asset Replacement): Essential replacement required to return to normal service. | 20 | 2013-06-09 | 10.8775 | 19.1225 | x | 1 | 4. Significant | 10325 | Replacement | 3
1001672 | Hot Water Calorifiers - Heated by LTHW | X (Beyond Repair): Asset is inoperable and requires replacement. | Category 0 (Asset Replacement): Essential replacement required to return to normal service. | 20 | 2021-08-26 | 2.6639 | 27.3361 | x | 1 | 4. Significant | 10337 | Replacement | 3
1001704 | Water Booster Pumps | X (Beyond Repair): Asset is inoperable and requires replacement. | Category 0 (Asset Replacement): Essential replacement required to return to normal service. | 15 | 2015-02-23 | 9.1691 | 17.7746 | x | 1 | 4. Significant | 10308 | Replacement | 3
1001784 | Ventilating Fans - General | X (Beyond Repair): Asset is inoperable and requires replacement. | Category 0 (Asset Replacement): Essential replacement required to return to normal service. | 20 | 2005-12-08 | 18.3792 | 9.6208 | x | 2 | 2. Minor | 10385 | Replacement | 14
1001827 | Cable and Track/Rail Based Safety Systems | X (Beyond Repair): Asset is inoperable and requires replacement. | Category 0 (Asset Replacement): Essential replacement required to return to normal service. | 12 | 2021-03-12 | 3.1211 | 24.7981 | x | 1 | 3. Moderate | 10390 | Replacement | 7
1001828 | Cable and Track/Rail Based Safety Systems | X (Beyond Repair): Asset is inoperable and requires replacement. | Category 0 (Asset Replacement): Essential replacement required to return to normal service. | 12 | 2015-08-01 | 8.7337 | 15.4438 | x | 1 | 3. Moderate | 10389 | Replacement | 7
1001830 | Cable and Track/Rail Based Safety Systems | X (Beyond Repair): Asset is inoperable and requires replacement. | Category 0 (Asset Replacement): Essential replacement required to return to normal service. | 12 | 2016-02-10 | 8.2053 | 16.3244 | x | 1 | 3. Moderate | 10390 | Replacement | 7
1001832 | Pumps - General | X (Beyond Repair): Asset is inoperable and requires replacement. | Category 0 (Asset Replacement): Essential replacement required to return to normal service. | 20 | 2017-08-04 | 6.7242 | 17.2758 | x | 4 | 4. Significant | 10392 | Replacement | 3
1001841 | Meter Reading - Water | X (Beyond Repair): Asset is inoperable and requires replacement. | Category 0 (Asset Replacement): Essential replacement required to return to normal service. | 20 | 2019-06-30 | 4.8214 | 19.1786 | x | 4 | 2. Minor | 10396 | Replacement | 14
1001843 | Ventilating Fans - General | X (Beyond Repair): Asset is inoperable and requires replacement. | Category 0 (Asset Replacement): Essential replacement required to return to normal service. | 20 | 2005-10-30 | 18.486 | 3.514 | x | 5 | 2. Minor | 10398 | Replacement | 14
1001852 | Sump Pumps and Extended Shaft Sump Pumps | X (Beyond Repair): Asset is inoperable and requires replacement. | Category 0 (Asset Replacement): Essential replacement required to return to normal service. | 10 | 2015-02-13 | 9.1964 | 5.6071 | x | 4 | 5. Severe | 10392 | Replacement | 1
1001854 | Pumps - General | X (Beyond Repair): Asset is inoperable and requires replacement. | Category 0 (Asset Replacement): Essential replacement required to return to normal service. | 20 | 2008-09-20 | 15.5948 | 8.4052 | x | 4 | 4. Significant | 10392 | Replacement | 3
1001856 | Pumps - General | X (Beyond Repair): Asset is inoperable and requires replacement. | Category 0 (Asset Replacement): Essential replacement required to return to normal service. | 20 | 2006-12-01 | 17.399 | 6.601 | x | 4 | 4. Significant | 10392 | Replacement | 3
1001857 | Pumps - General | X (Beyond Repair): Asset is inoperable and requires replacement. | Category 0 (Asset Replacement): Essential replacement required to return to normal service. | 20 | 2018-12-23 | 5.3388 | 18.6612 | x | 4 | 4. Significant | 10392 | Replacement | 3
1001872 | Solenoid Gas/Oil Shut-off (Safety) Valves | X (Beyond Repair): Asset is inoperable and requires replacement. | Category 0 (Asset Replacement): Essential replacement required to return to normal service. | 15 | 2013-07-02 | 10.8145 | 7.5807 | x | 5 | 5. Severe | 10093 | Replacement | 1
1001918 | Packaged Chiller Units | X (Beyond Repair): Asset is inoperable and requires replacement. | Category 0 (Asset Replacement): Essential replacement required to return to normal service. | 20 | 2020-12-23 | 3.3374 | 18.6626 | x | 5 | 4. Significant | 10414 | Replacement | 3
1001919 | Packaged Chiller Units | X (Beyond Repair): Asset is inoperable and requires replacement. | Category 0 (Asset Replacement): Essential replacement required to return to normal service. | 20 | 2014-09-07 | 9.6318 | 12.3682 | x | 5 | 4. Significant | 10414 | Replacement | 3
1001923 | Emergency eye wash station (Plumbed System) | X (Beyond Repair): Asset is inoperable and requires replacement. | Category 0 (Asset Replacement): Essential replacement required to return to normal service. | 10 | 2015-03-13 | 9.1198 | 3.7604 | x | 5 | 3. Moderate | 10399 | Replacement | 7
1001956 | Cable and Track/Rail Based Safety Systems | X (Beyond Repair): Asset is inoperable and requires replacement. | Category 0 (Asset Replacement): Essential replacement required to return to normal service. | 12 | 2022-03-19 | 2.1027 | 26.4956 | x | 1 | 3. Moderate | 10390 | Replacement | 7
1001960 | Cable and Track/Rail Based Safety Systems | X (Beyond Repair): Asset is inoperable and requires replacement. | Category 0 (Asset Replacement): Essential replacement required to return to normal service. | 12 | 2017-10-20 | 6.5133 | 15.1444 | x | 3 | 3. Moderate | 10425 | Replacement | 7
1001963 | Cable and Track/Rail Based Safety Systems | X (Beyond Repair): Asset is inoperable and requires replacement. | Category 0 (Asset Replacement): Essential replacement required to return to normal service. | 12 | 2022-09-29 | 1.5715 | 23.3808 | x | 3 | 3. Moderate | 10425 | Replacement | 7
1001967 | Cable and Track/Rail Based Safety Systems | X (Beyond Repair): Asset is inoperable and requires replacement. | Category 0 (Asset Replacement): Essential replacement required to return to normal service. | 12 | 2016-03-26 | 8.0821 | 16.5298 | x | 1 | 3. Moderate | 10395 | Replacement | 7
1002024 | Ventilating Fans - General | X (Beyond Repair): Asset is inoperable and requires replacement. | Category 0 (Asset Replacement): Essential replacement required to return to normal service. | 20 | 2021-10-14 | 2.5298 | 25.4702 | x | 2 | 2. Minor | 10385 | Replacement | 14
1002099 | Packaged Chiller Units | X (Beyond Repair): Asset is inoperable and requires replacement. | Category 0 (Asset Replacement): Essential replacement required to return to normal service. | 20 | 2004-07-02 | 19.8138 | 8.1862 | x | 2 | 4. Significant | 10456 | Replacement | 3
1002106 | Pumps - General | X (Beyond Repair): Asset is inoperable and requires replacement. | Category 0 (Asset Replacement): Essential replacement required to return to normal service. | 20 | 2021-10-24 | 2.5024 | 19.4976 | x | 5 | 4. Significant | 10158 | Replacement | 3
1002119 | Chemical Dosing | X (Beyond Repair): Asset is inoperable and requires replacement. | Category 0 (Asset Replacement): Essential replacement required to return to normal service. | 10 | 2019-10-02 | 4.564 | 16.872 | x | 3 | 4. Significant | 10462 | Replacement | 3
1002131 | Pumps - General | X (Beyond Repair): Asset is inoperable and requires replacement. | Category 0 (Asset Replacement): Essential replacement required to return to normal service. | 20 | 2019-07-19 | 4.7693 | 19.2307 | x | 4 | 4. Significant | 10465 | Replacement | 3
1002136 | Room Air Conditioners | X (Beyond Repair): Asset is inoperable and requires replacement. | Category 0 (Asset Replacement): Essential replacement required to return to normal service. | 15 | 2022-06-07 | 1.8836 | 25.4885 | x | 2 | 3. Moderate | 10459 | Replacement | 7
1002210 | Cable and Track/Rail Based Safety Systems | X (Beyond Repair): Asset is inoperable and requires replacement. | Category 0 (Asset Replacement): Essential replacement required to return to normal service. | 12 | 2018-03-27 | 6.0808 | 17.8654 | x | 2 | 3. Moderate | 10459 | Replacement | 7
1002211 | Outstations | X (Beyond Repair): Asset is inoperable and requires replacement. | Category 0 (Asset Replacement): Essential replacement required to return to normal service. | 10 | 2022-07-18 | 1.7714 | 24.4572 | x | 2 | 4. Significant | 10459 | Replacement | 3
1002212 | Air Handling Units - General | X (Beyond Repair): Asset is inoperable and requires replacement. | Category 0 (Asset Replacement): Essential replacement required to return to normal service. | 20 | 2010-01-25 | 14.2478 | 13.7522 | x | 2 | 3. Moderate | 10459 | Replacement | 7
1002215 | Mobile Man Anchors | X (Beyond Repair): Asset is inoperable and requires replacement. | Category 0 (Asset Replacement): Essential replacement required to return to normal service. | 12 | 2017-04-02 | 7.0637 | 16.2272 | x | 2 | 3. Moderate | 10459 | Replacement | 7
1002217 | Room Air Conditioners | X (Beyond Repair): Asset is inoperable and requires replacement. | Category 0 (Asset Replacement): Essential replacement required to return to normal service. | 15 | 2022-03-06 | 2.1383 | 25.149 | x | 2 | 3. Moderate | 10459 | Replacement | 7
1002218 | Room Air Conditioners | X (Beyond Repair): Asset is inoperable and requires replacement. | Category 0 (Asset Replacement): Essential replacement required to return to normal service. | 15 | 2014-01-24 | 10.2505 | 14.3326 | x | 2 | 3. Moderate | 10459 | Replacement | 7
1002222 | Room Air Conditioners | X (Beyond Repair): Asset is inoperable and requires replacement. | Category 0 (Asset Replacement): Essential replacement required to return to normal service. | 15 | 2018-12-29 | 5.3224 | 20.9035 | x | 2 | 3. Moderate | 10459 | Replacement | 7
1002223 | Room Air Conditioners | X (Beyond Repair): Asset is inoperable and requires replacement. | Category 0 (Asset Replacement): Essential replacement required to return to normal service. | 15 | 2010-12-31 | 13.3169 | 10.2441 | x | 2 | 3. Moderate | 10459 | Replacement | 7
1002235 | Room Air Conditioners | X (Beyond Repair): Asset is inoperable and requires replacement. | Category 0 (Asset Replacement): Essential replacement required to return to normal service. | 15 | 2021-08-14 | 2.6968 | 18.4043 | x | 5 | 3. Moderate | 10159 | Replacement | 7
1002243 | Ventilating Fans - General | X (Beyond Repair): Asset is inoperable and requires replacement. | Category 0 (Asset Replacement): Essential replacement required to return to normal service. | 20 | 2013-08-02 | 10.7296 | 11.2704 | x | 5 | 2. Minor | 10159 | Replacement | 14
1002245 | Ventilating Fans - General | X (Beyond Repair): Asset is inoperable and requires replacement. | Category 0 (Asset Replacement): Essential replacement required to return to normal service. | 20 | 2004-07-11 | 19.7892 | 2.2108 | x | 5 | 2. Minor | 10159 | Replacement | 14
1002253 | Cable and Track/Rail Based Safety Systems | X (Beyond Repair): Asset is inoperable and requires replacement. | Category 0 (Asset Replacement): Essential replacement required to return to normal service. | 12 | 2021-01-16 | 3.2717 | 24.5471 | x | 1 | 3. Moderate | 10395 | Replacement | 7
1002256 | Pressurisation Units - Chilled Water, Condenser Water and LTHW Types | X (Beyond Repair): Asset is inoperable and requires replacement. | Category 0 (Asset Replacement): Essential replacement required to return to normal service. | 15 | 2023-09-29 | 0.57221 | 23.2371 | x | 4 | 4. Significant | 10091 | Replacement | 3
1002258 | Packaged Chiller Units | X (Beyond Repair): Asset is inoperable and requires replacement. | Category 0 (Asset Replacement): Essential replacement required to return to normal service. | 20 | 2016-04-12 | 8.0356 | 13.9644 | x | 5 | 4. Significant | 10484 | Replacement | 3
1002280 | Packaged Chiller Units | X (Beyond Repair): Asset is inoperable and requires replacement. | Category 0 (Asset Replacement): Essential replacement required to return to normal service. | 20 | 2021-05-02 | 2.9815 | 19.0185 | x | 5 | 4. Significant | 10484 | Replacement | 3
1002298 | Ventilating Fans - General | X (Beyond Repair): Asset is inoperable and requires replacement. | Category 0 (Asset Replacement): Essential replacement required to return to normal service. | 20 | 2013-09-23 | 10.5873 | 11.4127 | x | 5 | 2. Minor | 10159 | Replacement | 14
1002303 | Ventilating Fans - General | X (Beyond Repair): Asset is inoperable and requires replacement. | Category 0 (Asset Replacement): Essential replacement required to return to normal service. | 20 | 2011-11-24 | 12.4189 | 9.5811 | x | 5 | 2. Minor | 10159 | Replacement | 14
1002358 | Cable and Track/Rail Based Safety Systems | X (Beyond Repair): Asset is inoperable and requires replacement. | Category 0 (Asset Replacement): Essential replacement required to return to normal service. | 12 | 2023-09-10 | 0.62423 | 24.9596 | x | 3 | 3. Moderate | 10494 | Replacement | 7
1002765 | Ventilating Fans - General | X (Beyond Repair): Asset is inoperable and requires replacement. | Category 0 (Asset Replacement): Essential replacement required to return to normal service. | 20 | 2006-07-15 | 17.7796 | 6.2204 | x | 4 | 2. Minor | 10315 | Replacement | 14
1002766 | Ventilating Fans - General | X (Beyond Repair): Asset is inoperable and requires replacement. | Category 0 (Asset Replacement): Essential replacement required to return to normal service. | 20 | 2019-04-30 | 4.9884 | 19.0116 | x | 4 | 2. Minor | 10315 | Replacement | 14
1002809 | Maximum Demand and Power Factor Correction | X (Beyond Repair): Asset is inoperable and requires replacement. | Category 0 (Asset Replacement): Essential replacement required to return to normal service. | 20 | 2021-04-26 | 2.9979 | 27.0021 | x | 1 | 4. Significant | 10602 | Replacement | 3
1002834 | Traction Lifts | X (Beyond Repair): Asset is inoperable and requires replacement. | Category 0 (Asset Replacement): Essential replacement required to return to normal service. | 20 | 2016-04-28 | 7.9918 | 18.0082 | x | 3 | 4. Significant | 10605 | Replacement | 3
1004246 | Expansion Vessels | X (Beyond Repair): Asset is inoperable and requires replacement. | Category 0 (Asset Replacement): Essential replacement required to return to normal service. | 15 | 2015-02-28 | 9.1554 | 11.7928 | x | 4 | 4. Significant | 10091 | Replacement | 3
1004250 | Outstations | X (Beyond Repair): Asset is inoperable and requires replacement. | Category 0 (Asset Replacement): Essential replacement required to return to normal service. | 10 | 2020-04-03 | 4.0602 | 19.8795 | x | 2 | 4. Significant | 10891 | Replacement | 3
1004344 | Ventilating Fans - General | X (Beyond Repair): Asset is inoperable and requires replacement. | Category 0 (Asset Replacement): Essential replacement required to return to normal service. | 20 | 2022-09-19 | 1.5989 | 26.4011 | x | 2 | 2. Minor | 10919 | Replacement | 14
1004413 | Air Handling Units - General | X (Beyond Repair): Asset is inoperable and requires replacement. | Category 0 (Asset Replacement): Essential replacement required to return to normal service. | 20 | 2008-12-24 | 15.3347 | 8.6653 | x | 4 | 3. Moderate | 10396 | Replacement | 7
1004426 | Battery Charging Equipment | X (Beyond Repair): Asset is inoperable and requires replacement. | Category 0 (Asset Replacement): Essential replacement required to return to normal service. | 5 | 2023-06-29 | 0.82409 | 26.7036 | x | 1 | 4. Significant | 10955 | Replacement | 3
1004427 | Battery Charging Equipment | X (Beyond Repair): Asset is inoperable and requires replacement. | Category 0 (Asset Replacement): Essential replacement required to return to normal service. | 5 | 2022-07-30 | 1.7385 | 23.0459 | x | 1 | 4. Significant | 10955 | Replacement | 3
1004428 | Distribution Boards | X (Beyond Repair): Asset is inoperable and requires replacement. | Category 0 (Asset Replacement): Essential replacement required to return to normal service. | 20 | 2012-04-16 | 12.0246 | 17.9754 | x | 1 | 4. Significant | 10955 | Replacement | 3
1004449 | Unvented Hot Water Systems | X (Beyond Repair): Asset is inoperable and requires replacement. | Category 0 (Asset Replacement): Essential replacement required to return to normal service. | 25 | 2017-10-12 | 6.5352 | 20.7718 | x | 3 | 4. Significant | 10959 | Replacement | 3
1004468 | Traction Lifts | X (Beyond Repair): Asset is inoperable and requires replacement. | Category 0 (Asset Replacement): Essential replacement required to return to normal service. | 20 | 2011-05-31 | 12.9035 | 13.0965 | x | 3 | 4. Significant | 10969 | Replacement | 3
1004471 | Unvented Hot Water Systems | X (Beyond Repair): Asset is inoperable and requires replacement. | Category 0 (Asset Replacement): Essential replacement required to return to normal service. | 25 | 2015-09-23 | 8.5886 | 19.1291 | x | 3 | 4. Significant | 10971 | Replacement | 3
1004474 | Room Air Conditioners | X (Beyond Repair): Asset is inoperable and requires replacement. | Category 0 (Asset Replacement): Essential replacement required to return to normal service. | 15 | 2023-08-07 | 0.71732 | 25.0436 | x | 3 | 3. Moderate | 10973 | Replacement | 7
1004478 | Room Air Conditioners | X (Beyond Repair): Asset is inoperable and requires replacement. | Category 0 (Asset Replacement): Essential replacement required to return to normal service. | 15 | 2015-10-20 | 8.5147 | 14.647 | x | 3 | 3. Moderate | 10975 | Replacement | 7
1004504 | Air Compressors and Receivers | X (Beyond Repair): Asset is inoperable and requires replacement. | Category 0 (Asset Replacement): Essential replacement required to return to normal service. | 20 | 2007-07-19 | 16.7693 | 9.2307 | x | 3 | 3. Moderate | 10982 | Replacement | 7
1004512 | Unvented Hot Water Systems | X (Beyond Repair): Asset is inoperable and requires replacement. | Category 0 (Asset Replacement): Essential replacement required to return to normal service. | 25 | 2006-12-26 | 17.3306 | 10.1355 | x | 4 | 4. Significant | 10180 | Replacement | 3
1004513 | Unvented Hot Water Systems | X (Beyond Repair): Asset is inoperable and requires replacement. | Category 0 (Asset Replacement): Essential replacement required to return to normal service. | 25 | 2002-04-21 | 22.0123 | 6.3901 | x | 4 | 4. Significant | 10180 | Replacement | 3
1004514 | Unvented Hot Water Systems | X (Beyond Repair): Asset is inoperable and requires replacement. | Category 0 (Asset Replacement): Essential replacement required to return to normal service. | 25 | 2007-12-13 | 16.3669 | 10.9065 | x | 4 | 4. Significant | 10180 | Replacement | 3
1004558 | Vacuum Systems - General | X (Beyond Repair): Asset is inoperable and requires replacement. | Category 0 (Asset Replacement): Essential replacement required to return to normal service. | 20 | 2014-09-22 | 9.5907 | 18.4093 | x | 2 | 4. Significant | 10455 | Replacement | 3
1004577 | Room Air Conditioners | X (Beyond Repair): Asset is inoperable and requires replacement. | Category 0 (Asset Replacement): Essential replacement required to return to normal service. | 15 | 2012-01-26 | 12.2464 | 9.6715 | x | 3 | 3. Moderate | 10963 | Replacement | 7
1004585 | Room Air Conditioners | X (Beyond Repair): Asset is inoperable and requires replacement. | Category 0 (Asset Replacement): Essential replacement required to return to normal service. | 15 | 2019-09-05 | 4.6379 | 19.8161 | x | 3 | 3. Moderate | 10963 | Replacement | 7
1004596 | Laboratory Fume Cupboard | X (Beyond Repair): Asset is inoperable and requires replacement. | Category 0 (Asset Replacement): Essential replacement required to return to normal service. | 15 | 2019-12-29 | 4.3231 | 22.2359 | x | 2 | 4. Significant | 10436 | Replacement | 3
1004597 | Laboratory Fume Cupboard | X (Beyond Repair): Asset is inoperable and requires replacement. | Category 0 (Asset Replacement): Essential replacement required to return to normal service. | 15 | 2023-02-26 | 1.1608 | 26.4522 | x | 2 | 4. Significant | 10436 | Replacement | 3
1004723 | Room Air Conditioners | X (Beyond Repair): Asset is inoperable and requires replacement. | Category 0 (Asset Replacement): Essential replacement required to return to normal service. | 15 | 2016-10-25 | 7.499 | 18.0014 | x | 2 | 3. Moderate | 10996 | Replacement | 7
1004734 | Pumps - General | X (Beyond Repair): Asset is inoperable and requires replacement. | Category 0 (Asset Replacement): Essential replacement required to return to normal service. | 20 | 2004-11-22 | 19.4223 | 8.5777 | x | 2 | 4. Significant | 10996 | Replacement | 3
1005045 | Outstations | X (Beyond Repair): Asset is inoperable and requires replacement. | Category 0 (Asset Replacement): Essential replacement required to return to normal service. | 10 | 2016-10-22 | 7.5072 | 12.9856 | x | 2 | 4. Significant | 10891 | Replacement | 3
1005056 | Point of Use Water Dispenser | X (Beyond Repair): Asset is inoperable and requires replacement. | Category 0 (Asset Replacement): Essential replacement required to return to normal service. | 15 | 2017-11-02 | 6.4778 | 19.363 | x | 2 | 2. Minor | 11106 | Replacement | 14
1005057 | Ventilating Fans - General | X (Beyond Repair): Asset is inoperable and requires replacement. | Category 0 (Asset Replacement): Essential replacement required to return to normal service. | 20 | 2017-09-14 | 6.6119 | 15.3881 | x | 5 | 2. Minor | 11107 | Replacement | 14
1005058 | Ventilating Fans - General | X (Beyond Repair): Asset is inoperable and requires replacement. | Category 0 (Asset Replacement): Essential replacement required to return to normal service. | 20 | 2017-08-18 | 6.6858 | 15.3142 | x | 5 | 2. Minor | 11107 | Replacement | 14
1005236 | Water Leak Detection Systems | X (Beyond Repair): Asset is inoperable and requires replacement. | Category 0 (Asset Replacement): Essential replacement required to return to normal service. | 15 | 2014-09-25 | 9.5825 | 9.2234 | x | 5 | 4. Significant | 11152 | Replacement | 3
1005237 | Outstations | X (Beyond Repair): Asset is inoperable and requires replacement. | Category 0 (Asset Replacement): Essential replacement required to return to normal service. | 10 | 2016-07-28 | 7.7426 | 6.5147 | x | 5 | 4. Significant | 11152 | Replacement | 3
1005251 | Atmospheric Gas Burner - Free Standing Boiler | X (Beyond Repair): Asset is inoperable and requires replacement. | Category 0 (Asset Replacement): Essential replacement required to return to normal service. | 20 | 2016-05-04 | 7.9754 | 14.0246 | x | 5 | 4. Significant | 10093 | Replacement | 3
1005252 | Atmospheric Gas Burners | X (Beyond Repair): Asset is inoperable and requires replacement. | Category 0 (Asset Replacement): Essential replacement required to return to normal service. | 20 | 2006-01-06 | 18.2998 | 3.7002 | x | 5 | 4. Significant | 10093 | Replacement | 3
1005253 | Isolators/Starters/Fuse Switches | X (Beyond Repair): Asset is inoperable and requires replacement. | Category 0 (Asset Replacement): Essential replacement required to return to normal service. | 5 | 2022-09-21 | 1.5934 | 15.6263 | x | 5 | 3. Moderate | 10401 | Replacement | 7
1005301 | Unvented Hot Water Systems | X (Beyond Repair): Asset is inoperable and requires replacement. | Category 0 (Asset Replacement): Essential replacement required to return to normal service. | 25 | 2014-09-25 | 9.5825 | 14.334 | x | 5 | 4. Significant | 11059 | Replacement | 3
1005340 | Room Air Conditioners | X (Beyond Repair): Asset is inoperable and requires replacement. | Category 0 (Asset Replacement): Essential replacement required to return to normal service. | 15 | 2017-01-06 | 7.2991 | 14.2679 | x | 4 | 3. Moderate | 11174 | Replacement | 7
1005343 | Water Leak Detection Systems | X (Beyond Repair): Asset is inoperable and requires replacement. | Category 0 (Asset Replacement): Essential replacement required to return to normal service. | 15 | 2021-02-16 | 3.1869 | 17.7509 | x | 5 | 4. Significant | 10889 | Replacement | 3
1005394 | Air Handling Units - General | X (Beyond Repair): Asset is inoperable and requires replacement. | Category 0 (Asset Replacement): Essential replacement required to return to normal service. | 20 | 2008-09-01 | 15.6468 | 6.3532 | x | 5 | 3. Moderate | 11124 | Replacement | 7
1005396 | Water Leak Detection Systems | X (Beyond Repair): Asset is inoperable and requires replacement. | Category 0 (Asset Replacement): Essential replacement required to return to normal service. | 15 | 2021-02-14 | 3.1923 | 17.7436 | x | 5 | 4. Significant | 11183 | Replacement | 3
1005461 | Outstations | X (Beyond Repair): Asset is inoperable and requires replacement. | Category 0 (Asset Replacement): Essential replacement required to return to normal service. | 10 | 2016-01-06 | 8.3012 | 5.3977 | x | 5 | 4. Significant | 11196 | Replacement | 3
1005466 | Outstations | X (Beyond Repair): Asset is inoperable and requires replacement. | Category 0 (Asset Replacement): Essential replacement required to return to normal service. | 10 | 2022-09-06 | 1.6345 | 22.731 | x | 3 | 4. Significant | 11187 | Replacement | 3
1005467 | Outstations | X (Beyond Repair): Asset is inoperable and requires replacement. | Category 0 (Asset Replacement): Essential replacement required to return to normal service. | 10 | 2015-06-04 | 8.8925 | 8.2149 | x | 3 | 4. Significant | 11187 | Replacement | 3
1005468 | Outstations | X (Beyond Repair): Asset is inoperable and requires replacement. | Category 0 (Asset Replacement): Essential replacement required to return to normal service. | 10 | 2023-10-03 | 0.56126 | 24.8775 | x | 3 | 4. Significant | 11187 | Replacement | 3
1005500 | Point of Use Water Dispenser | X (Beyond Repair): Asset is inoperable and requires replacement. | Category 0 (Asset Replacement): Essential replacement required to return to normal service. | 15 | 2017-04-06 | 7.0527 | 16.5964 | x | 3 | 2. Minor | 11203 | Replacement | 14
1005716 | Ventilating Fans - General | X (Beyond Repair): Asset is inoperable and requires replacement. | Category 0 (Asset Replacement): Essential replacement required to return to normal service. | 20 | 2010-07-24 | 13.755 | 10.245 | x | 4 | 2. Minor | 11259 | Replacement | 14
1005721 | Ventilating Fans - General | X (Beyond Repair): Asset is inoperable and requires replacement. | Category 0 (Asset Replacement): Essential replacement required to return to normal service. | 20 | 2008-12-24 | 15.3347 | 8.6653 | x | 4 | 2. Minor | 11263 | Replacement | 14
1005804 | Expansion Vessels | X (Beyond Repair): Asset is inoperable and requires replacement. | Category 0 (Asset Replacement): Essential replacement required to return to normal service. | 15 | 2010-09-20 | 13.5962 | 11.8718 | x | 1 | 4. Significant | 10428 | Replacement | 3
1005831 | Pressurisation Units - Chilled Water, Condenser Water and LTHW Types | X (Beyond Repair): Asset is inoperable and requires replacement. | Category 0 (Asset Replacement): Essential replacement required to return to normal service. | 15 | 2011-07-04 | 12.8104 | 12.9195 | x | 1 | 4. Significant | 10079 | Replacement | 3
1005832 | Pressurisation Units - Chilled Water, Condenser Water and LTHW Types | X (Beyond Repair): Asset is inoperable and requires replacement. | Category 0 (Asset Replacement): Essential replacement required to return to normal service. | 15 | 2012-09-03 | 11.6413 | 14.4782 | x | 1 | 4. Significant | 10079 | Replacement | 3
1006308 | Expansion Vessels | X (Beyond Repair): Asset is inoperable and requires replacement. | Category 0 (Asset Replacement): Essential replacement required to return to normal service. | 15 | 2021-07-16 | 2.7762 | 20.2984 | x | 4 | 4. Significant | 10153 | Replacement | 3
1006334 | Meter Reading - Electric | X (Beyond Repair): Asset is inoperable and requires replacement. | Category 0 (Asset Replacement): Essential replacement required to return to normal service. | 20 | 2021-12-09 | 2.3765 | 21.6235 | x | 4 | 2. Minor | 11330 | Replacement | 14
1006335 | Meter Reading - Electric | X (Beyond Repair): Asset is inoperable and requires replacement. | Category 0 (Asset Replacement): Essential replacement required to return to normal service. | 20 | 2021-05-16 | 2.9432 | 21.0568 | x | 4 | 2. Minor | 11330 | Replacement | 14
1006336 | Meter Reading - Electric | X (Beyond Repair): Asset is inoperable and requires replacement. | Category 0 (Asset Replacement): Essential replacement required to return to normal service. | 20 | 2023-12-20 | 0.34771 | 23.6523 | x | 4 | 2. Minor | 11330 | Replacement | 14
1006377 | Maximum Demand and Power Factor Correction | X (Beyond Repair): Asset is inoperable and requires replacement. | Category 0 (Asset Replacement): Essential replacement required to return to normal service. | 20 | 2017-07-17 | 6.7734 | 15.2266 | x | 5 | 4. Significant | 10429 | Replacement | 3
1006614 | Room Air Conditioners | X (Beyond Repair): Asset is inoperable and requires replacement. | Category 0 (Asset Replacement): Essential replacement required to return to normal service. | 15 | 2020-12-14 | 3.3621 | 19.5172 | x | 4 | 3. Moderate | 10315 | Replacement | 7
1006725 | Unvented Hot Water Systems | X (Beyond Repair): Asset is inoperable and requires replacement. | Category 0 (Asset Replacement): Essential replacement required to return to normal service. | 25 | 2013-12-05 | 10.3874 | 21.6901 | x | 1 | 4. Significant | 11397 | Replacement | 3
1006726 | Unvented Hot Water Systems | X (Beyond Repair): Asset is inoperable and requires replacement. | Category 0 (Asset Replacement): Essential replacement required to return to normal service. | 25 | 2015-08-01 | 8.7337 | 23.013 | x | 1 | 4. Significant | 11398 | Replacement | 3
1006761 | Unvented Hot Water Systems | X (Beyond Repair): Asset is inoperable and requires replacement. | Category 0 (Asset Replacement): Essential replacement required to return to normal service. | 25 | 1999-08-21 | 24.679 | 10.2568 | x | 1 | 4. Significant | 11410 | Replacement | 3
1006813 | Unvented Hot Water Systems | X (Beyond Repair): Asset is inoperable and requires replacement. | Category 0 (Asset Replacement): Essential replacement required to return to normal service. | 25 | 2000-09-09 | 23.6249 | 11.1001 | x | 1 | 4. Significant | 11422 | Replacement | 3
1007306 | Air Handling Units - General | X (Beyond Repair): Asset is inoperable and requires replacement. | Category 0 (Asset Replacement): Essential replacement required to return to normal service. | 20 | 2021-02-15 | 3.1896 | 20.8104 | x | 4 | 3. Moderate | 11533 | Replacement | 7
1007372 | Ventilating Fans - General | X (Beyond Repair): Asset is inoperable and requires replacement. | Category 0 (Asset Replacement): Essential replacement required to return to normal service. | 20 | 2010-03-09 | 14.13 | 7.87 | x | 5 | 2. Minor | 11558 | Replacement | 14
1007439 | Emergency Assistance Alarm | X (Beyond Repair): Asset is inoperable and requires replacement. | Category 0 (Asset Replacement): Essential replacement required to return to normal service. | 10 | 2020-05-10 | 3.9589 | 14.0821 | x | 5 | 5. Severe | 11588 | Replacement | 1
1007440 | Emergency Assistance Alarm | X (Beyond Repair): Asset is inoperable and requires replacement. | Category 0 (Asset Replacement): Essential replacement required to return to normal service. | 10 | 2018-03-06 | 6.1383 | 9.7235 | x | 5 | 5. Severe | 11588 | Replacement | 1
1007567 | Ventilating Fans - General | X (Beyond Repair): Asset is inoperable and requires replacement. | Category 0 (Asset Replacement): Essential replacement required to return to normal service. | 20 | 2007-11-25 | 16.4162 | 5.5838 | x | 5 | 2. Minor | 11604 | Replacement | 14
1007568 | Ventilating Fans - General | X (Beyond Repair): Asset is inoperable and requires replacement. | Category 0 (Asset Replacement): Essential replacement required to return to normal service. | 20 | 2020-12-02 | 3.3949 | 18.6051 | x | 5 | 2. Minor | 11604 | Replacement | 14
1007647 | Meter Reading - Electric | X (Beyond Repair): Asset is inoperable and requires replacement. | Category 0 (Asset Replacement): Essential replacement required to return to normal service. | 20 | 2014-12-03 | 9.3936 | 12.6064 | x | 5 | 2. Minor | 11631 | Replacement | 14
1007648 | Meter Reading - Electric | X (Beyond Repair): Asset is inoperable and requires replacement. | Category 0 (Asset Replacement): Essential replacement required to return to normal service. | 20 | 2015-09-29 | 8.5722 | 13.4278 | x | 5 | 2. Minor | 11631 | Replacement | 14
1007649 | Meter Reading - Electric | X (Beyond Repair): Asset is inoperable and requires replacement. | Category 0 (Asset Replacement): Essential replacement required to return to normal service. | 20 | 2005-06-03 | 18.8939 | 3.1061 | x | 5 | 2. Minor | 11631 | Replacement | 14
1007667 | Expansion Vessels | X (Beyond Repair): Asset is inoperable and requires replacement. | Category 0 (Asset Replacement): Essential replacement required to return to normal service. | 15 | 2023-06-14 | 0.86516 | 20.8465 | x | 5 | 4. Significant | 10067 | Replacement | 3
1007695 | Water Leak Detection Systems | X (Beyond Repair): Asset is inoperable and requires replacement. | Category 0 (Asset Replacement): Essential replacement required to return to normal service. | 15 | 2017-10-20 | 6.5133 | 19.3155 | x | 2 | 4. Significant | 10073 | Replacement | 3
1007712 | Room Air Conditioners | X (Beyond Repair): Asset is inoperable and requires replacement. | Category 0 (Asset Replacement): Essential replacement required to return to normal service. | 15 | 2011-11-04 | 12.4736 | 11.3685 | x | 2 | 3. Moderate | 11643 | Replacement | 7
1007713 | Room Air Conditioners | X (Beyond Repair): Asset is inoperable and requires replacement. | Category 0 (Asset Replacement): Essential replacement required to return to normal service. | 15 | 2020-03-19 | 4.1013 | 22.5316 | x | 2 | 3. Moderate | 11643 | Replacement | 7
1007714 | Room Air Conditioners | X (Beyond Repair): Asset is inoperable and requires replacement. | Category 0 (Asset Replacement): Essential replacement required to return to normal service. | 15 | 2023-08-21 | 0.67899 | 27.0947 | x | 2 | 3. Moderate | 11643 | Replacement | 7
1007718 | Room Air Conditioners | X (Beyond Repair): Asset is inoperable and requires replacement. | Category 0 (Asset Replacement): Essential replacement required to return to normal service. | 15 | 2017-11-08 | 6.4613 | 19.3849 | x | 2 | 3. Moderate | 11643 | Replacement | 7
1007866 | Isolators/Starters/Fuse Switches | X (Beyond Repair): Asset is inoperable and requires replacement. | Category 0 (Asset Replacement): Essential replacement required to return to normal service. | 5 | 2022-08-11 | 1.7057 | 23.1773 | x | 1 | 3. Moderate | 10004 | Replacement | 7
1007867 | Uninterruptible Power Supplies | X (Beyond Repair): Asset is inoperable and requires replacement. | Category 0 (Asset Replacement): Essential replacement required to return to normal service. | 20 | 2017-07-03 | 6.8118 | 23.1882 | x | 1 | 5. Severe | 10004 | Replacement | 1
1007897 | Speed Controllers | X (Beyond Repair): Asset is inoperable and requires replacement. | Category 0 (Asset Replacement): Essential replacement required to return to normal service. | 15 | 2018-05-21 | 5.9302 | 20.0931 | x | 2 | 4. Significant | 10054 | Replacement | 3
1007901 | Vacuum Systems - General | X (Beyond Repair): Asset is inoperable and requires replacement. | Category 0 (Asset Replacement): Essential replacement required to return to normal service. | 20 | 2007-05-07 | 16.9692 | 11.0308 | x | 2 | 4. Significant | 10054 | Replacement | 3
1007920 | Smoke Relief - Powered Smoke and Heat Exhaust Ventilators | X (Beyond Repair): Asset is inoperable and requires replacement. | Category 0 (Asset Replacement): Essential replacement required to return to normal service. | 30 | 2017-03-01 | 7.1513 | 17.2325 | x | 5 | 5. Severe | 10052 | Replacement | 1
1007921 | Room Air Conditioners | X (Beyond Repair): Asset is inoperable and requires replacement. | Category 0 (Asset Replacement): Essential replacement required to return to normal service. | 15 | 2020-08-10 | 3.707 | 17.0573 | x | 5 | 3. Moderate | 11680 | Replacement | 7
1007922 | Room Air Conditioners | X (Beyond Repair): Asset is inoperable and requires replacement. | Category 0 (Asset Replacement): Essential replacement required to return to normal service. | 15 | 2020-11-03 | 3.4743 | 17.3676 | x | 5 | 3. Moderate | 11681 | Replacement | 7
1007923 | Room Air Conditioners | X (Beyond Repair): Asset is inoperable and requires replacement. | Category 0 (Asset Replacement): Essential replacement required to return to normal service. | 15 | 2016-08-07 | 7.7153 | 11.713 | x | 5 | 3. Moderate | 11681 | Replacement | 7
1007967 | Expansion Vessels | X (Beyond Repair): Asset is inoperable and requires replacement. | Category 0 (Asset Replacement): Essential replacement required to return to normal service. | 15 | 2023-09-22 | 0.59138 | 27.2115 | x | 2 | 4. Significant | 10301 | Replacement | 3
1008019 | Fire Alarm System | X (Beyond Repair): Asset is inoperable and requires replacement. | Category 0 (Asset Replacement): Essential replacement required to return to normal service. | 15 | 2022-02-23 | 2.1684 | 27.1088 | x | 1 | 5. Severe | 11708 | Replacement | 1
1008043 | Humidifiers - Spray | X (Beyond Repair): Asset is inoperable and requires replacement. | Category 0 (Asset Replacement): Essential replacement required to return to normal service. | 8 | 2023-12-17 | 0.35592 | 29.1102 | x | 1 | 4. Significant | 11715 | Replacement | 3
1008070 | Traction Lifts | X (Beyond Repair): Asset is inoperable and requires replacement. | Category 0 (Asset Replacement): Essential replacement required to return to normal service. | 20 | 2021-11-08 | 2.4613 | 27.5387 | x | 1 | 4. Significant | 11720 | Replacement | 3
1008079 | Expansion Vessels | X (Beyond Repair): Asset is inoperable and requires replacement. | Category 0 (Asset Replacement): Essential replacement required to return to normal service. | 15 | 2020-06-30 | 3.8193 | 20.9076 | x | 3 | 4. Significant | 10286 | Replacement | 3
1008454 | Ventilating Fans - General | X (Beyond Repair): Asset is inoperable and requires replacement. | Category 0 (Asset Replacement): Essential replacement required to return to normal service. | 20 | 2004-11-08 | 19.4606 | 2.5394 | x | 5 | 2. Minor | 11782 | Replacement | 14
1008490 | Emergency Assistance Alarm | X (Beyond Repair): Asset is inoperable and requires replacement. | Category 0 (Asset Replacement): Essential replacement required to return to normal service. | 10 | 2021-06-23 | 2.8392 | 20.3217 | x | 3 | 5. Severe | 11792 | Replacement | 1
1008551 | Cold Water Storage Tanks and Cisterns | X (Beyond Repair): Asset is inoperable and requires replacement. | Category 0 (Asset Replacement): Essential replacement required to return to normal service. | 35 | 1999-08-27 | 24.6626 | 7.9071 | x | 5 | 4. Significant | 10271 | Replacement | 3
1008837 | Gas Detection/Flammable | X (Beyond Repair): Asset is inoperable and requires replacement. | Category 0 (Asset Replacement): Essential replacement required to return to normal service. | 15 | 2019-06-17 | 4.8569 | 23.5241 | x | 1 | 5. Severe | 10240 | Replacement | 1
1008840 | Doors General/Automatic/Steel | X (Beyond Repair): Asset is inoperable and requires replacement. | Category 0 (Asset Replacement): Essential replacement required to return to normal service. | 20 | 2020-01-26 | 4.2464 | 25.7536 | x | 1 | 3. Moderate | 11889 | Replacement | 7
1008867 | Ventilating Fans - General | X (Beyond Repair): Asset is inoperable and requires replacement. | Category 0 (Asset Replacement): Essential replacement required to return to normal service. | 20 | 2008-07-21 | 15.7618 | 14.2382 | x | 1 | 2. Minor | 11908 | Replacement | 14
1008936 | Terminal Units - Fan Coil | X (Beyond Repair): Asset is inoperable and requires replacement. | Category 0 (Asset Replacement): Essential replacement required to return to normal service. | 15 | 2022-09-25 | 1.5825 | 19.89 | x | 5 | 4. Significant | 11916 | Replacement | 3
1008993 | Humidifiers - Steam Humidifier (VAPAC Type) | X (Beyond Repair): Asset is inoperable and requires replacement. | Category 0 (Asset Replacement): Essential replacement required to return to normal service. | 8 | 2022-04-17 | 2.0233 | 16.9418 | x | 5 | 4. Significant | 10234 | Replacement | 3
1009008 | Packaged Chiller Units | X (Beyond Repair): Asset is inoperable and requires replacement. | Category 0 (Asset Replacement): Essential replacement required to return to normal service. | 20 | 2016-10-26 | 7.4962 | 14.5038 | x | 5 | 4. Significant | 11932 | Replacement | 3
1009069 | Trace Heating - Electrical | X (Beyond Repair): Asset is inoperable and requires replacement. | Category 0 (Asset Replacement): Essential replacement required to return to normal service. | 20 | 2007-11-01 | 16.4819 | 9.5181 | x | 3 | 4. Significant | 10039 | Replacement | 3
1009070 | Trace Heating - Electrical | X (Beyond Repair): Asset is inoperable and requires replacement. | Category 0 (Asset Replacement): Essential replacement required to return to normal service. | 20 | 2006-07-25 | 17.7522 | 8.2478 | x | 3 | 4. Significant | 10039 | Replacement | 3
1009077 | Distribution Boards | X (Beyond Repair): Asset is inoperable and requires replacement. | Category 0 (Asset Replacement): Essential replacement required to return to normal service. | 20 | 2012-02-22 | 12.1725 | 13.8275 | x | 3 | 4. Significant | 10209 | Replacement | 3
1009543 | Laboratory Fume Cupboard | X (Beyond Repair): Asset is inoperable and requires replacement. | Category 0 (Asset Replacement): Essential replacement required to return to normal service. | 15 | 2016-01-23 | 8.2546 | 14.9938 | x | 3 | 4. Significant | 11984 | Replacement | 3
1009546 | Cold Rooms | X (Beyond Repair): Asset is inoperable and requires replacement. | Category 0 (Asset Replacement): Essential replacement required to return to normal service. | 15 | 2012-03-14 | 12.115 | 9.8467 | x | 3 | 4. Significant | 11987 | Replacement | 3
1009549 | Water Leak Detection Systems | X (Beyond Repair): Asset is inoperable and requires replacement. | Category 0 (Asset Replacement): Essential replacement required to return to normal service. | 15 | 2017-11-23 | 6.4203 | 17.4397 | x | 3 | 4. Significant | 11987 | Replacement | 3
1009625 | Ventilating Fans - General | X (Beyond Repair): Asset is inoperable and requires replacement. | Category 0 (Asset Replacement): Essential replacement required to return to normal service. | 20 | 2009-03-18 | 15.1047 | 14.8953 | x | 1 | 2. Minor | 10004 | Replacement | 14
1009667 | Laboratory Fume Cupboard | X (Beyond Repair): Asset is inoperable and requires replacement. | Category 0 (Asset Replacement): Essential replacement required to return to normal service. | 15 | 2014-01-20 | 10.2615 | 10.318 | x | 4 | 4. Significant | 12021 | Replacement | 3
1009726 | Room Air Conditioners | X (Beyond Repair): Asset is inoperable and requires replacement. | Category 0 (Asset Replacement): Essential replacement required to return to normal service. | 15 | 2012-07-08 | 11.7974 | 8.2701 | x | 4 | 3. Moderate | 12027 | Replacement | 7
1009727 | Room Air Conditioners | X (Beyond Repair): Asset is inoperable and requires replacement. | Category 0 (Asset Replacement): Essential replacement required to return to normal service. | 15 | 2015-03-26 | 9.0842 | 11.8877 | x | 4 | 3. Moderate | 12027 | Replacement | 7
1009800 | Laboratory Fume Cupboard | X (Beyond Repair): Asset is inoperable and requires replacement. | Category 0 (Asset Replacement): Essential replacement required to return to normal service. | 15 | 2018-05-17 | 5.9411 | 14.0785 | x | 5 | 4. Significant | 12040 | Replacement | 3
1009823 | Laboratory Fume Cupboard | X (Beyond Repair): Asset is inoperable and requires replacement. | Category 0 (Asset Replacement): Essential replacement required to return to normal service. | 15 | 2012-01-02 | 12.3121 | 7.5838 | x | 4 | 4. Significant | 12045 | Replacement | 3
1009824 | Laboratory Fume Cupboard | X (Beyond Repair): Asset is inoperable and requires replacement. | Category 0 (Asset Replacement): Essential replacement required to return to normal service. | 15 | 2010-10-02 | 13.5633 | 5.9156 | x | 4 | 4. Significant | 12046 | Replacement | 3
1009839 | Laboratory Fume Cupboard | X (Beyond Repair): Asset is inoperable and requires replacement. | Category 0 (Asset Replacement): Essential replacement required to return to normal service. | 15 | 2016-06-22 | 7.8412 | 11.5451 | x | 5 | 4. Significant | 12037 | Replacement | 3
1010187 | Sliding Doors | X (Beyond Repair): Asset is inoperable and requires replacement. | Category 0 (Asset Replacement): Essential replacement required to return to normal service. | 15 | 2010-11-14 | 13.4456 | 8.0726 | x | 3 | 3. Moderate | 12117 | Replacement | 7
1010487 | Air Handling Units - General | X (Beyond Repair): Asset is inoperable and requires replacement. | Category 0 (Asset Replacement): Essential replacement required to return to normal service. | 20 | 2012-07-20 | 11.7645 | 10.2355 | x | 5 | 3. Moderate | 10086 | Replacement | 7
1010525 | Emergency Assistance Alarm | X (Beyond Repair): Asset is inoperable and requires replacement. | Category 0 (Asset Replacement): Essential replacement required to return to normal service. | 10 | 2022-07-15 | 1.7796 | 18.4408 | x | 5 | 5. Severe | 10086 | Replacement | 1
1010575 | Unvented Hot Water Systems | X (Beyond Repair): Asset is inoperable and requires replacement. | Category 0 (Asset Replacement): Essential replacement required to return to normal service. | 25 | 2016-12-22 | 7.3402 | 20.1279 | x | 3 | 4. Significant | 10125 | Replacement | 3
1010624 | Unvented Hot Water Systems | X (Beyond Repair): Asset is inoperable and requires replacement. | Category 0 (Asset Replacement): Essential replacement required to return to normal service. | 25 | 2023-02-08 | 1.2101 | 29.0319 | x | 1 | 4. Significant | 10124 | Replacement | 3
1010744 | Emergency Assistance Alarm | X (Beyond Repair): Asset is inoperable and requires replacement. | Category 0 (Asset Replacement): Essential replacement required to return to normal service. | 10 | 2017-06-30 | 6.82 | 10.36 | x | 4 | 5. Severe | 12170 | Replacement | 1
1010752 | Pumps - General | X (Beyond Repair): Asset is inoperable and requires replacement. | Category 0 (Asset Replacement): Essential replacement required to return to normal service. | 20 | 2024-01-07 | 0.29843 | 23.7016 | x | 4 | 4. Significant | 12173 | Replacement | 3
1010760 | Cold Water Storage Tanks and Cisterns | X (Beyond Repair): Asset is inoperable and requires replacement. | Category 0 (Asset Replacement): Essential replacement required to return to normal service. | 20 | 2014-02-27 | 10.1574 | 13.8426 | x | 4 | 4. Significant | 12174 | Replacement | 3
1010839 | Air Handling Units - General | X (Beyond Repair): Asset is inoperable and requires replacement. | Category 0 (Asset Replacement): Essential replacement required to return to normal service. | 20 | 2010-06-09 | 13.8782 | 14.1218 | x | 2 | 3. Moderate | 12196 | Replacement | 7
1010890 | Meter Reading - Electric | X (Beyond Repair): Asset is inoperable and requires replacement. | Category 0 (Asset Replacement): Essential replacement required to return to normal service. | 20 | 2012-01-18 | 12.2683 | 11.7317 | x | 4 | 2. Minor | 12204 | Replacement | 14
1010891 | Meter Reading - Electric | X (Beyond Repair): Asset is inoperable and requires replacement. | Category 0 (Asset Replacement): Essential replacement required to return to normal service. | 20 | 2012-08-27 | 11.6605 | 12.3395 | x | 4 | 2. Minor | 12204 | Replacement | 14
1010892 | Meter Reading - Electric | X (Beyond Repair): Asset is inoperable and requires replacement. | Category 0 (Asset Replacement): Essential replacement required to return to normal service. | 20 | 2021-03-29 | 3.0746 | 20.9254 | x | 4 | 2. Minor | 12204 | Replacement | 14
1010902 | Cold Rooms | X (Beyond Repair): Asset is inoperable and requires replacement. | Category 0 (Asset Replacement): Essential replacement required to return to normal service. | 15 | 2013-03-04 | 11.1431 | 9.1426 | x | 4 | 4. Significant | 12205 | Replacement | 3
1010917 | Sewage or Drainage Pumps Submersible | X (Beyond Repair): Asset is inoperable and requires replacement. | Category 0 (Asset Replacement): Essential replacement required to return to normal service. | 15 | 2022-05-30 | 1.9055 | 25.4593 | x | 2 | 4. Significant | 10031 | Replacement | 3
1010922 | Laboratory Fume Cupboard | X (Beyond Repair): Asset is inoperable and requires replacement. | Category 0 (Asset Replacement): Essential replacement required to return to normal service. | 15 | 2010-02-26 | 14.1602 | 11.1198 | x | 1 | 4. Significant | 12206 | Replacement | 3
1010951 | Gas Detection/Flammable | X (Beyond Repair): Asset is inoperable and requires replacement. | Category 0 (Asset Replacement): Essential replacement required to return to normal service. | 15 | 2020-11-07 | 3.4634 | 19.3822 | x | 4 | 5. Severe | 12217 | Replacement | 1
1010952 | Room Air Conditioners | X (Beyond Repair): Asset is inoperable and requires replacement. | Category 0 (Asset Replacement): Essential replacement required to return to normal service. | 15 | 2017-10-21 | 6.5106 | 15.3192 | x | 4 | 3. Moderate | 12218 | Replacement | 7
1010953 | Pumps - General | X (Beyond Repair): Asset is inoperable and requires replacement. | Category 0 (Asset Replacement): Essential replacement required to return to normal service. | 20 | 2017-01-25 | 7.2471 | 16.7529 | x | 4 | 4. Significant | 12219 | Replacement | 3
1010954 | Room Air Conditioners | X (Beyond Repair): Asset is inoperable and requires replacement. | Category 0 (Asset Replacement): Essential replacement required to return to normal service. | 15 | 2023-08-22 | 0.67625 | 23.0983 | x | 4 | 3. Moderate | 12219 | Replacement | 7
1010955 | Electrical Services (excluding Electrical Controllers and Pneumatic Relays) | X (Beyond Repair): Asset is inoperable and requires replacement. | Category 0 (Asset Replacement): Essential replacement required to return to normal service. | 15 | 2012-01-04 | 12.3066 | 7.5911 | x | 4 | 4. Significant | 12219 | Replacement | 3
1010956 | Room Air Conditioners | X (Beyond Repair): Asset is inoperable and requires replacement. | Category 0 (Asset Replacement): Essential replacement required to return to normal service. | 15 | 2020-05-23 | 3.9233 | 18.7689 | x | 4 | 3. Moderate | 12220 | Replacement | 7
1010969 | Room Air Conditioners | X (Beyond Repair): Asset is inoperable and requires replacement. | Category 0 (Asset Replacement): Essential replacement required to return to normal service. | 15 | 2015-12-06 | 8.386 | 12.8186 | x | 4 | 3. Moderate | 12225 | Replacement | 7
1010970 | Pumps - General | X (Beyond Repair): Asset is inoperable and requires replacement. | Category 0 (Asset Replacement): Essential replacement required to return to normal service. | 20 | 2013-11-16 | 10.4394 | 13.5606 | x | 4 | 4. Significant | 12225 | Replacement | 3
1010994 | Room Air Conditioners | X (Beyond Repair): Asset is inoperable and requires replacement. | Category 0 (Asset Replacement): Essential replacement required to return to normal service. | 15 | 2016-01-27 | 8.2437 | 13.0084 | x | 4 | 3. Moderate | 12232 | Replacement | 7
1011003 | Cold Rooms | X (Beyond Repair): Asset is inoperable and requires replacement. | Category 0 (Asset Replacement): Essential replacement required to return to normal service. | 15 | 2012-08-13 | 11.6988 | 8.4016 | x | 4 | 4. Significant | 12235 | Replacement | 3
1011051 | Electric Boilers | X (Beyond Repair): Asset is inoperable and requires replacement. | Category 0 (Asset Replacement): Essential replacement required to return to normal service. | 20 | 2016-05-03 | 7.9781 | 18.0219 | x | 3 | 4. Significant | 11201 | Replacement | 3
1011194 | Sliding Doors | X (Beyond Repair): Asset is inoperable and requires replacement. | Category 0 (Asset Replacement): Essential replacement required to return to normal service. | 15 | 2013-08-02 | 10.7296 | 11.6938 | x | 3 | 3. Moderate | 12264 | Replacement | 7
1011348 | Insect Killer | X (Beyond Repair): Asset is inoperable and requires replacement. | Category 0 (Asset Replacement): Essential replacement required to return to normal service. | 8 | 2022-11-10 | 1.4565 | 26.3587 | x | 1 | 2. Minor | 10109 | Replacement | 14
1011512 | Atmospheric Gas Burner Boiler - Small and/or Wall Hung for Domestic/Light Commercial Installation | X (Beyond Repair): Asset is inoperable and requires replacement. | Category 0 (Asset Replacement): Essential replacement required to return to normal service. | 10 | 2022-10-18 | 1.5195 | 26.961 | x | 1 | 4. Significant | 10127 | Replacement | 3
1011520 | Unvented Hot Water Systems | X (Beyond Repair): Asset is inoperable and requires replacement. | Category 0 (Asset Replacement): Essential replacement required to return to normal service. | 25 | 2015-02-26 | 9.1608 | 20.6713 | x | 2 | 4. Significant | 10087 | Replacement | 3
1011589 | Meter Reading - Electric | X (Beyond Repair): Asset is inoperable and requires replacement. | Category 0 (Asset Replacement): Essential replacement required to return to normal service. | 20 | 2010-12-18 | 13.3525 | 14.6475 | x | 2 | 2. Minor | 10087 | Replacement | 14
1011590 | Meter Reading - Electric | X (Beyond Repair): Asset is inoperable and requires replacement. | Category 0 (Asset Replacement): Essential replacement required to return to normal service. | 20 | 2006-05-30 | 17.9055 | 10.0945 | x | 2 | 2. Minor | 10087 | Replacement | 14
1011792 | Distribution Boards | X (Beyond Repair): Asset is inoperable and requires replacement. | Category 0 (Asset Replacement): Essential replacement required to return to normal service. | 20 | 2021-05-13 | 2.9514 | 27.0486 | x | 1 | 4. Significant | 10391 | Replacement | 3
1011857 | Air Pressure Relief Damper | X (Beyond Repair): Asset is inoperable and requires replacement. | Category 0 (Asset Replacement): Essential replacement required to return to normal service. | 15 | 2018-03-15 | 6.1136 | 17.8485 | x | 3 | 3. Moderate | 11411 | Replacement | 7
1012176 | Catering Equipment | C (Poor): Asset is operational but major repair or replacement will be needed. | Category 0 (Asset Replacement): Essential replacement required to return to normal service. | 15 | 2020-09-11 | 3.6194 | 31.1741 | x | 5 | 2. Minor | 12335 | Replacement | 14
1012787 | Catering Equipment | C (Poor): Asset is operational but major repair or replacement will be needed. | Category 0 (Asset Replacement): Essential replacement required to return to normal service. | 15 | 2012-04-25 | 12 | 28 | x | 1 | 2. Minor | 10124 | Replacement | 14
1012957 | Catering Equipment | D (Very Poor): Asset runs a serious risk of imminent breakdown or poses a health and safety risk. | Category 0 (Asset Replacement): Essential replacement required to return to normal service. | 15 | 2023-04-18 | 1.0212 | 31.6384 | x | 3 | 2. Minor | 10123 | Replacement | 14
1013085 | Catering Equipment | D (Very Poor): Asset runs a serious risk of imminent breakdown or poses a health and safety risk. | Category 0 (Asset Replacement): Essential replacement required to return to normal service. | 15 | 2020-08-05 | 3.7207 | 26.039 | x | 4 | 2. Minor | 10126 | Replacement | 14
1013229 | Catering Equipment | A (Good): Asset is as new and can be expected to perform adequately to its full normal life if maintained appropriately. | Category 0 (Asset Replacement): Essential replacement required to return to normal service. | 15 | 2014-03-19 | 10.1027 | 45.5298 | x | 4 | 2. Minor | 10316 | Replacement | 14
1013599 | Intruder Alarms | X (Beyond Repair): Asset is inoperable and requires replacement. | Category 0 (Asset Replacement): Essential replacement required to return to normal service. | 15 | 2015-04-22 | 9.0103 | 17.9863 | x | 1 | 5. Severe | 11964 | Replacement | 1
1015136 | Catering Equipment | D (Very Poor): Asset runs a serious risk of imminent breakdown or poses a health and safety risk. | Category 0 (Asset Replacement): Essential replacement required to return to normal service. | 15 | 2012-04-12 | 12.0356 | 14.9525 | x | 4 | 2. Minor | 10485 | Replacement | 14
1016092 | Intruder Alarms | X (Beyond Repair): Asset is inoperable and requires replacement. | Category 0 (Asset Replacement): Essential replacement required to return to normal service. | 15 | 2011-07-28 | 12.7447 | 7.0071 | x | 4 | 5. Severe | 10000 | Replacement | 1
1016758 | Catering Equipment | B (Average): Asset is sound, operationally safe and exhibits only minor deterioration. | Category 0 (Asset Replacement): Essential replacement required to return to normal service. | 15 | 2013-03-28 | 11.0773 | 41.2302 | x | 2 | 2. Minor | 11972 | Replacement | 14
1018211 | Locks, handles, hinges Etc. | A (Good): Asset is as new and can be expected to perform adequately to its full normal life if maintained appropriately. | Category 0 (Asset Replacement): Essential replacement required to return to normal service. | 40 | 2017-01-20 | 7.2608 | 55.3696 | x | 4 | 3. Moderate | 12352 | Replacement | 7
1018215 | Flues (All Combustible Fuels) | X (Beyond Repair): Asset is inoperable and requires replacement. | Category 0 (Asset Replacement): Essential replacement required to return to normal service. | 15 | 2007-03-10 | 17.128 | 1.1627 | x | 4 | 4. Significant | 12352 | Replacement | 3
1018221 | Towel Rails, Mirrors, Toilet Roll Holders, Shelves, Pictures etc. | A (Good): Asset is as new and can be expected to perform adequately to its full normal life if maintained appropriately. | Category 0 (Asset Replacement): Essential replacement required to return to normal service. | 30 | 2011-12-17 | 12.3559 | 50.7627 | x | 4 | 2. Minor | 12352 | Replacement | 14
1018222 | Towel Rails, Mirrors, Toilet Roll Holders, Shelves, Pictures etc. | D (Very Poor): Asset runs a serious risk of imminent breakdown or poses a health and safety risk. | Category 0 (Asset Replacement): Essential replacement required to return to normal service. | 30 | 1999-11-29 | 24.4052 | 14.7299 | x | 4 | 2. Minor | 12352 | Replacement | 14
1018231 | Catering Equipment | A (Good): Asset is as new and can be expected to perform adequately to its full normal life if maintained appropriately. | Category 0 (Asset Replacement): Essential replacement required to return to normal service. | 15 | 2011-10-18 | 12.5202 | 42.3064 | x | 4 | 2. Minor | 12352 | Replacement | 14
1018236 | Emergency Lighting - Self Contained | A (Good): Asset is as new and can be expected to perform adequately to its full normal life if maintained appropriately. | Category 0 (Asset Replacement): Essential replacement required to return to normal service. | 25 | 2002-04-11 | 22.0397 | 41.3682 | x | 4 | 4. Significant | 12352 | Replacement | 3
1018243 | External Lighting including Illuminated Signs | C (Poor): Asset is operational but major repair or replacement will be needed. | Category 0 (Asset Replacement): Essential replacement required to return to normal service. | 15 | 2021-10-23 | 2.5051 | 34.6598 | x | 4 | 4. Significant | 12352 | Replacement | 3
1018244 | External Lighting including Illuminated Signs | A (Good): Asset is as new and can be expected to perform adequately to its full normal life if maintained appropriately. | Category 0 (Asset Replacement): Essential replacement required to return to normal service. | 15 | 2015-06-20 | 8.8487 | 47.2017 | x | 4 | 4. Significant | 12352 | Replacement | 3
1018245 | External Lighting including Illuminated Signs | B (Average): Asset is sound, operationally safe and exhibits only minor deterioration. | Category 0 (Asset Replacement): Essential replacement required to return to normal service. | 15 | 2020-08-13 | 3.6988 | 47.0682 | x | 4 | 4. Significant | 12352 | Replacement | 3
1018250 | Doors General/Automatic/Steel | C (Poor): Asset is operational but major repair or replacement will be needed. | Category 0 (Asset Replacement): Essential replacement required to return to normal service. | 20 | 2011-08-10 | 12.7091 | 25.2909 | x | 4 | 3. Moderate | 12352 | Replacement | 7
1018251 | Doors General/Automatic/Steel | C (Poor): Asset is operational but major repair or replacement will be needed. | Category 0 (Asset Replacement): Essential replacement required to return to normal service. | 20 | 2011-11-14 | 12.4463 | 25.5537 | x | 4 | 3. Moderate | 12352 | Replacement | 7
1018252 | Doors General/Automatic/Steel | B (Average): Asset is sound, operationally safe and exhibits only minor deterioration. | Category 0 (Asset Replacement): Essential replacement required to return to normal service. | 20 | 2012-10-05 | 11.5537 | 40.4463 | x | 4 | 3. Moderate | 12352 | Replacement | 7
1018253 | Doors General/Automatic/Steel | D (Very Poor): Asset runs a serious risk of imminent breakdown or poses a health and safety risk. | Category 0 (Asset Replacement): Essential replacement required to return to normal service. | 20 | 2023-03-26 | 1.0842 | 29.9158 | x | 4 | 3. Moderate | 12352 | Replacement | 7
1018264 | Fittings, Furnishings and Equipment | D (Very Poor): Asset runs a serious risk of imminent breakdown or poses a health and safety risk. | Category 0 (Asset Replacement): Essential replacement required to return to normal service. | 5 | 2023-07-29 | 0.74196 | 28.0322 | x | 4 | 2. Minor | 12352 | Replacement | 14
1018304 | Lighting Fittings including Luminaires General | B (Average): Asset is sound, operationally safe and exhibits only minor deterioration. | Category 0 (Asset Replacement): Essential replacement required to return to normal service. | 20 | 2020-11-20 | 3.4278 | 48.5722 | x | 4 | 3. Moderate | 12352 | Replacement | 7
1018305 | Lighting Fittings including Luminaires General | D (Very Poor): Asset runs a serious risk of imminent breakdown or poses a health and safety risk. | Category 0 (Asset Replacement): Essential replacement required to return to normal service. | 20 | 2015-12-10 | 8.3751 | 22.6249 | x | 4 | 3. Moderate | 12352 | Replacement | 7
1018306 | Lighting Fittings including Luminaires General | B (Average): Asset is sound, operationally safe and exhibits only minor deterioration. | Category 0 (Asset Replacement): Essential replacement required to return to normal service. | 20 | 2016-07-01 | 7.8166 | 44.1834 | x | 4 | 3. Moderate | 12352 | Replacement | 7
1018307 | Lighting Fittings including Luminaires General | A (Good): Asset is as new and can be expected to perform adequately to its full normal life if maintained appropriately. | Category 0 (Asset Replacement): Essential replacement required to return to normal service. | 20 | 2007-02-16 | 17.1882 | 41.8118 | x | 4 | 3. Moderate | 12352 | Replacement | 7
1018308 | Lighting Fittings including Luminaires General | C (Poor): Asset is operational but major repair or replacement will be needed. | Category 0 (Asset Replacement): Essential replacement required to return to normal service. | 20 | 2020-01-20 | 4.2628 | 33.7372 | x | 4 | 3. Moderate | 12352 | Replacement | 7
1018309 | Lighting Fittings including Luminaires General | A (Good): Asset is as new and can be expected to perform adequately to its full normal life if maintained appropriately. | Category 0 (Asset Replacement): Essential replacement required to return to normal service. | 20 | 2016-12-16 | 7.3566 | 51.6434 | x | 4 | 3. Moderate | 12352 | Replacement | 7
1018310 | Lighting Fittings including Luminaires General | B (Average): Asset is sound, operationally safe and exhibits only minor deterioration. | Category 0 (Asset Replacement): Essential replacement required to return to normal service. | 20 | 2006-11-27 | 17.41 | 34.59 | x | 4 | 3. Moderate | 12352 | Replacement | 7
1018311 | Lighting Fittings including Luminaires General | C (Poor): Asset is operational but major repair or replacement will be needed. | Category 0 (Asset Replacement): Essential replacement required to return to normal service. | 20 | 2020-04-20 | 4.0137 | 33.9863 | x | 4 | 3. Moderate | 12352 | Replacement | 7
1018312 | Lighting Fittings including Luminaires General | B (Average): Asset is sound, operationally safe and exhibits only minor deterioration. | Category 0 (Asset Replacement): Essential replacement required to return to normal service. | 20 | 2011-07-08 | 12.7995 | 39.2005 | x | 4 | 3. Moderate | 12352 | Replacement | 7
1018313 | Lighting Fittings including Luminaires General | A (Good): Asset is as new and can be expected to perform adequately to its full normal life if maintained appropriately. | Category 0 (Asset Replacement): Essential replacement required to return to normal service. | 20 | 2022-11-20 | 1.4292 | 57.5708 | x | 4 | 3. Moderate | 12352 | Replacement | 7
1018314 | Lighting Fittings including Luminaires General | A (Good): Asset is as new and can be expected to perform adequately to its full normal life if maintained appropriately. | Category 0 (Asset Replacement): Essential replacement required to return to normal service. | 20 | 2017-09-08 | 6.6283 | 52.3717 | x | 4 | 3. Moderate | 12352 | Replacement | 7
1018315 | Lighting Fittings including Luminaires General | B (Average): Asset is sound, operationally safe and exhibits only minor deterioration. | Category 0 (Asset Replacement): Essential replacement required to return to normal service. | 20 | 2022-02-13 | 2.1958 | 49.8042 | x | 4 | 3. Moderate | 12352 | Replacement | 7
1018316 | Lighting Fittings including Luminaires General | C (Poor): Asset is operational but major repair or replacement will be needed. | Category 0 (Asset Replacement): Essential replacement required to return to normal service. | 20 | 2021-09-13 | 2.6146 | 35.3854 | x | 4 | 3. Moderate | 12352 | Replacement | 7
1018317 | Lighting Fittings including Luminaires General | C (Poor): Asset is operational but major repair or replacement will be needed. | Category 0 (Asset Replacement): Essential replacement required to return to normal service. | 20 | 2016-07-31 | 7.7344 | 30.2656 | x | 4 | 3. Moderate | 12352 | Replacement | 7
1018318 | Lighting Fittings including Luminaires General | D (Very Poor): Asset runs a serious risk of imminent breakdown or poses a health and safety risk. | Category 0 (Asset Replacement): Essential replacement required to return to normal service. | 20 | 2009-10-14 | 14.5298 | 16.4702 | x | 4 | 3. Moderate | 12352 | Replacement | 7
1018319 | Lighting Fittings including Luminaires General | D (Very Poor): Asset runs a serious risk of imminent breakdown or poses a health and safety risk. | Category 0 (Asset Replacement): Essential replacement required to return to normal service. | 20 | 2022-01-22 | 2.256 | 28.744 | x | 4 | 3. Moderate | 12352 | Replacement | 7
1018320 | Lighting Fittings including Luminaires General | C (Poor): Asset is operational but major repair or replacement will be needed. | Category 0 (Asset Replacement): Essential replacement required to return to normal service. | 20 | 2012-05-13 | 11.9507 | 26.0493 | x | 4 | 3. Moderate | 12352 | Replacement | 7
1018321 | Lighting Fittings including Luminaires General | B (Average): Asset is sound, operationally safe and exhibits only minor deterioration. | Category 0 (Asset Replacement): Essential replacement required to return to normal service. | 20 | 2011-03-29 | 13.076 | 38.924 | x | 4 | 3. Moderate | 12352 | Replacement | 7
1018322 | Lighting Fittings including Luminaires General | C (Poor): Asset is operational but major repair or replacement will be needed. | Category 0 (Asset Replacement): Essential replacement required to return to normal service. | 20 | 2011-10-01 | 12.5667 | 25.4333 | x | 4 | 3. Moderate | 12352 | Replacement | 7
1018323 | Lighting Fittings including Luminaires General | B (Average): Asset is sound, operationally safe and exhibits only minor deterioration. | Category 0 (Asset Replacement): Essential replacement required to return to normal service. | 20 | 2004-04-29 | 19.989 | 32.011 | x | 4 | 3. Moderate | 12352 | Replacement | 7
1018324 | Lighting Fittings including Luminaires General | D (Very Poor): Asset runs a serious risk of imminent breakdown or poses a health and safety risk. | Category 0 (Asset Replacement): Essential replacement required to return to normal service. | 20 | 2009-05-18 | 14.9377 | 16.0623 | x | 4 | 3. Moderate | 12352 | Replacement | 7
1018325 | Lighting Fittings including Luminaires General | D (Very Poor): Asset runs a serious risk of imminent breakdown or poses a health and safety risk. | Category 0 (Asset Replacement): Essential replacement required to return to normal service. | 20 | 2007-04-01 | 17.0678 | 13.9322 | x | 4 | 3. Moderate | 12352 | Replacement | 7
1018326 | Lighting Fittings including Luminaires General | A (Good): Asset is as new and can be expected to perform adequately to its full normal life if maintained appropriately. | Category 0 (Asset Replacement): Essential replacement required to return to normal service. | 20 | 2009-06-18 | 14.8528 | 44.1472 | x | 4 | 3. Moderate | 12352 | Replacement | 7
1018327 | Lighting Fittings including Luminaires General | D (Very Poor): Asset runs a serious risk of imminent breakdown or poses a health and safety risk. | Category 0 (Asset Replacement): Essential replacement required to return to normal service. | 20 | 2012-05-22 | 11.9261 | 19.0739 | x | 4 | 3. Moderate | 12352 | Replacement | 7
1018328 | Lighting Fittings including Luminaires General | A (Good): Asset is as new and can be expected to perform adequately to its full normal life if maintained appropriately. | Category 0 (Asset Replacement): Essential replacement required to return to normal service. | 20 | 2010-11-20 | 13.4292 | 45.5708 | x | 4 | 3. Moderate | 12352 | Replacement | 7
1018329 | Lighting Fittings including Luminaires General | B (Average): Asset is sound, operationally safe and exhibits only minor deterioration. | Category 0 (Asset Replacement): Essential replacement required to return to normal service. | 20 | 2020-10-07 | 3.5483 | 48.4517 | x | 4 | 3. Moderate | 12352 | Replacement | 7
1018330 | Lighting Fittings including Luminaires General | A (Good): Asset is as new and can be expected to perform adequately to its full normal life if maintained appropriately. | Category 0 (Asset Replacement): Essential replacement required to return to normal service. | 20 | 2008-03-31 | 16.0684 | 42.9316 | x | 4 | 3. Moderate | 12352 | Replacement | 7
1018331 | Lighting Fittings including Luminaires General | C (Poor): Asset is operational but major repair or replacement will be needed. | Category 0 (Asset Replacement): Essential replacement required to return to normal service. | 20 | 2018-02-18 | 6.1821 | 31.8179 | x | 4 | 3. Moderate | 12352 | Replacement | 7
1018418 | Hand Dryer | B (Average): Asset is sound, operationally safe and exhibits only minor deterioration. | Category 0 (Asset Replacement): Essential replacement required to return to normal service. | 5 | 2023-11-09 | 0.45996 | 50.1602 | x | 4 | 2. Minor | 12352 | Replacement | 14
1018427 | Pipework Systems - General | B (Average): Asset is sound, operationally safe and exhibits only minor deterioration. | Category 0 (Asset Replacement): Essential replacement required to return to normal service. | 20 | 2019-08-13 | 4.7009 | 47.2991 | x | 4 | 4. Significant | 12352 | Replacement | 3
1018428 | Pipework Systems - General | C (Poor): Asset is operational but major repair or replacement will be needed. | Category 0 (Asset Replacement): Essential replacement required to return to normal service. | 20 | 2023-04-24 | 1.0048 | 36.9952 | x | 4 | 4. Significant | 12352 | Replacement | 3
1018429 | Pipework Systems - General | C (Poor): Asset is operational but major repair or replacement will be needed. | Category 0 (Asset Replacement): Essential replacement required to return to normal service. | 20 | 2008-02-08 | 16.2108 | 21.7892 | x | 4 | 4. Significant | 12352 | Replacement | 3
1018430 | Pipework Systems - General | C (Poor): Asset is operational but major repair or replacement will be needed. | Category 0 (Asset Replacement): Essential replacement required to return to normal service. | 20 | 2004-12-01 | 19.3977 | 18.6023 | x | 4 | 4. Significant | 12352 | Replacement | 3
1018431 | Pipework Systems - General | C (Poor): Asset is operational but major repair or replacement will be needed. | Category 0 (Asset Replacement): Essential replacement required to return to normal service. | 35 | 2016-11-29 | 7.4031 | 33.7696 | x | 4 | 4. Significant | 12352 | Replacement | 3
1018432 | Pipework Systems - General | D (Very Poor): Asset runs a serious risk of imminent breakdown or poses a health and safety risk. | Category 0 (Asset Replacement): Essential replacement required to return to normal service. | 35 | 2006-09-29 | 17.5715 | 20.9591 | x | 4 | 4. Significant | 12352 | Replacement | 3
1018433 | Pipework Systems - General | A (Good): Asset is as new and can be expected to perform adequately to its full normal life if maintained appropriately. | Category 0 (Asset Replacement): Essential replacement required to return to normal service. | 45 | 1998-01-10 | 26.2888 | 47.3161 | x | 4 | 4. Significant | 12352 | Replacement | 3
1018434 | Pipework Systems - General | C (Poor): Asset is operational but major repair or replacement will be needed. | Category 0 (Asset Replacement): Essential replacement required to return to normal service. | 45 | 2011-08-19 | 12.6845 | 32.3625 | x | 4 | 4. Significant | 12352 | Replacement | 3
1018435 | Pipework Systems - General | C (Poor): Asset is operational but major repair or replacement will be needed. | Category 0 (Asset Replacement): Essential replacement required to return to normal service. | 45 | 2003-08-28 | 20.6598 | 28.8179 | x | 4 | 4. Significant | 12352 | Replacement | 3
1018490 | Pipework Systems - General | D (Very Poor): Asset runs a serious risk of imminent breakdown or poses a health and safety risk. | Category 0 (Asset Replacement): Essential replacement required to return to normal service. | 20 | 2019-06-26 | 4.8323 | 26.1677 | x | 4 | 4. Significant | 12352 | Replacement | 3
1018491 | Pipework Systems - General | A (Good): Asset is as new and can be expected to perform adequately to its full normal life if maintained appropriately. | Category 0 (Asset Replacement): Essential replacement required to return to normal service. | 20 | 2017-01-28 | 7.2389 | 51.7611 | x | 4 | 4. Significant | 12352 | Replacement | 3
1018492 | Pipework Systems - General | C (Poor): Asset is operational but major repair or replacement will be needed. | Category 0 (Asset Replacement): Essential replacement required to return to normal service. | 20 | 2016-12-12 | 7.3676 | 30.6324 | x | 4 | 4. Significant | 12352 | Replacement | 3
1018493 | Pipework Systems - General | A (Good): Asset is as new and can be expected to perform adequately to its full normal life if maintained appropriately. | Category 0 (Asset Replacement): Essential replacement required to return to normal service. | 20 | 2008-05-15 | 15.9452 | 43.0548 | x | 4 | 4. Significant | 12352 | Replacement | 3
1018494 | Pipework Systems - General | A (Good): Asset is as new and can be expected to perform adequately to its full normal life if maintained appropriately. | Category 0 (Asset Replacement): Essential replacement required to return to normal service. | 20 | 2016-05-10 | 7.9589 | 51.0411 | x | 4 | 4. Significant | 12352 | Replacement | 3
1018495 | Pipework Systems - General | A (Good): Asset is as new and can be expected to perform adequately to its full normal life if maintained appropriately. | Category 0 (Asset Replacement): Essential replacement required to return to normal service. | 35 | 1998-09-28 | 25.5743 | 44.3861 | x | 4 | 4. Significant | 12352 | Replacement | 3
1018496 | Pipework Systems - General | C (Poor): Asset is operational but major repair or replacement will be needed. | Category 0 (Asset Replacement): Essential replacement required to return to normal service. | 35 | 2017-01-05 | 7.3018 | 33.8275 | x | 4 | 4. Significant | 12352 | Replacement | 3
1018497 | Pipework Systems - General | C (Poor): Asset is operational but major repair or replacement will be needed. | Category 0 (Asset Replacement): Essential replacement required to return to normal service. | 35 | 2013-12-04 | 10.3901 | 32.0628 | x | 4 | 4. Significant | 12352 | Replacement | 3
1018498 | Pipework Systems - General | C (Poor): Asset is operational but major repair or replacement will be needed. | Category 0 (Asset Replacement): Essential replacement required to return to normal service. | 35 | 2023-08-01 | 0.73374 | 37.5807 | x | 4 | 4. Significant | 12352 | Replacement | 3
1018499 | Pipework Systems - General | D (Very Poor): Asset runs a serious risk of imminent breakdown or poses a health and safety risk. | Category 0 (Asset Replacement): Essential replacement required to return to normal service. | 45 | 2000-11-13 | 23.447 | 20.5791 | x | 4 | 4. Significant | 12352 | Replacement | 3
1018500 | Pipework Systems - General | C (Poor): Asset is operational but major repair or replacement will be needed. | Category 0 (Asset Replacement): Essential replacement required to return to normal service. | 45 | 1994-01-11 | 30.2861 | 24.5395 | x | 4 | 4. Significant | 12352 | Replacement | 3
1018501 | Pipework Systems - General | D (Very Poor): Asset runs a serious risk of imminent breakdown or poses a health and safety risk. | Category 0 (Asset Replacement): Essential replacement required to return to normal service. | 45 | 1998-06-11 | 25.8727 | 19.501 | x | 4 | 4. Significant | 12352 | Replacement | 3
1018502 | Pipework Systems - General | D (Very Poor): Asset runs a serious risk of imminent breakdown or poses a health and safety risk. | Category 0 (Asset Replacement): Essential replacement required to return to normal service. | 45 | 2009-10-04 | 14.5572 | 24.5302 | x | 4 | 4. Significant | 12352 | Replacement | 3
1018503 | Pipework Systems - General | D (Very Poor): Asset runs a serious risk of imminent breakdown or poses a health and safety risk. | Category 0 (Asset Replacement): Essential replacement required to return to normal service. | 45 | 2008-07-01 | 15.8166 | 23.9704 | x | 4 | 4. Significant | 12352 | Replacement | 3
1018504 | Pipework Systems - General | C (Poor): Asset is operational but major repair or replacement will be needed. | Category 0 (Asset Replacement): Essential replacement required to return to normal service. | 45 | 2017-03-21 | 7.0965 | 34.846 | x | 4 | 4. Significant | 12352 | Replacement | 3
1018505 | Pipework Systems - General | B (Average): Asset is sound, operationally safe and exhibits only minor deterioration. | Category 0 (Asset Replacement): Essential replacement required to return to normal service. | 45 | 2015-08-27 | 8.6626 | 48.15 | x | 4 | 4. Significant | 12352 | Replacement | 3
1018550 | Internal Walls and Ceilings | A (Good): Asset is as new and can be expected to perform adequately to its full normal life if maintained appropriately. | Category 0 (Asset Replacement): Essential replacement required to return to normal service. | 25 | 2009-02-02 | 15.2252 | 46.8198 | x | 4 | 3. Moderate | 12352 | Replacement | 7
1018551 | Internal Walls and Ceilings | C (Poor): Asset is operational but major repair or replacement will be needed. | Category 0 (Asset Replacement): Essential replacement required to return to normal service. | 25 | 2012-11-23 | 11.4196 | 28.8643 | x | 4 | 3. Moderate | 12352 | Replacement | 7
1018552 | Internal Walls and Ceilings | D (Very Poor): Asset runs a serious risk of imminent breakdown or poses a health and safety risk. | Category 0 (Asset Replacement): Essential replacement required to return to normal service. | 25 | 2017-09-29 | 6.5708 | 25.7433 | x | 4 | 3. Moderate | 12352 | Replacement | 7
1018565 | Electrical Installation - Generally | D (Very Poor): Asset runs a serious risk of imminent breakdown or poses a health and safety risk. | Category 0 (Asset Replacement): Essential replacement required to return to normal service. | 35 | 2007-05-27 | 16.9144 | 21.3346 | x | 4 | 4. Significant | 12352 | Replacement | 3
1018566 | Electrical Installation - Generally | B (Average): Asset is sound, operationally safe and exhibits only minor deterioration. | Category 0 (Asset Replacement): Essential replacement required to return to normal service. | 35 | 2004-01-01 | 20.3149 | 40.3915 | x | 4 | 4. Significant | 12352 | Replacement | 3
1018567 | Electrical Installation - Generally | A (Good): Asset is as new and can be expected to perform adequately to its full normal life if maintained appropriately. | Category 0 (Asset Replacement): Essential replacement required to return to normal service. | 35 | 2001-03-25 | 23.0856 | 45.8083 | x | 4 | 4. Significant | 12352 | Replacement | 3
1018568 | Electrical Installation - Generally | A (Good): Asset is as new and can be expected to perform adequately to its full normal life if maintained appropriately. | Category 0 (Asset Replacement): Essential replacement required to return to normal service. | 35 | 2016-06-09 | 7.8768 | 54.499 | x | 4 | 4. Significant | 12352 | Replacement | 3
1018580 | Rainwater Downpipes and Gutters | C (Poor): Asset is operational but major repair or replacement will be needed. | Category 0 (Asset Replacement): Essential replacement required to return to normal service. | 50 | 2017-11-27 | 6.4093 | 35.4363 | x | 4 | 2. Minor | 12352 | Replacement | 14
1018595 | Service Drainage | C (Poor): Asset is operational but major repair or replacement will be needed. | Category 0 (Asset Replacement): Essential replacement required to return to normal service. | 25 | 2004-08-20 | 19.6797 | 22.2563 | x | 4 | 4. Significant | 12352 | Replacement | 3
1018596 | Service Drainage | B (Average): Asset is sound, operationally safe and exhibits only minor deterioration. | Category 0 (Asset Replacement): Essential replacement required to return to normal service. | 25 | 2003-12-28 | 20.3258 | 35.7394 | x | 4 | 4. Significant | 12352 | Replacement | 3
1018597 | Service Drainage | B (Average): Asset is sound, operationally safe and exhibits only minor deterioration. | Category 0 (Asset Replacement): Essential replacement required to return to normal service. | 25 | 2008-05-25 | 15.9179 | 39.2657 | x | 4 | 4. Significant | 12352 | Replacement | 3
1018598 | Service Drainage | B (Average): Asset is sound, operationally safe and exhibits only minor deterioration. | Category 0 (Asset Replacement): Essential replacement required to return to normal service. | 25 | 2015-10-07 | 8.5503 | 45.1598 | x | 4 | 4. Significant | 12352 | Replacement | 3
1018599 | Service Drainage | C (Poor): Asset is operational but major repair or replacement will be needed. | Category 0 (Asset Replacement): Essential replacement required to return to normal service. | 25 | 2003-11-18 | 20.4353 | 21.6517 | x | 4 | 4. Significant | 12352 | Replacement | 3
1018600 | Service Drainage | D (Very Poor): Asset runs a serious risk of imminent breakdown or poses a health and safety risk. | Category 0 (Asset Replacement): Essential replacement required to return to normal service. | 25 | 2022-01-14 | 2.2779 | 29.1777 | x | 4 | 4. Significant | 12352 | Replacement | 3
1018601 | Service Drainage | A (Good): Asset is as new and can be expected to perform adequately to its full normal life if maintained appropriately. | Category 0 (Asset Replacement): Essential replacement required to return to normal service. | 25 | 2005-01-30 | 19.2334 | 43.6133 | x | 4 | 4. Significant | 12352 | Replacement | 3
1018602 | Service Drainage | D (Very Poor): Asset runs a serious risk of imminent breakdown or poses a health and safety risk. | Category 0 (Asset Replacement): Essential replacement required to return to normal service. | 25 | 2008-09-29 | 15.5702 | 18.5439 | x | 4 | 4. Significant | 12352 | Replacement | 3
1018603 | Service Drainage | B (Average): Asset is sound, operationally safe and exhibits only minor deterioration. | Category 0 (Asset Replacement): Essential replacement required to return to normal service. | 25 | 2005-05-06 | 18.9706 | 36.8235 | x | 4 | 4. Significant | 12352 | Replacement | 3
1018604 | Service Drainage | A (Good): Asset is as new and can be expected to perform adequately to its full normal life if maintained appropriately. | Category 0 (Asset Replacement): Essential replacement required to return to normal service. | 25 | 2015-09-17 | 8.6051 | 52.1159 | x | 4 | 4. Significant | 12352 | Replacement | 3
1018605 | Service Drainage | C (Poor): Asset is operational but major repair or replacement will be needed. | Category 0 (Asset Replacement): Essential replacement required to return to normal service. | 25 | 2007-11-04 | 16.4736 | 24.8211 | x | 4 | 4. Significant | 12352 | Replacement | 3
1018606 | Service Drainage | A (Good): Asset is as new and can be expected to perform adequately to its full normal life if maintained appropriately. | Category 0 (Asset Replacement): Essential replacement required to return to normal service. | 25 | 2013-08-18 | 10.6858 | 50.4513 | x | 4 | 4. Significant | 12352 | Replacement | 3
1018607 | Service Drainage | B (Average): Asset is sound, operationally safe and exhibits only minor deterioration. | Category 0 (Asset Replacement): Essential replacement required to return to normal service. | 25 | 2009-02-11 | 15.2005 | 39.8396 | x | 4 | 4. Significant | 12352 | Replacement | 3
1018651 | Showers | B (Average): Asset is sound, operationally safe and exhibits only minor deterioration. | Category 0 (Asset Replacement): Essential replacement required to return to normal service. | 5 | 2021-07-10 | 2.7926 | 40.8296 | x | 4 | 3. Moderate | 12352 | Replacement | 7
1018652 | Showers | D (Very Poor): Asset runs a serious risk of imminent breakdown or poses a health and safety risk. | Category 0 (Asset Replacement): Essential replacement required to return to normal service. | 5 | 2023-12-26 | 0.33128 | 29.6749 | x | 4 | 3. Moderate | 12352 | Replacement | 7
1018653 | Showers | C (Poor): Asset is operational but major repair or replacement will be needed. | Category 0 (Asset Replacement): Essential replacement required to return to normal service. | 5 | 2022-03-30 | 2.0726 | 29.7098 | x | 4 | 3. Moderate | 12352 | Replacement | 7
1018654 | Showers | C (Poor): Asset is operational but major repair or replacement will be needed. | Category 0 (Asset Replacement): Essential replacement required to return to normal service. | 5 | 2022-04-11 | 2.0397 | 29.8412 | x | 4 | 3. Moderate | 12352 | Replacement | 7
1018655 | Showers | D (Very Poor): Asset runs a serious risk of imminent breakdown or poses a health and safety risk. | Category 0 (Asset Replacement): Essential replacement required to return to normal service. | 5 | 2023-11-28 | 0.40794 | 29.3682 | x | 4 | 3. Moderate | 12352 | Replacement | 7
1018656 | Showers | D (Very Poor): Asset runs a serious risk of imminent breakdown or poses a health and safety risk. | Category 0 (Asset Replacement): Essential replacement required to return to normal service. | 5 | 2022-07-10 | 1.7933 | 23.8268 | x | 4 | 3. Moderate | 12352 | Replacement | 7
1018657 | Showers | D (Very Poor): Asset runs a serious risk of imminent breakdown or poses a health and safety risk. | Category 0 (Asset Replacement): Essential replacement required to return to normal service. | 5 | 2020-12-10 | 3.373 | 17.5079 | x | 4 | 3. Moderate | 12352 | Replacement | 7
1018658 | Showers | C (Poor): Asset is operational but major repair or replacement will be needed. | Category 0 (Asset Replacement): Essential replacement required to return to normal service. | 5 | 2021-04-01 | 3.0664 | 25.7344 | x | 4 | 3. Moderate | 12352 | Replacement | 7
1018671 | Fans - Window or Wall Mounted | B (Average): Asset is sound, operationally safe and exhibits only minor deterioration. | Category 0 (Asset Replacement): Essential replacement required to return to normal service. | 15 | 2014-11-14 | 9.4456 | 39.4059 | x | 4 | 2. Minor | 12352 | Replacement | 14
1018672 | Fans - Window or Wall Mounted | C (Poor): Asset is operational but major repair or replacement will be needed. | Category 0 (Asset Replacement): Essential replacement required to return to normal service. | 15 | 2014-01-08 | 10.2943 | 24.2742 | x | 4 | 2. Minor | 12352 | Replacement | 14
1018673 | Fans - Window or Wall Mounted | A (Good): Asset is as new and can be expected to perform adequately to its full normal life if maintained appropriately. | Category 0 (Asset Replacement): Essential replacement required to return to normal service. | 15 | 2010-06-19 | 13.8508 | 40.5323 | x | 4 | 2. Minor | 12352 | Replacement | 14
1018674 | Fans - Window or Wall Mounted | C (Poor): Asset is operational but major repair or replacement will be needed. | Category 0 (Asset Replacement): Essential replacement required to return to normal service. | 15 | 2021-10-06 | 2.5517 | 34.5978 | x | 4 | 2. Minor | 12352 | Replacement | 14
1018675 | Fans - Window or Wall Mounted | D (Very Poor): Asset runs a serious risk of imminent breakdown or poses a health and safety risk. | Category 0 (Asset Replacement): Essential replacement required to return to normal service. | 15 | 2017-08-09 | 6.7105 | 22.0527 | x | 4 | 2. Minor | 12352 | Replacement | 14
1018676 | Fans - Window or Wall Mounted | D (Very Poor): Asset runs a serious risk of imminent breakdown or poses a health and safety risk. | Category 0 (Asset Replacement): Essential replacement required to return to normal service. | 15 | 2010-09-02 | 13.6454 | 12.8061 | x | 4 | 2. Minor | 12352 | Replacement | 14
1018677 | Fans - Window or Wall Mounted | C (Poor): Asset is operational but major repair or replacement will be needed. | Category 0 (Asset Replacement): Essential replacement required to return to normal service. | 15 | 2018-08-28 | 5.6591 | 30.4545 | x | 4 | 2. Minor | 12352 | Replacement | 14
1018678 | Fans - Window or Wall Mounted | C (Poor): Asset is operational but major repair or replacement will be needed. | Category 0 (Asset Replacement): Essential replacement required to return to normal service. | 15 | 2016-06-24 | 7.8357 | 27.5524 | x | 4 | 2. Minor | 12352 | Replacement | 14
1018679 | Fans - Window or Wall Mounted | D (Very Poor): Asset runs a serious risk of imminent breakdown or poses a health and safety risk. | Category 0 (Asset Replacement): Essential replacement required to return to normal service. | 15 | 2012-04-15 | 12.0274 | 14.9635 | x | 4 | 2. Minor | 12352 | Replacement | 14
1018680 | Fans - Window or Wall Mounted | D (Very Poor): Asset runs a serious risk of imminent breakdown or poses a health and safety risk. | Category 0 (Asset Replacement): Essential replacement required to return to normal service. | 15 | 2011-10-07 | 12.5503 | 14.2663 | x | 4 | 2. Minor | 12352 | Replacement | 14
1018681 | Fans - Window or Wall Mounted | B (Average): Asset is sound, operationally safe and exhibits only minor deterioration. | Category 0 (Asset Replacement): Essential replacement required to return to normal service. | 15 | 2017-06-14 | 6.8638 | 42.8483 | x | 4 | 2. Minor | 12352 | Replacement | 14
1018682 | Fans - Window or Wall Mounted | D (Very Poor): Asset runs a serious risk of imminent breakdown or poses a health and safety risk. | Category 0 (Asset Replacement): Essential replacement required to return to normal service. | 15 | 2021-04-04 | 3.0582 | 26.9224 | x | 4 | 2. Minor | 12352 | Replacement | 14
1018683 | Fans - Window or Wall Mounted | A (Good): Asset is as new and can be expected to perform adequately to its full normal life if maintained appropriately. | Category 0 (Asset Replacement): Essential replacement required to return to normal service. | 15 | 2012-10-23 | 11.5044 | 43.6607 | x | 4 | 2. Minor | 12352 | Replacement | 14
1018684 | Fans - Window or Wall Mounted | A (Good): Asset is as new and can be expected to perform adequately to its full normal life if maintained appropriately. | Category 0 (Asset Replacement): Essential replacement required to return to normal service. | 15 | 2019-07-15 | 4.7803 | 52.6263 | x | 4 | 2. Minor | 12352 | Replacement | 14
1018720 | Toilet and Shower Areas | D (Very Poor): Asset runs a serious risk of imminent breakdown or poses a health and safety risk. | Category 0 (Asset Replacement): Essential replacement required to return to normal service. | 25 | 2006-06-25 | 17.8344 | 16.7325 | x | 4 | 3. Moderate | 12352 | Replacement | 7
1018721 | Toilet and Shower Areas | C (Poor): Asset is operational but major repair or replacement will be needed. | Category 0 (Asset Replacement): Essential replacement required to return to normal service. | 25 | 2020-01-19 | 4.2656 | 34.5875 | x | 4 | 3. Moderate | 12352 | Replacement | 7
1018722 | Toilet and Shower Areas | C (Poor): Asset is operational but major repair or replacement will be needed. | Category 0 (Asset Replacement): Essential replacement required to return to normal service. | 25 | 1999-02-09 | 25.2074 | 17.8341 | x | 4 | 3. Moderate | 12352 | Replacement | 7
1018723 | Toilet and Shower Areas | D (Very Poor): Asset runs a serious risk of imminent breakdown or poses a health and safety risk. | Category 0 (Asset Replacement): Essential replacement required to return to normal service. | 25 | 2012-07-14 | 11.781 | 21.5752 | x | 4 | 3. Moderate | 12352 | Replacement | 7
1018724 | Toilet and Shower Areas | B (Average): Asset is sound, operationally safe and exhibits only minor deterioration. | Category 0 (Asset Replacement): Essential replacement required to return to normal service. | 25 | 2010-02-09 | 14.2067 | 40.6346 | x | 4 | 3. Moderate | 12352 | Replacement | 7
1018725 | Toilet and Shower Areas | A (Good): Asset is as new and can be expected to perform adequately to its full normal life if maintained appropriately. | Category 0 (Asset Replacement): Essential replacement required to return to normal service. | 25 | 2013-11-06 | 10.4668 | 50.6266 | x | 4 | 3. Moderate | 12352 | Replacement | 7
1018726 | Toilet and Shower Areas | D (Very Poor): Asset runs a serious risk of imminent breakdown or poses a health and safety risk. | Category 0 (Asset Replacement): Essential replacement required to return to normal service. | 25 | 2012-10-28 | 11.4908 | 21.8074 | x | 4 | 3. Moderate | 12352 | Replacement | 7
1018727 | Toilet and Shower Areas | D (Very Poor): Asset runs a serious risk of imminent breakdown or poses a health and safety risk. | Category 0 (Asset Replacement): Essential replacement required to return to normal service. | 25 | 2023-04-13 | 1.0349 | 30.1721 | x | 4 | 3. Moderate | 12352 | Replacement | 7
1018728 | Toilet and Shower Areas | B (Average): Asset is sound, operationally safe and exhibits only minor deterioration. | Category 0 (Asset Replacement): Essential replacement required to return to normal service. | 25 | 2012-09-26 | 11.5784 | 42.7373 | x | 4 | 3. Moderate | 12352 | Replacement | 7
1018729 | Toilet and Shower Areas | B (Average): Asset is sound, operationally safe and exhibits only minor deterioration. | Category 0 (Asset Replacement): Essential replacement required to return to normal service. | 25 | 1999-02-27 | 25.1581 | 31.8735 | x | 4 | 3. Moderate | 12352 | Replacement | 7
1018730 | Toilet and Shower Areas | A (Good): Asset is as new and can be expected to perform adequately to its full normal life if maintained appropriately. | Category 0 (Asset Replacement): Essential replacement required to return to normal service. | 25 | 2014-04-08 | 10.0479 | 50.9617 | x | 4 | 3. Moderate | 12352 | Replacement | 7
1018731 | Toilet and Shower Areas | B (Average): Asset is sound, operationally safe and exhibits only minor deterioration. | Category 0 (Asset Replacement): Essential replacement required to return to normal service. | 25 | 2021-03-07 | 3.1348 | 49.4921 | x | 4 | 3. Moderate | 12352 | Replacement | 7
1018732 | Toilet and Shower Areas | B (Average): Asset is sound, operationally safe and exhibits only minor deterioration. | Category 0 (Asset Replacement): Essential replacement required to return to normal service. | 25 | 2016-01-14 | 8.2793 | 45.3766 | x | 4 | 3. Moderate | 12352 | Replacement | 7
1018733 | Toilet and Shower Areas | A (Good): Asset is as new and can be expected to perform adequately to its full normal life if maintained appropriately. | Category 0 (Asset Replacement): Essential replacement required to return to normal service. | 25 | 2004-11-12 | 19.4497 | 43.4402 | x | 4 | 3. Moderate | 12352 | Replacement | 7
1018734 | Toilet and Shower Areas | B (Average): Asset is sound, operationally safe and exhibits only minor deterioration. | Category 0 (Asset Replacement): Essential replacement required to return to normal service. | 25 | 2016-10-15 | 7.5264 | 45.9789 | x | 4 | 3. Moderate | 12352 | Replacement | 7
1018735 | Toilet and Shower Areas | C (Poor): Asset is operational but major repair or replacement will be needed. | Category 0 (Asset Replacement): Essential replacement required to return to normal service. | 25 | 2009-01-06 | 15.2991 | 25.7607 | x | 4 | 3. Moderate | 12352 | Replacement | 7
1018736 | Toilet and Shower Areas | A (Good): Asset is as new and can be expected to perform adequately to its full normal life if maintained appropriately. | Category 0 (Asset Replacement): Essential replacement required to return to normal service. | 25 | 2007-05-16 | 16.9446 | 45.4444 | x | 4 | 3. Moderate | 12352 | Replacement | 7
1018737 | Toilet and Shower Areas | D (Very Poor): Asset runs a serious risk of imminent breakdown or poses a health and safety risk. | Category 0 (Asset Replacement): Essential replacement required to return to normal service. | 25 | 2000-11-01 | 23.4798 | 12.2162 | x | 4 | 3. Moderate | 12352 | Replacement | 7
1018814 | Manually operated Vertical & Horizontal blinds | D (Very Poor): Asset runs a serious risk of imminent breakdown or poses a health and safety risk. | Category 0 (Asset Replacement): Essential replacement required to return to normal service. | 20 | 2020-11-26 | 3.4114 | 27.5886 | x | 4 | 1. Negligible | 12352 | Replacement | 28
1018815 | Manually operated Vertical & Horizontal blinds | B (Average): Asset is sound, operationally safe and exhibits only minor deterioration. | Category 0 (Asset Replacement): Essential replacement required to return to normal service. | 20 | 2005-03-14 | 19.1157 | 32.8843 | x | 4 | 1. Negligible | 12352 | Replacement | 28
1018816 | Manually operated Vertical & Horizontal blinds | D (Very Poor): Asset runs a serious risk of imminent breakdown or poses a health and safety risk. | Category 0 (Asset Replacement): Essential replacement required to return to normal service. | 20 | 2012-11-16 | 11.4387 | 19.5613 | x | 4 | 1. Negligible | 12352 | Replacement | 28
1018839 | Windows Internal and External | D (Very Poor): Asset runs a serious risk of imminent breakdown or poses a health and safety risk. | Category 0 (Asset Replacement): Essential replacement required to return to normal service. | 40 | 2005-06-23 | 18.8392 | 21.5804 | x | 4 | 3. Moderate | 12352 | Replacement | 7
1020008 | Access Control | X (Beyond Repair): Asset is inoperable and requires replacement. | Category 0 (Asset Replacement): Essential replacement required to return to normal service. | 15 | 2022-01-14 | 2.2779 | 20.9628 | x | 4 | 4. Significant | 12354 | Replacement | 3
1020073 | Catering Equipment | C (Poor): Asset is operational but major repair or replacement will be needed. | Category 0 (Asset Replacement): Essential replacement required to return to normal service. | 15 | 2016-03-12 | 8.1205 | 27.1727 | x | 4 | 2. Minor | 12355 | Replacement | 14
1020458 | Software Functions | X (Beyond Repair): Asset is inoperable and requires replacement. | Category 0 (Asset Replacement): Essential replacement required to return to normal service. | 5 | 2021-01-08 | 3.2936 | 12.8255 | x | 3 | 4. Significant | 12360 | Replacement | 3
1020751 | Catering Equipment | D (Very Poor): Asset runs a serious risk of imminent breakdown or poses a health and safety risk. | Category 0 (Asset Replacement): Essential replacement required to return to normal service. | 15 | 2011-03-19 | 13.1034 | 15.5289 | x | 3 | 2. Minor | 12362 | Replacement | 14
1020849 | Catering Equipment | B (Average): Asset is sound, operationally safe and exhibits only minor deterioration. | Category 0 (Asset Replacement): Essential replacement required to return to normal service. | 15 | 2014-03-22 | 10.0945 | 40.5407 | x | 3 | 2. Minor | 11138 | Replacement | 14
1021044 | Catering Equipment | C (Poor): Asset is operational but major repair or replacement will be needed. | Category 0 (Asset Replacement): Essential replacement required to return to normal service. | 15 | 2017-10-21 | 6.5106 | 35.3192 | x | 1 | 2. Minor | 12365 | Replacement | 14