## Sheet1
barcode | assetType | assetCondition | assetRepairCategory | assetLifeExpectancy | installationDate | assetAge | riskScore | riskRating | environmentalRating | impactRating | locationID | TypeOfMaintenanceRequired | RequiredWithin
1000000 | Room Air Conditioners | A (Good): Asset is as new and can be expected to perform adequately to its full normal life if maintained appropriately. | Category 4 (Normal): No work required beyond normal maintenance. | 15 | 2019-02-03 | 5.2238 | 89.0349 | x | 3 | 3. Moderate | 10000 | Predictive Maintenance | 365
1000001 | Water Booster Pumps | B (Average): Asset is sound, operationally safe and exhibits only minor deterioration. | Category 3 (Recommended): Minor work required to prevent a deterioration of the service provided by the asset. | 15 | 2018-12-22 | 5.3415 | 74.8779 | x | 3 | 4. Significant | 10001 | Predictive Maintenance | 91.25
1000003 | Cable and Track/Rail Based Safety Systems | B (Average): Asset is sound, operationally safe and exhibits only minor deterioration. | Category 3 (Recommended): Minor work required to prevent a deterioration of the service provided by the asset. | 12 | 2015-03-25 | 9.0869 | 66.8551 | x | 3 | 3. Moderate | 10003 | Predictive Maintenance | 91.25
1000004 | Cable and Track/Rail Based Safety Systems | B (Average): Asset is sound, operationally safe and exhibits only minor deterioration. | Category 3 (Recommended): Minor work required to prevent a deterioration of the service provided by the asset. | 12 | 2020-02-10 | 4.2053 | 74.9911 | x | 3 | 3. Moderate | 10003 | Predictive Maintenance | 91.25
1000005 | Roof and Canopy Fall Protection Systems | B (Average): Asset is sound, operationally safe and exhibits only minor deterioration. | Category 3 (Recommended): Minor work required to prevent a deterioration of the service provided by the asset. | 15 | 2021-03-21 | 3.0965 | 77.8713 | x | 3 | 5. Severe | 10004 | Predictive Maintenance | 28
1000006 | Fixed Access Ladders and Stairs | B (Average): Asset is sound, operationally safe and exhibits only minor deterioration. | Category 3 (Recommended): Minor work required to prevent a deterioration of the service provided by the asset. | 20 | 2013-08-16 | 10.6913 | 71.3087 | x | 3 | 3. Moderate | 10004 | Predictive Maintenance | 91.25
1000007 | Roof and Canopy Fall Protection Systems | B (Average): Asset is sound, operationally safe and exhibits only minor deterioration. | Category 3 (Recommended): Minor work required to prevent a deterioration of the service provided by the asset. | 15 | 2020-03-26 | 4.0821 | 76.5572 | x | 3 | 5. Severe | 10004 | Predictive Maintenance | 28
1000008 | Roof and Canopy Fall Protection Systems | B (Average): Asset is sound, operationally safe and exhibits only minor deterioration. | Category 3 (Recommended): Minor work required to prevent a deterioration of the service provided by the asset. | 15 | 2014-12-19 | 9.3498 | 69.5337 | x | 3 | 5. Severe | 10004 | Predictive Maintenance | 28
1000009 | Roof and Canopy Fall Protection Systems | B (Average): Asset is sound, operationally safe and exhibits only minor deterioration. | Category 3 (Recommended): Minor work required to prevent a deterioration of the service provided by the asset. | 15 | 2019-11-25 | 4.4162 | 76.1118 | x | 3 | 5. Severe | 10004 | Predictive Maintenance | 28
1000010 | Fire Escape External Staircases | B (Average): Asset is sound, operationally safe and exhibits only minor deterioration. | Category 3 (Recommended): Minor work required to prevent a deterioration of the service provided by the asset. | 59 | 2006-08-18 | 17.6865 | 76.0046 | x | 3 | 5. Severe | 10004 | Predictive Maintenance | 28
1000011 | Fixed Access Ladders and Stairs | B (Average): Asset is sound, operationally safe and exhibits only minor deterioration. | Category 3 (Recommended): Minor work required to prevent a deterioration of the service provided by the asset. | 20 | 2010-08-17 | 13.6893 | 68.3107 | x | 3 | 3. Moderate | 10004 | Predictive Maintenance | 91.25
1000012 | Meter Reading - Gas | B (Average): Asset is sound, operationally safe and exhibits only minor deterioration. | Category 3 (Recommended): Minor work required to prevent a deterioration of the service provided by the asset. | 20 | 2008-11-14 | 15.4442 | 62.5558 | x | 5 | 2. Minor | 10005 | Predictive Maintenance | 182.5
1000013 | Solenoid Gas/Oil Shut-off (Safety) Valves | B (Average): Asset is sound, operationally safe and exhibits only minor deterioration. | Category 3 (Recommended): Minor work required to prevent a deterioration of the service provided by the asset. | 15 | 2018-12-02 | 5.3963 | 70.8049 | x | 5 | 5. Severe | 10005 | Predictive Maintenance | 28
1000015 | Web Slings | B (Average): Asset is sound, operationally safe and exhibits only minor deterioration. | Category 3 (Recommended): Minor work required to prevent a deterioration of the service provided by the asset. | 50 | 2022-10-16 | 1.525 | 77.39 | x | 5 | 4. Significant | 10007 | Predictive Maintenance | 91.25
1000016 | Web Slings | B (Average): Asset is sound, operationally safe and exhibits only minor deterioration. | Category 3 (Recommended): Minor work required to prevent a deterioration of the service provided by the asset. | 50 | 2012-05-17 | 11.9398 | 73.2241 | x | 5 | 4. Significant | 10007 | Predictive Maintenance | 91.25
1000017 | Web Slings | B (Average): Asset is sound, operationally safe and exhibits only minor deterioration. | Category 3 (Recommended): Minor work required to prevent a deterioration of the service provided by the asset. | 50 | 2011-12-20 | 12.3477 | 73.0609 | x | 5 | 4. Significant | 10007 | Predictive Maintenance | 91.25
1000021 | Roof and Canopy Fall Protection Systems | B (Average): Asset is sound, operationally safe and exhibits only minor deterioration. | Category 3 (Recommended): Minor work required to prevent a deterioration of the service provided by the asset. | 15 | 2013-12-08 | 10.3792 | 66.1611 | x | 4 | 5. Severe | 10009 | Predictive Maintenance | 28
1000025 | Water Buffer/Surge Tanks | B (Average): Asset is sound, operationally safe and exhibits only minor deterioration. | Category 3 (Recommended): Minor work required to prevent a deterioration of the service provided by the asset. | 25 | 2010-09-14 | 13.6126 | 75.1099 | x | 1 | 4. Significant | 10010 | Predictive Maintenance | 91.25
1000026 | Air Handling Units - General | B (Average): Asset is sound, operationally safe and exhibits only minor deterioration. | Category 3 (Recommended): Minor work required to prevent a deterioration of the service provided by the asset. | 20 | 2021-08-01 | 2.7324 | 83.2676 | x | 1 | 3. Moderate | 10010 | Predictive Maintenance | 91.25
1000027 | Ventilating Fans - General | B (Average): Asset is sound, operationally safe and exhibits only minor deterioration. | Category 3 (Recommended): Minor work required to prevent a deterioration of the service provided by the asset. | 20 | 2007-11-25 | 16.4162 | 69.5838 | x | 1 | 2. Minor | 10010 | Predictive Maintenance | 182.5
1000028 | Pumps - General | B (Average): Asset is sound, operationally safe and exhibits only minor deterioration. | Category 3 (Recommended): Minor work required to prevent a deterioration of the service provided by the asset. | 20 | 2021-09-21 | 2.5927 | 79.4073 | x | 3 | 4. Significant | 10011 | Predictive Maintenance | 91.25
1000029 | Pumps - General | B (Average): Asset is sound, operationally safe and exhibits only minor deterioration. | Category 3 (Recommended): Minor work required to prevent a deterioration of the service provided by the asset. | 20 | 2008-11-09 | 15.4579 | 66.5421 | x | 3 | 4. Significant | 10011 | Predictive Maintenance | 91.25
1000030 | Heat meter, calculator and temperature probes | B (Average): Asset is sound, operationally safe and exhibits only minor deterioration. | Category 3 (Recommended): Minor work required to prevent a deterioration of the service provided by the asset. | 15 | 2022-08-15 | 1.6947 | 79.7404 | x | 3 | 2. Minor | 10011 | Predictive Maintenance | 182.5
1000031 | Heat meter, calculator and temperature probes | B (Average): Asset is sound, operationally safe and exhibits only minor deterioration. | Category 3 (Recommended): Minor work required to prevent a deterioration of the service provided by the asset. | 15 | 2021-09-12 | 2.6174 | 78.5102 | x | 3 | 2. Minor | 10011 | Predictive Maintenance | 182.5
1000032 | Heat meter, calculator and temperature probes | B (Average): Asset is sound, operationally safe and exhibits only minor deterioration. | Category 3 (Recommended): Minor work required to prevent a deterioration of the service provided by the asset. | 15 | 2013-12-02 | 10.3956 | 68.1392 | x | 3 | 2. Minor | 10011 | Predictive Maintenance | 182.5
1000033 | Heat meter, calculator and temperature probes | B (Average): Asset is sound, operationally safe and exhibits only minor deterioration. | Category 3 (Recommended): Minor work required to prevent a deterioration of the service provided by the asset. | 15 | 2018-12-08 | 5.3799 | 74.8268 | x | 3 | 2. Minor | 10011 | Predictive Maintenance | 182.5
1000035 | Air Handling Units - General | B (Average): Asset is sound, operationally safe and exhibits only minor deterioration. | Category 3 (Recommended): Minor work required to prevent a deterioration of the service provided by the asset. | 20 | 2013-01-26 | 11.2444 | 68.7556 | x | 4 | 3. Moderate | 10009 | Predictive Maintenance | 91.25
1000036 | Pumps - General | B (Average): Asset is sound, operationally safe and exhibits only minor deterioration. | Category 3 (Recommended): Minor work required to prevent a deterioration of the service provided by the asset. | 20 | 2009-05-04 | 14.976 | 67.024 | x | 3 | 4. Significant | 10011 | Predictive Maintenance | 91.25
1000037 | Pumps - General | B (Average): Asset is sound, operationally safe and exhibits only minor deterioration. | Category 3 (Recommended): Minor work required to prevent a deterioration of the service provided by the asset. | 20 | 2016-07-26 | 7.7481 | 74.2519 | x | 3 | 4. Significant | 10011 | Predictive Maintenance | 91.25
1000038 | Pumps - General | B (Average): Asset is sound, operationally safe and exhibits only minor deterioration. | Category 3 (Recommended): Minor work required to prevent a deterioration of the service provided by the asset. | 20 | 2013-01-04 | 11.3046 | 70.6954 | x | 3 | 4. Significant | 10011 | Predictive Maintenance | 91.25
1000039 | Pumps - General | B (Average): Asset is sound, operationally safe and exhibits only minor deterioration. | Category 3 (Recommended): Minor work required to prevent a deterioration of the service provided by the asset. | 20 | 2019-04-05 | 5.0568 | 76.9432 | x | 3 | 4. Significant | 10011 | Predictive Maintenance | 91.25
1000041 | Pumps - General | B (Average): Asset is sound, operationally safe and exhibits only minor deterioration. | Category 3 (Recommended): Minor work required to prevent a deterioration of the service provided by the asset. | 20 | 2015-08-03 | 8.7283 | 73.2717 | x | 3 | 4. Significant | 10011 | Predictive Maintenance | 91.25
1000042 | Roof and Canopy Fall Protection Systems | B (Average): Asset is sound, operationally safe and exhibits only minor deterioration. | Category 3 (Recommended): Minor work required to prevent a deterioration of the service provided by the asset. | 15 | 2019-09-15 | 4.6105 | 79.8526 | x | 1 | 5. Severe | 10010 | Predictive Maintenance | 28
1000044 | Cable and Track/Rail Based Safety Systems | B (Average): Asset is sound, operationally safe and exhibits only minor deterioration. | Category 3 (Recommended): Minor work required to prevent a deterioration of the service provided by the asset. | 12 | 2013-07-23 | 10.757 | 68.0716 | x | 1 | 3. Moderate | 10010 | Predictive Maintenance | 91.25
1000045 | Ventilating Fans - General | B (Average): Asset is sound, operationally safe and exhibits only minor deterioration. | Category 3 (Recommended): Minor work required to prevent a deterioration of the service provided by the asset. | 20 | 2005-04-17 | 19.0226 | 66.9774 | x | 1 | 2. Minor | 10010 | Predictive Maintenance | 182.5
1000046 | Ventilating Fans - General | B (Average): Asset is sound, operationally safe and exhibits only minor deterioration. | Category 3 (Recommended): Minor work required to prevent a deterioration of the service provided by the asset. | 20 | 2006-10-28 | 17.4921 | 68.5079 | x | 1 | 2. Minor | 10010 | Predictive Maintenance | 182.5
1000047 | Ventilating Fans - General | B (Average): Asset is sound, operationally safe and exhibits only minor deterioration. | Category 3 (Recommended): Minor work required to prevent a deterioration of the service provided by the asset. | 20 | 2020-07-12 | 3.7864 | 82.2136 | x | 1 | 2. Minor | 10010 | Predictive Maintenance | 182.5
1000048 | Ventilating Fans - General | B (Average): Asset is sound, operationally safe and exhibits only minor deterioration. | Category 3 (Recommended): Minor work required to prevent a deterioration of the service provided by the asset. | 20 | 2011-10-03 | 12.5613 | 73.4387 | x | 1 | 2. Minor | 10010 | Predictive Maintenance | 182.5
1000049 | Ventilating Fans - General | B (Average): Asset is sound, operationally safe and exhibits only minor deterioration. | Category 3 (Recommended): Minor work required to prevent a deterioration of the service provided by the asset. | 20 | 2009-08-16 | 14.6913 | 71.3087 | x | 1 | 2. Minor | 10010 | Predictive Maintenance | 182.5
1000050 | Ventilating Fans - General | B (Average): Asset is sound, operationally safe and exhibits only minor deterioration. | Category 3 (Recommended): Minor work required to prevent a deterioration of the service provided by the asset. | 20 | 2018-03-20 | 6.0999 | 79.9001 | x | 1 | 2. Minor | 10010 | Predictive Maintenance | 182.5
1000052 | Ventilating Fans - General | A (Good): Asset is as new and can be expected to perform adequately to its full normal life if maintained appropriately. | Category 3 (Recommended): Minor work required to prevent a deterioration of the service provided by the asset. | 20 | 2010-01-17 | 14.2697 | 72.7303 | x | 4 | 2. Minor | 10009 | Predictive Maintenance | 182.5
1000055 | Room Air Conditioners | B (Average): Asset is sound, operationally safe and exhibits only minor deterioration. | Category 3 (Recommended): Minor work required to prevent a deterioration of the service provided by the asset. | 15 | 2019-08-26 | 4.6653 | 73.7796 | x | 4 | 3. Moderate | 10009 | Predictive Maintenance | 91.25
1000056 | Room Air Conditioners | B (Average): Asset is sound, operationally safe and exhibits only minor deterioration. | Category 3 (Recommended): Minor work required to prevent a deterioration of the service provided by the asset. | 15 | 2013-09-17 | 10.6037 | 65.8617 | x | 4 | 3. Moderate | 10009 | Predictive Maintenance | 91.25
1000058 | Cable and Track/Rail Based Safety Systems | B (Average): Asset is sound, operationally safe and exhibits only minor deterioration. | Category 3 (Recommended): Minor work required to prevent a deterioration of the service provided by the asset. | 12 | 2015-12-12 | 8.3696 | 66.0507 | x | 4 | 3. Moderate | 10009 | Predictive Maintenance | 91.25
1000059 | Meter Reading - Water | B (Average): Asset is sound, operationally safe and exhibits only minor deterioration. | Category 3 (Recommended): Minor work required to prevent a deterioration of the service provided by the asset. | 20 | 2015-05-31 | 8.9035 | 69.0965 | x | 5 | 2. Minor | 10005 | Predictive Maintenance | 182.5
1000060 | Meter Reading - Water | B (Average): Asset is sound, operationally safe and exhibits only minor deterioration. | Category 3 (Recommended): Minor work required to prevent a deterioration of the service provided by the asset. | 20 | 2023-05-28 | 0.9117 | 77.0883 | x | 5 | 2. Minor | 10005 | Predictive Maintenance | 182.5
1000061 | Condensers - Air Cooled | B (Average): Asset is sound, operationally safe and exhibits only minor deterioration. | Category 3 (Recommended): Minor work required to prevent a deterioration of the service provided by the asset. | 20 | 2009-02-28 | 15.154 | 70.846 | x | 1 | 4. Significant | 10003 | Predictive Maintenance | 91.25
1000062 | Condensers - Air Cooled | B (Average): Asset is sound, operationally safe and exhibits only minor deterioration. | Category 3 (Recommended): Minor work required to prevent a deterioration of the service provided by the asset. | 20 | 2006-02-08 | 18.2094 | 67.7906 | x | 1 | 4. Significant | 10003 | Predictive Maintenance | 91.25
1000063 | Condensers - Air Cooled | B (Average): Asset is sound, operationally safe and exhibits only minor deterioration. | Category 3 (Recommended): Minor work required to prevent a deterioration of the service provided by the asset. | 20 | 2015-06-21 | 8.846 | 77.154 | x | 1 | 4. Significant | 10003 | Predictive Maintenance | 91.25
1000064 | Condensers - Air Cooled | B (Average): Asset is sound, operationally safe and exhibits only minor deterioration. | Category 3 (Recommended): Minor work required to prevent a deterioration of the service provided by the asset. | 20 | 2023-12-16 | 0.35866 | 85.6413 | x | 1 | 4. Significant | 10003 | Predictive Maintenance | 91.25
1000065 | Condensers - Air Cooled | B (Average): Asset is sound, operationally safe and exhibits only minor deterioration. | Category 3 (Recommended): Minor work required to prevent a deterioration of the service provided by the asset. | 20 | 2017-06-06 | 6.8857 | 79.1143 | x | 1 | 4. Significant | 10003 | Predictive Maintenance | 91.25
1000066 | Condensers - Air Cooled | B (Average): Asset is sound, operationally safe and exhibits only minor deterioration. | Category 3 (Recommended): Minor work required to prevent a deterioration of the service provided by the asset. | 20 | 2019-03-21 | 5.0979 | 80.9021 | x | 1 | 4. Significant | 10003 | Predictive Maintenance | 91.25
1000067 | Condensers - Air Cooled | B (Average): Asset is sound, operationally safe and exhibits only minor deterioration. | Category 3 (Recommended): Minor work required to prevent a deterioration of the service provided by the asset. | 20 | 2006-10-26 | 17.4976 | 68.5024 | x | 1 | 4. Significant | 10003 | Predictive Maintenance | 91.25
1000068 | Condensers - Air Cooled | B (Average): Asset is sound, operationally safe and exhibits only minor deterioration. | Category 3 (Recommended): Minor work required to prevent a deterioration of the service provided by the asset. | 20 | 2014-07-18 | 9.7714 | 76.2286 | x | 1 | 4. Significant | 10003 | Predictive Maintenance | 91.25
1000071 | Room Air Conditioners | B (Average): Asset is sound, operationally safe and exhibits only minor deterioration. | Category 3 (Recommended): Minor work required to prevent a deterioration of the service provided by the asset. | 15 | 2019-02-13 | 5.1964 | 79.0714 | x | 1 | 3. Moderate | 10003 | Predictive Maintenance | 91.25
1000073 | Fixed Access Ladders and Stairs | B (Average): Asset is sound, operationally safe and exhibits only minor deterioration. | Category 3 (Recommended): Minor work required to prevent a deterioration of the service provided by the asset. | 20 | 2016-06-28 | 7.8248 | 78.1752 | x | 1 | 3. Moderate | 10003 | Predictive Maintenance | 91.25
1000074 | Cable and Track/Rail Based Safety Systems | B (Average): Asset is sound, operationally safe and exhibits only minor deterioration. | Category 3 (Recommended): Minor work required to prevent a deterioration of the service provided by the asset. | 12 | 2016-08-12 | 7.7016 | 73.164 | x | 1 | 3. Moderate | 10003 | Predictive Maintenance | 91.25
1000075 | Fixed Access Ladders and Stairs | B (Average): Asset is sound, operationally safe and exhibits only minor deterioration. | Category 3 (Recommended): Minor work required to prevent a deterioration of the service provided by the asset. | 20 | 2022-03-16 | 2.1109 | 83.8891 | x | 1 | 3. Moderate | 10003 | Predictive Maintenance | 91.25
1000076 | Cable and Track/Rail Based Safety Systems | B (Average): Asset is sound, operationally safe and exhibits only minor deterioration. | Category 3 (Recommended): Minor work required to prevent a deterioration of the service provided by the asset. | 12 | 2014-01-03 | 10.308 | 68.82 | x | 1 | 3. Moderate | 10003 | Predictive Maintenance | 91.25
1000077 | Cable and Track/Rail Based Safety Systems | B (Average): Asset is sound, operationally safe and exhibits only minor deterioration. | Category 3 (Recommended): Minor work required to prevent a deterioration of the service provided by the asset. | 12 | 2022-07-29 | 1.7413 | 83.0979 | x | 1 | 3. Moderate | 10003 | Predictive Maintenance | 91.25
1000078 | Sump Pumps and Extended Shaft Sump Pumps | B (Average): Asset is sound, operationally safe and exhibits only minor deterioration. | Category 3 (Recommended): Minor work required to prevent a deterioration of the service provided by the asset. | 11 | 2019-04-10 | 5.0431 | 68.8307 | x | 5 | 5. Severe | 10012 | Predictive Maintenance | 28
1000079 | Sewage or Drainage Pumps Submersible | B (Average): Asset is sound, operationally safe and exhibits only minor deterioration. | Category 3 (Recommended): Minor work required to prevent a deterioration of the service provided by the asset. | 15 | 2011-06-29 | 12.8241 | 66.9012 | x | 2 | 4. Significant | 10013 | Predictive Maintenance | 91.25
1000080 | Sewage or Drainage Pumps Submersible | A (Good): Asset is as new and can be expected to perform adequately to its full normal life if maintained appropriately. | Category 4 (Normal): No work required beyond normal maintenance. | 15 | 2018-03-04 | 6.1437 | 89.8084 | x | 2 | 4. Significant | 10013 | Predictive Maintenance | 162.5
1000081 | Sewage or Drainage Pumps Submersible | A (Good): Asset is as new and can be expected to perform adequately to its full normal life if maintained appropriately. | Category 4 (Normal): No work required beyond normal maintenance. | 15 | 2011-08-07 | 12.7173 | 81.0436 | x | 2 | 4. Significant | 10013 | Predictive Maintenance | 162.5
1000082 | Meter Reading - Water | B (Average): Asset is sound, operationally safe and exhibits only minor deterioration. | Category 3 (Recommended): Minor work required to prevent a deterioration of the service provided by the asset. | 20 | 2012-10-28 | 11.4908 | 72.5092 | x | 2 | 2. Minor | 10013 | Predictive Maintenance | 182.5
1000083 | Meter Reading - Water | B (Average): Asset is sound, operationally safe and exhibits only minor deterioration. | Category 3 (Recommended): Minor work required to prevent a deterioration of the service provided by the asset. | 20 | 2004-03-31 | 20.0684 | 63.9316 | x | 2 | 2. Minor | 10013 | Predictive Maintenance | 182.5
1000084 | Meter Reading - Water | B (Average): Asset is sound, operationally safe and exhibits only minor deterioration. | Category 3 (Recommended): Minor work required to prevent a deterioration of the service provided by the asset. | 20 | 2010-11-22 | 13.4237 | 70.5763 | x | 2 | 2. Minor | 10013 | Predictive Maintenance | 182.5
1000085 | Emergency eye wash station (Plumbed System) | B (Average): Asset is sound, operationally safe and exhibits only minor deterioration. | Category 3 (Recommended): Minor work required to prevent a deterioration of the service provided by the asset. | 10 | 2016-11-26 | 7.4114 | 71.1773 | x | 1 | 3. Moderate | 10014 | Predictive Maintenance | 91.25
1000086 | Emergency eye wash station (Plumbed System) | B (Average): Asset is sound, operationally safe and exhibits only minor deterioration. | Category 3 (Recommended): Minor work required to prevent a deterioration of the service provided by the asset. | 10 | 2017-11-07 | 6.4641 | 67.0719 | x | 4 | 3. Moderate | 10015 | Predictive Maintenance | 91.25
1000087 | Air Handling Units - General | B (Average): Asset is sound, operationally safe and exhibits only minor deterioration. | Category 3 (Recommended): Minor work required to prevent a deterioration of the service provided by the asset. | 20 | 2023-01-08 | 1.295 | 76.705 | x | 5 | 3. Moderate | 10016 | Predictive Maintenance | 91.25
1000088 | Air Handling Units - General | B (Average): Asset is sound, operationally safe and exhibits only minor deterioration. | Category 3 (Recommended): Minor work required to prevent a deterioration of the service provided by the asset. | 20 | 2012-06-03 | 11.8932 | 66.1068 | x | 5 | 3. Moderate | 10016 | Predictive Maintenance | 91.25
1000089 | Solenoid Gas/Oil Shut-off (Safety) Valves | B (Average): Asset is sound, operationally safe and exhibits only minor deterioration. | Category 3 (Recommended): Minor work required to prevent a deterioration of the service provided by the asset. | 15 | 2018-08-28 | 5.6591 | 76.4545 | x | 2 | 5. Severe | 10013 | Predictive Maintenance | 28
1000090 | Air Handling Units - General | B (Average): Asset is sound, operationally safe and exhibits only minor deterioration. | Category 3 (Recommended): Minor work required to prevent a deterioration of the service provided by the asset. | 20 | 2010-04-07 | 14.0507 | 63.9493 | x | 5 | 3. Moderate | 10016 | Predictive Maintenance | 91.25
1000091 | Air Handling Units - General | B (Average): Asset is sound, operationally safe and exhibits only minor deterioration. | Category 3 (Recommended): Minor work required to prevent a deterioration of the service provided by the asset. | 20 | 2011-10-05 | 12.5558 | 65.4442 | x | 5 | 3. Moderate | 10016 | Predictive Maintenance | 91.25
1000092 | Sewage or Drainage Pumps Submersible | B (Average): Asset is sound, operationally safe and exhibits only minor deterioration. | Category 3 (Recommended): Minor work required to prevent a deterioration of the service provided by the asset. | 15 | 2018-03-26 | 6.0835 | 69.8887 | x | 5 | 4. Significant | 10017 | Predictive Maintenance | 91.25
1000093 | Sewage or Drainage Pumps Submersible | A (Good): Asset is as new and can be expected to perform adequately to its full normal life if maintained appropriately. | Category 4 (Normal): No work required beyond normal maintenance. | 15 | 2013-04-10 | 11.0418 | 77.2777 | x | 5 | 4. Significant | 10017 | Predictive Maintenance | 162.5
1000094 | Sewage or Drainage Pumps Submersible | A (Good): Asset is as new and can be expected to perform adequately to its full normal life if maintained appropriately. | Category 4 (Normal): No work required beyond normal maintenance. | 15 | 2011-01-25 | 13.2485 | 74.3354 | x | 5 | 4. Significant | 10017 | Predictive Maintenance | 162.5
1000095 | Sewage or Drainage Pumps Submersible | A (Good): Asset is as new and can be expected to perform adequately to its full normal life if maintained appropriately. | Category 4 (Normal): No work required beyond normal maintenance. | 15 | 2012-11-10 | 11.4552 | 76.7264 | x | 5 | 4. Significant | 10017 | Predictive Maintenance | 162.5
1000096 | Sewage or Drainage Pumps Submersible | A (Good): Asset is as new and can be expected to perform adequately to its full normal life if maintained appropriately. | Category 4 (Normal): No work required beyond normal maintenance. | 15 | 2021-11-09 | 2.4586 | 88.7219 | x | 5 | 4. Significant | 10017 | Predictive Maintenance | 162.5
1000097 | Sewage or Drainage Pumps Submersible | A (Good): Asset is as new and can be expected to perform adequately to its full normal life if maintained appropriately. | Category 4 (Normal): No work required beyond normal maintenance. | 15 | 2020-07-31 | 3.7344 | 87.0208 | x | 5 | 4. Significant | 10017 | Predictive Maintenance | 162.5
1000098 | Sump Pumps and Extended Shaft Sump Pumps | B (Average): Asset is sound, operationally safe and exhibits only minor deterioration. | Category 3 (Recommended): Minor work required to prevent a deterioration of the service provided by the asset. | 11 | 2023-08-21 | 0.67899 | 78.7655 | x | 4 | 5. Severe | 10018 | Predictive Maintenance | 28
1000099 | Sump Pumps and Extended Shaft Sump Pumps | B (Average): Asset is sound, operationally safe and exhibits only minor deterioration. | Category 3 (Recommended): Minor work required to prevent a deterioration of the service provided by the asset. | 11 | 2022-01-30 | 2.2341 | 75.938 | x | 4 | 5. Severe | 10018 | Predictive Maintenance | 28
1000100 | Sewage or Drainage Pumps Submersible | A (Good): Asset is as new and can be expected to perform adequately to its full normal life if maintained appropriately. | Category 4 (Normal): No work required beyond normal maintenance. | 15 | 2012-01-05 | 12.3039 | 75.5948 | x | 5 | 4. Significant | 10017 | Predictive Maintenance | 162.5
1000101 | Ventilating Fans - General | B (Average): Asset is sound, operationally safe and exhibits only minor deterioration. | Category 3 (Recommended): Minor work required to prevent a deterioration of the service provided by the asset. | 20 | 2008-09-04 | 15.6386 | 64.3614 | x | 4 | 2. Minor | 10019 | Predictive Maintenance | 182.5
1000102 | Ventilating Fans - General | B (Average): Asset is sound, operationally safe and exhibits only minor deterioration. | Category 3 (Recommended): Minor work required to prevent a deterioration of the service provided by the asset. | 20 | 2018-06-08 | 5.8809 | 74.1191 | x | 4 | 2. Minor | 10019 | Predictive Maintenance | 182.5
1000103 | Ventilating Fans - General | B (Average): Asset is sound, operationally safe and exhibits only minor deterioration. | Category 3 (Recommended): Minor work required to prevent a deterioration of the service provided by the asset. | 20 | 2022-11-18 | 1.4346 | 78.5654 | x | 4 | 2. Minor | 10019 | Predictive Maintenance | 182.5
1000104 | Ventilating Fans - General | B (Average): Asset is sound, operationally safe and exhibits only minor deterioration. | Category 3 (Recommended): Minor work required to prevent a deterioration of the service provided by the asset. | 20 | 2007-11-23 | 16.4216 | 63.5784 | x | 4 | 2. Minor | 10019 | Predictive Maintenance | 182.5
1000105 | Sewage or Drainage Pumps Submersible | B (Average): Asset is sound, operationally safe and exhibits only minor deterioration. | Category 3 (Recommended): Minor work required to prevent a deterioration of the service provided by the asset. | 15 | 2015-03-02 | 9.1499 | 67.8001 | x | 4 | 4. Significant | 10019 | Predictive Maintenance | 91.25
1000106 | Sewage or Drainage Pumps Submersible | B (Average): Asset is sound, operationally safe and exhibits only minor deterioration. | Category 3 (Recommended): Minor work required to prevent a deterioration of the service provided by the asset. | 15 | 2021-10-19 | 2.5161 | 76.6452 | x | 4 | 4. Significant | 10019 | Predictive Maintenance | 91.25
1000107 | Meter Reading - Gas | B (Average): Asset is sound, operationally safe and exhibits only minor deterioration. | Category 3 (Recommended): Minor work required to prevent a deterioration of the service provided by the asset. | 20 | 2022-11-27 | 1.41 | 76.59 | x | 5 | 2. Minor | 10017 | Predictive Maintenance | 182.5
1000108 | Heat meter, calculator and temperature probes | B (Average): Asset is sound, operationally safe and exhibits only minor deterioration. | Category 3 (Recommended): Minor work required to prevent a deterioration of the service provided by the asset. | 15 | 2014-10-12 | 9.5359 | 65.2854 | x | 5 | 2. Minor | 10017 | Predictive Maintenance | 182.5
1000109 | Heat meter, calculator and temperature probes | B (Average): Asset is sound, operationally safe and exhibits only minor deterioration. | Category 3 (Recommended): Minor work required to prevent a deterioration of the service provided by the asset. | 15 | 2021-02-04 | 3.2197 | 73.707 | x | 5 | 2. Minor | 10017 | Predictive Maintenance | 182.5
1000110 | Heat meter, calculator and temperature probes | B (Average): Asset is sound, operationally safe and exhibits only minor deterioration. | Category 3 (Recommended): Minor work required to prevent a deterioration of the service provided by the asset. | 15 | 2012-02-01 | 12.23 | 61.6934 | x | 5 | 2. Minor | 10017 | Predictive Maintenance | 182.5
1000111 | Heat meter, calculator and temperature probes | B (Average): Asset is sound, operationally safe and exhibits only minor deterioration. | Category 3 (Recommended): Minor work required to prevent a deterioration of the service provided by the asset. | 15 | 2016-05-31 | 7.9014 | 67.4648 | x | 5 | 2. Minor | 10017 | Predictive Maintenance | 182.5
1000112 | Heat meter, calculator and temperature probes | B (Average): Asset is sound, operationally safe and exhibits only minor deterioration. | Category 3 (Recommended): Minor work required to prevent a deterioration of the service provided by the asset. | 15 | 2010-01-06 | 14.2998 | 58.9336 | x | 5 | 2. Minor | 10017 | Predictive Maintenance | 182.5
1000113 | Heat meter, calculator and temperature probes | B (Average): Asset is sound, operationally safe and exhibits only minor deterioration. | Category 3 (Recommended): Minor work required to prevent a deterioration of the service provided by the asset. | 15 | 2013-05-11 | 10.9569 | 63.3908 | x | 5 | 2. Minor | 10017 | Predictive Maintenance | 182.5
1000114 | Heat meter, calculator and temperature probes | B (Average): Asset is sound, operationally safe and exhibits only minor deterioration. | Category 3 (Recommended): Minor work required to prevent a deterioration of the service provided by the asset. | 15 | 2015-02-13 | 9.1964 | 65.7381 | x | 5 | 2. Minor | 10017 | Predictive Maintenance | 182.5
1000115 | Heat meter, calculator and temperature probes | B (Average): Asset is sound, operationally safe and exhibits only minor deterioration. | Category 3 (Recommended): Minor work required to prevent a deterioration of the service provided by the asset. | 15 | 2022-11-24 | 1.4182 | 76.1091 | x | 5 | 2. Minor | 10017 | Predictive Maintenance | 182.5
1000116 | Ventilating Fans - General | A (Good): Asset is as new and can be expected to perform adequately to its full normal life if maintained appropriately. | Category 4 (Normal): No work required beyond normal maintenance. | 20 | 2017-08-04 | 6.7242 | 85.2758 | x | 5 | 2. Minor | 10017 | Predictive Maintenance | 365
1000117 | Ventilating Fans - General | A (Good): Asset is as new and can be expected to perform adequately to its full normal life if maintained appropriately. | Category 4 (Normal): No work required beyond normal maintenance. | 20 | 2021-06-02 | 2.8966 | 89.1034 | x | 5 | 2. Minor | 10017 | Predictive Maintenance | 365
1000118 | Packaged Chiller Units | B (Average): Asset is sound, operationally safe and exhibits only minor deterioration. | Category 3 (Recommended): Minor work required to prevent a deterioration of the service provided by the asset. | 20 | 2018-04-01 | 6.0671 | 73.9329 | x | 4 | 4. Significant | 10019 | Predictive Maintenance | 91.25
1000119 | Packaged Chiller Units | B (Average): Asset is sound, operationally safe and exhibits only minor deterioration. | Category 3 (Recommended): Minor work required to prevent a deterioration of the service provided by the asset. | 20 | 2013-03-29 | 11.0746 | 68.9254 | x | 4 | 4. Significant | 10019 | Predictive Maintenance | 91.25
1000120 | Packaged Chiller Units | B (Average): Asset is sound, operationally safe and exhibits only minor deterioration. | Category 3 (Recommended): Minor work required to prevent a deterioration of the service provided by the asset. | 20 | 2018-10-15 | 5.5277 | 74.4723 | x | 4 | 4. Significant | 10019 | Predictive Maintenance | 91.25
1000121 | Fixed Access Ladders and Stairs | B (Average): Asset is sound, operationally safe and exhibits only minor deterioration. | Category 3 (Recommended): Minor work required to prevent a deterioration of the service provided by the asset. | 20 | 2009-09-10 | 14.6229 | 65.3771 | x | 4 | 3. Moderate | 10019 | Predictive Maintenance | 91.25
1000122 | Heat meter, calculator and temperature probes | B (Average): Asset is sound, operationally safe and exhibits only minor deterioration. | Category 3 (Recommended): Minor work required to prevent a deterioration of the service provided by the asset. | 15 | 2012-02-22 | 12.1725 | 61.77 | x | 5 | 2. Minor | 10017 | Predictive Maintenance | 182.5
1000123 | Heat meter, calculator and temperature probes | B (Average): Asset is sound, operationally safe and exhibits only minor deterioration. | Category 3 (Recommended): Minor work required to prevent a deterioration of the service provided by the asset. | 15 | 2021-06-22 | 2.8419 | 74.2108 | x | 5 | 2. Minor | 10017 | Predictive Maintenance | 182.5
1000124 | Heat meter, calculator and temperature probes | B (Average): Asset is sound, operationally safe and exhibits only minor deterioration. | Category 3 (Recommended): Minor work required to prevent a deterioration of the service provided by the asset. | 15 | 2022-10-18 | 1.5195 | 75.974 | x | 5 | 2. Minor | 10017 | Predictive Maintenance | 182.5
1000125 | Heat meter, calculator and temperature probes | B (Average): Asset is sound, operationally safe and exhibits only minor deterioration. | Category 3 (Recommended): Minor work required to prevent a deterioration of the service provided by the asset. | 15 | 2010-04-17 | 14.0233 | 59.3023 | x | 5 | 2. Minor | 10017 | Predictive Maintenance | 182.5
1000126 | Heat meter, calculator and temperature probes | B (Average): Asset is sound, operationally safe and exhibits only minor deterioration. | Category 3 (Recommended): Minor work required to prevent a deterioration of the service provided by the asset. | 15 | 2011-07-25 | 12.7529 | 60.9961 | x | 5 | 2. Minor | 10017 | Predictive Maintenance | 182.5
1000127 | Heat meter, calculator and temperature probes | B (Average): Asset is sound, operationally safe and exhibits only minor deterioration. | Category 3 (Recommended): Minor work required to prevent a deterioration of the service provided by the asset. | 15 | 2016-01-24 | 8.2519 | 66.9975 | x | 5 | 2. Minor | 10017 | Predictive Maintenance | 182.5
1000128 | Heat meter, calculator and temperature probes | B (Average): Asset is sound, operationally safe and exhibits only minor deterioration. | Category 3 (Recommended): Minor work required to prevent a deterioration of the service provided by the asset. | 15 | 2010-08-29 | 13.6564 | 59.7915 | x | 5 | 2. Minor | 10017 | Predictive Maintenance | 182.5
1000129 | Heat meter, calculator and temperature probes | B (Average): Asset is sound, operationally safe and exhibits only minor deterioration. | Category 3 (Recommended): Minor work required to prevent a deterioration of the service provided by the asset. | 15 | 2013-11-29 | 10.4038 | 64.1282 | x | 5 | 2. Minor | 10017 | Predictive Maintenance | 182.5
1000130 | Ventilating Fans - General | B (Average): Asset is sound, operationally safe and exhibits only minor deterioration. | Category 3 (Recommended): Minor work required to prevent a deterioration of the service provided by the asset. | 20 | 2019-11-08 | 4.4627 | 75.5373 | x | 4 | 2. Minor | 10019 | Predictive Maintenance | 182.5
1000131 | Ventilating Fans - General | B (Average): Asset is sound, operationally safe and exhibits only minor deterioration. | Category 3 (Recommended): Minor work required to prevent a deterioration of the service provided by the asset. | 20 | 2005-09-02 | 18.6448 | 61.3552 | x | 4 | 2. Minor | 10019 | Predictive Maintenance | 182.5
1000132 | Emergency eye wash station (Plumbed System) | B (Average): Asset is sound, operationally safe and exhibits only minor deterioration. | Category 3 (Recommended): Minor work required to prevent a deterioration of the service provided by the asset. | 10 | 2018-04-19 | 6.0178 | 65.9644 | x | 5 | 3. Moderate | 10020 | Predictive Maintenance | 91.25
1000133 | Trace Heating - Electrical | B (Average): Asset is sound, operationally safe and exhibits only minor deterioration. | Category 3 (Recommended): Minor work required to prevent a deterioration of the service provided by the asset. | 20 | 2022-12-02 | 1.3963 | 76.6037 | x | 5 | 4. Significant | 10020 | Predictive Maintenance | 91.25
1000134 | Trace Heating - Electrical | B (Average): Asset is sound, operationally safe and exhibits only minor deterioration. | Category 3 (Recommended): Minor work required to prevent a deterioration of the service provided by the asset. | 20 | 2008-04-12 | 16.0356 | 61.9644 | x | 5 | 4. Significant | 10020 | Predictive Maintenance | 91.25
1000135 | Cable and Track/Rail Based Safety Systems | B (Average): Asset is sound, operationally safe and exhibits only minor deterioration. | Category 3 (Recommended): Minor work required to prevent a deterioration of the service provided by the asset. | 12 | 2022-10-27 | 1.4949 | 77.5086 | x | 4 | 3. Moderate | 10019 | Predictive Maintenance | 91.25
1000136 | Packaged Chiller Units | B (Average): Asset is sound, operationally safe and exhibits only minor deterioration. | Category 3 (Recommended): Minor work required to prevent a deterioration of the service provided by the asset. | 20 | 2008-05-11 | 15.9562 | 64.0438 | x | 4 | 4. Significant | 10019 | Predictive Maintenance | 91.25
1000137 | Fixed Access Ladders and Stairs | B (Average): Asset is sound, operationally safe and exhibits only minor deterioration. | Category 3 (Recommended): Minor work required to prevent a deterioration of the service provided by the asset. | 20 | 2007-02-27 | 17.1581 | 62.8419 | x | 4 | 3. Moderate | 10021 | Predictive Maintenance | 91.25
1000138 | Air Handling Units - General | B (Average): Asset is sound, operationally safe and exhibits only minor deterioration. | Category 3 (Recommended): Minor work required to prevent a deterioration of the service provided by the asset. | 20 | 2007-07-18 | 16.7721 | 61.2279 | x | 5 | 3. Moderate | 10016 | Predictive Maintenance | 91.25
1000139 | Cable and Track/Rail Based Safety Systems | B (Average): Asset is sound, operationally safe and exhibits only minor deterioration. | Category 3 (Recommended): Minor work required to prevent a deterioration of the service provided by the asset. | 12 | 2019-10-10 | 4.5421 | 70.4298 | x | 5 | 3. Moderate | 10016 | Predictive Maintenance | 91.25
1000140 | Room Air Conditioners | B (Average): Asset is sound, operationally safe and exhibits only minor deterioration. | Category 3 (Recommended): Minor work required to prevent a deterioration of the service provided by the asset. | 15 | 2013-11-29 | 10.4038 | 64.1282 | x | 5 | 3. Moderate | 10016 | Predictive Maintenance | 91.25
1000141 | Cable and Track/Rail Based Safety Systems | B (Average): Asset is sound, operationally safe and exhibits only minor deterioration. | Category 3 (Recommended): Minor work required to prevent a deterioration of the service provided by the asset. | 12 | 2020-09-18 | 3.6003 | 75.9995 | x | 3 | 3. Moderate | 10022 | Predictive Maintenance | 91.25
1000142 | Sewage or Drainage Pumps Submersible | B (Average): Asset is sound, operationally safe and exhibits only minor deterioration. | Category 3 (Recommended): Minor work required to prevent a deterioration of the service provided by the asset. | 15 | 2016-01-17 | 8.271 | 68.9719 | x | 4 | 4. Significant | 10023 | Predictive Maintenance | 91.25
1000143 | Air Handling Units - General | B (Average): Asset is sound, operationally safe and exhibits only minor deterioration. | Category 3 (Recommended): Minor work required to prevent a deterioration of the service provided by the asset. | 20 | 2011-03-07 | 13.1362 | 64.8638 | x | 5 | 3. Moderate | 10016 | Predictive Maintenance | 91.25
1000144 | Room Air Conditioners | B (Average): Asset is sound, operationally safe and exhibits only minor deterioration. | Category 3 (Recommended): Minor work required to prevent a deterioration of the service provided by the asset. | 15 | 2012-02-12 | 12.1999 | 61.7335 | x | 5 | 3. Moderate | 10016 | Predictive Maintenance | 91.25
1000145 | Room Air Conditioners | B (Average): Asset is sound, operationally safe and exhibits only minor deterioration. | Category 3 (Recommended): Minor work required to prevent a deterioration of the service provided by the asset. | 15 | 2018-08-11 | 5.7057 | 70.3924 | x | 5 | 3. Moderate | 10016 | Predictive Maintenance | 91.25
1000146 | Speed Controllers | B (Average): Asset is sound, operationally safe and exhibits only minor deterioration. | Category 3 (Recommended): Minor work required to prevent a deterioration of the service provided by the asset. | 15 | 2017-08-08 | 6.7132 | 69.0491 | x | 5 | 4. Significant | 10016 | Predictive Maintenance | 91.25
1000147 | Room Air Conditioners | B (Average): Asset is sound, operationally safe and exhibits only minor deterioration. | Category 3 (Recommended): Minor work required to prevent a deterioration of the service provided by the asset. | 15 | 2023-02-19 | 1.18 | 84.4266 | x | 1 | 3. Moderate | 10024 | Predictive Maintenance | 91.25
1000148 | Room Air Conditioners | B (Average): Asset is sound, operationally safe and exhibits only minor deterioration. | Category 3 (Recommended): Minor work required to prevent a deterioration of the service provided by the asset. | 15 | 2011-08-18 | 12.6872 | 69.0837 | x | 1 | 3. Moderate | 10024 | Predictive Maintenance | 91.25
1000149 | Speed Controllers | B (Average): Asset is sound, operationally safe and exhibits only minor deterioration. | Category 3 (Recommended): Minor work required to prevent a deterioration of the service provided by the asset. | 15 | 2017-06-18 | 6.8528 | 68.8629 | x | 5 | 4. Significant | 10016 | Predictive Maintenance | 91.25
1000150 | Cable and Track/Rail Based Safety Systems | B (Average): Asset is sound, operationally safe and exhibits only minor deterioration. | Category 3 (Recommended): Minor work required to prevent a deterioration of the service provided by the asset. | 12 | 2016-07-02 | 7.8138 | 64.977 | x | 5 | 3. Moderate | 10016 | Predictive Maintenance | 91.25
1000151 | Cable and Track/Rail Based Safety Systems | B (Average): Asset is sound, operationally safe and exhibits only minor deterioration. | Category 3 (Recommended): Minor work required to prevent a deterioration of the service provided by the asset. | 12 | 2022-04-21 | 2.0123 | 74.6461 | x | 5 | 3. Moderate | 10016 | Predictive Maintenance | 91.25
1000152 | Cable and Track/Rail Based Safety Systems | B (Average): Asset is sound, operationally safe and exhibits only minor deterioration. | Category 3 (Recommended): Minor work required to prevent a deterioration of the service provided by the asset. | 12 | 2019-09-19 | 4.5996 | 70.334 | x | 5 | 3. Moderate | 10016 | Predictive Maintenance | 91.25
1000153 | Speed Controllers | B (Average): Asset is sound, operationally safe and exhibits only minor deterioration. | Category 3 (Recommended): Minor work required to prevent a deterioration of the service provided by the asset. | 15 | 2017-01-07 | 7.2964 | 68.2715 | x | 5 | 4. Significant | 10016 | Predictive Maintenance | 91.25
1000154 | Air Handling Units - General | B (Average): Asset is sound, operationally safe and exhibits only minor deterioration. | Category 3 (Recommended): Minor work required to prevent a deterioration of the service provided by the asset. | 20 | 2021-05-11 | 2.9569 | 75.0431 | x | 5 | 3. Moderate | 10016 | Predictive Maintenance | 91.25
1000156 | Room Air Conditioners | B (Average): Asset is sound, operationally safe and exhibits only minor deterioration. | Category 3 (Recommended): Minor work required to prevent a deterioration of the service provided by the asset. | 15 | 2011-09-30 | 12.5695 | 67.2407 | x | 2 | 3. Moderate | 10025 | Predictive Maintenance | 91.25
1000158 | Room Air Conditioners | B (Average): Asset is sound, operationally safe and exhibits only minor deterioration. | Category 3 (Recommended): Minor work required to prevent a deterioration of the service provided by the asset. | 15 | 2014-03-26 | 10.0835 | 70.5553 | x | 2 | 3. Moderate | 10025 | Predictive Maintenance | 91.25
1000161 | Roof and Canopy Fall Protection Systems | B (Average): Asset is sound, operationally safe and exhibits only minor deterioration. | Category 3 (Recommended): Minor work required to prevent a deterioration of the service provided by the asset. | 15 | 2023-12-06 | 0.38604 | 83.4853 | x | 2 | 5. Severe | 10025 | Predictive Maintenance | 28
1000162 | Roof and Canopy Fall Protection Systems | B (Average): Asset is sound, operationally safe and exhibits only minor deterioration. | Category 3 (Recommended): Minor work required to prevent a deterioration of the service provided by the asset. | 15 | 2023-03-06 | 1.1389 | 82.4814 | x | 2 | 5. Severe | 10025 | Predictive Maintenance | 28
1000164 | Ventilating Fans - General | D (Very Poor): Asset runs a serious risk of imminent breakdown or poses a health and safety risk. | Category 3 (Recommended): Minor work required to prevent a deterioration of the service provided by the asset. | 20 | 2007-03-22 | 17.0951 | 45.9049 | x | 2 | 2. Minor | 10026 | Predictive Maintenance | 182.5
1000165 | Gas Detection/Flammable | B (Average): Asset is sound, operationally safe and exhibits only minor deterioration. | Category 3 (Recommended): Minor work required to prevent a deterioration of the service provided by the asset. | 15 | 2017-09-24 | 6.5845 | 75.2206 | x | 2 | 5. Severe | 10026 | Predictive Maintenance | 28
1000166 | Fixed Access Ladders and Stairs | B (Average): Asset is sound, operationally safe and exhibits only minor deterioration. | Category 3 (Recommended): Minor work required to prevent a deterioration of the service provided by the asset. | 20 | 2009-07-10 | 14.7926 | 69.2074 | x | 2 | 3. Moderate | 10025 | Predictive Maintenance | 91.25
1000167 | Sewage or Drainage Pumps Submersible | B (Average): Asset is sound, operationally safe and exhibits only minor deterioration. | Category 3 (Recommended): Minor work required to prevent a deterioration of the service provided by the asset. | 15 | 2015-06-27 | 8.8296 | 74.2272 | x | 1 | 4. Significant | 10027 | Predictive Maintenance | 91.25
1000168 | Emergency eye wash station (Plumbed System) | B (Average): Asset is sound, operationally safe and exhibits only minor deterioration. | Category 3 (Recommended): Minor work required to prevent a deterioration of the service provided by the asset. | 10 | 2015-06-24 | 8.8378 | 68.3244 | x | 1 | 3. Moderate | 10028 | Predictive Maintenance | 91.25
1000169 | Sewage or Drainage Pumps Submersible | B (Average): Asset is sound, operationally safe and exhibits only minor deterioration. | Category 3 (Recommended): Minor work required to prevent a deterioration of the service provided by the asset. | 15 | 2021-09-28 | 2.5736 | 82.5686 | x | 1 | 4. Significant | 10027 | Predictive Maintenance | 91.25
1000170 | Emergency eye wash station (Plumbed System) | B (Average): Asset is sound, operationally safe and exhibits only minor deterioration. | Category 3 (Recommended): Minor work required to prevent a deterioration of the service provided by the asset. | 10 | 2019-10-29 | 4.4901 | 71.0198 | x | 4 | 3. Moderate | 10029 | Predictive Maintenance | 91.25
1000171 | Fixed Access Ladders and Stairs | B (Average): Asset is sound, operationally safe and exhibits only minor deterioration. | Category 3 (Recommended): Minor work required to prevent a deterioration of the service provided by the asset. | 20 | 2018-01-31 | 6.2313 | 79.7687 | x | 1 | 3. Moderate | 10030 | Predictive Maintenance | 91.25
1000172 | Sewage or Drainage Pumps Submersible | B (Average): Asset is sound, operationally safe and exhibits only minor deterioration. | Category 3 (Recommended): Minor work required to prevent a deterioration of the service provided by the asset. | 15 | 2020-05-06 | 3.9699 | 80.7068 | x | 1 | 4. Significant | 10027 | Predictive Maintenance | 91.25
1000180 | Emergency eye wash station (Plumbed System) | B (Average): Asset is sound, operationally safe and exhibits only minor deterioration. | Category 3 (Recommended): Minor work required to prevent a deterioration of the service provided by the asset. | 10 | 2018-05-13 | 5.9521 | 66.0958 | x | 5 | 3. Moderate | 10032 | Predictive Maintenance | 91.25
1000181 | Emergency eye wash station (Plumbed System) | B (Average): Asset is sound, operationally safe and exhibits only minor deterioration. | Category 3 (Recommended): Minor work required to prevent a deterioration of the service provided by the asset. | 10 | 2017-12-18 | 6.3518 | 73.2964 | x | 1 | 3. Moderate | 10033 | Predictive Maintenance | 91.25
1000182 | Emergency eye wash station (Plumbed System) | B (Average): Asset is sound, operationally safe and exhibits only minor deterioration. | Category 3 (Recommended): Minor work required to prevent a deterioration of the service provided by the asset. | 10 | 2020-09-07 | 3.6304 | 72.7392 | x | 4 | 3. Moderate | 10034 | Predictive Maintenance | 91.25
1000183 | Expansion Vessels | B (Average): Asset is sound, operationally safe and exhibits only minor deterioration. | Category 3 (Recommended): Minor work required to prevent a deterioration of the service provided by the asset. | 15 | 2011-03-15 | 13.1143 | 60.5143 | x | 5 | 4. Significant | 10016 | Predictive Maintenance | 91.25
1000185 | Sewage or Drainage Pumps Submersible | B (Average): Asset is sound, operationally safe and exhibits only minor deterioration. | Category 3 (Recommended): Minor work required to prevent a deterioration of the service provided by the asset. | 15 | 2018-10-08 | 5.5469 | 74.6042 | x | 3 | 4. Significant | 10035 | Predictive Maintenance | 91.25
1000186 | Meter Reading - Gas | B (Average): Asset is sound, operationally safe and exhibits only minor deterioration. | Category 3 (Recommended): Minor work required to prevent a deterioration of the service provided by the asset. | 20 | 2009-06-21 | 14.8446 | 67.1554 | x | 3 | 2. Minor | 10035 | Predictive Maintenance | 182.5
1000187 | Water Booster Pumps | A (Good): Asset is as new and can be expected to perform adequately to its full normal life if maintained appropriately. | Category 4 (Normal): No work required beyond normal maintenance. | 15 | 2010-06-10 | 13.8754 | 77.4994 | x | 3 | 4. Significant | 10036 | Predictive Maintenance | 162.5
1000189 | Sump Pumps and Extended Shaft Sump Pumps | B (Average): Asset is sound, operationally safe and exhibits only minor deterioration. | Category 3 (Recommended): Minor work required to prevent a deterioration of the service provided by the asset. | 11 | 2023-02-17 | 1.1855 | 75.8446 | x | 5 | 5. Severe | 10012 | Predictive Maintenance | 28
1000190 | Sump Pumps and Extended Shaft Sump Pumps | B (Average): Asset is sound, operationally safe and exhibits only minor deterioration. | Category 3 (Recommended): Minor work required to prevent a deterioration of the service provided by the asset. | 11 | 2021-05-11 | 2.9569 | 72.6239 | x | 5 | 5. Severe | 10012 | Predictive Maintenance | 28
1000191 | Sump Pumps and Extended Shaft Sump Pumps | B (Average): Asset is sound, operationally safe and exhibits only minor deterioration. | Category 3 (Recommended): Minor work required to prevent a deterioration of the service provided by the asset. | 11 | 2021-01-22 | 3.2553 | 72.0813 | x | 5 | 5. Severe | 10012 | Predictive Maintenance | 28
1000192 | Sump Pumps and Extended Shaft Sump Pumps | B (Average): Asset is sound, operationally safe and exhibits only minor deterioration. | Category 3 (Recommended): Minor work required to prevent a deterioration of the service provided by the asset. | 11 | 2017-05-16 | 6.9432 | 65.376 | x | 5 | 5. Severe | 10012 | Predictive Maintenance | 28
1000193 | Sump Pumps and Extended Shaft Sump Pumps | B (Average): Asset is sound, operationally safe and exhibits only minor deterioration. | Category 3 (Recommended): Minor work required to prevent a deterioration of the service provided by the asset. | 11 | 2020-06-04 | 3.8905 | 70.9264 | x | 5 | 5. Severe | 10012 | Predictive Maintenance | 28
1000194 | Sump Pumps and Extended Shaft Sump Pumps | B (Average): Asset is sound, operationally safe and exhibits only minor deterioration. | Category 3 (Recommended): Minor work required to prevent a deterioration of the service provided by the asset. | 11 | 2015-10-06 | 8.553 | 62.449 | x | 5 | 5. Severe | 10012 | Predictive Maintenance | 28
1000195 | Sewage or Drainage Pumps Submersible | B (Average): Asset is sound, operationally safe and exhibits only minor deterioration. | Category 3 (Recommended): Minor work required to prevent a deterioration of the service provided by the asset. | 15 | 2011-06-04 | 12.8925 | 64.8099 | x | 3 | 4. Significant | 10035 | Predictive Maintenance | 91.25
1000196 | Sewage or Drainage Pumps Submersible | U (Unverified): Further investigation required. | Category U (Unverified Asset): Further investigation required to identify asset. | 15 | 2019-11-06 | 4.4682 | 62.0424 | x | 3 | 4. Significant | 10035 | Predictive Maintenance | 14
1000197 | Sewage or Drainage Pumps Submersible | B (Average): Asset is sound, operationally safe and exhibits only minor deterioration. | Category 3 (Recommended): Minor work required to prevent a deterioration of the service provided by the asset. | 15 | 2019-05-06 | 4.9719 | 75.3708 | x | 3 | 4. Significant | 10035 | Predictive Maintenance | 91.25
1000198 | Sump Pumps and Extended Shaft Sump Pumps | B (Average): Asset is sound, operationally safe and exhibits only minor deterioration. | Category 3 (Recommended): Minor work required to prevent a deterioration of the service provided by the asset. | 11 | 2016-09-10 | 7.6222 | 68.1415 | x | 3 | 5. Severe | 10035 | Predictive Maintenance | 28
1000199 | Sewage or Drainage Pumps Submersible | B (Average): Asset is sound, operationally safe and exhibits only minor deterioration. | Category 3 (Recommended): Minor work required to prevent a deterioration of the service provided by the asset. | 15 | 2019-01-24 | 5.2512 | 74.9984 | x | 3 | 4. Significant | 10035 | Predictive Maintenance | 91.25
1000200 | Sewage or Drainage Pumps Submersible | B (Average): Asset is sound, operationally safe and exhibits only minor deterioration. | Category 3 (Recommended): Minor work required to prevent a deterioration of the service provided by the asset. | 15 | 2015-05-09 | 8.9637 | 70.0484 | x | 3 | 4. Significant | 10035 | Predictive Maintenance | 91.25
1000203 | Solenoid Gas/Oil Shut-off (Safety) Valves | B (Average): Asset is sound, operationally safe and exhibits only minor deterioration. | Category 3 (Recommended): Minor work required to prevent a deterioration of the service provided by the asset. | 15 | 2015-05-16 | 8.9446 | 70.0739 | x | 3 | 5. Severe | 10035 | Predictive Maintenance | 28
1000204 | Sump Pumps and Extended Shaft Sump Pumps | B (Average): Asset is sound, operationally safe and exhibits only minor deterioration. | Category 3 (Recommended): Minor work required to prevent a deterioration of the service provided by the asset. | 11 | 2016-02-14 | 8.1944 | 63.1011 | x | 5 | 5. Severe | 10012 | Predictive Maintenance | 28
1000206 | Sewage or Drainage Pumps Submersible | B (Average): Asset is sound, operationally safe and exhibits only minor deterioration. | Category 3 (Recommended): Minor work required to prevent a deterioration of the service provided by the asset. | 15 | 2019-08-08 | 4.7146 | 75.7139 | x | 3 | 4. Significant | 10035 | Predictive Maintenance | 91.25
1000209 | Meter Reading - Water | B (Average): Asset is sound, operationally safe and exhibits only minor deterioration. | Category 3 (Recommended): Minor work required to prevent a deterioration of the service provided by the asset. | 20 | 2017-01-29 | 7.2361 | 74.7639 | x | 3 | 2. Minor | 10035 | Predictive Maintenance | 182.5
1000210 | Meter Reading - Water | B (Average): Asset is sound, operationally safe and exhibits only minor deterioration. | Category 3 (Recommended): Minor work required to prevent a deterioration of the service provided by the asset. | 20 | 2015-11-18 | 8.4353 | 73.5647 | x | 3 | 2. Minor | 10035 | Predictive Maintenance | 182.5
1000211 | Meter Reading - Water | B (Average): Asset is sound, operationally safe and exhibits only minor deterioration. | Category 3 (Recommended): Minor work required to prevent a deterioration of the service provided by the asset. | 20 | 2007-04-26 | 16.9993 | 65.0007 | x | 3 | 2. Minor | 10035 | Predictive Maintenance | 182.5
1000212 | Ventilating Fans - General | B (Average): Asset is sound, operationally safe and exhibits only minor deterioration. | Category 3 (Recommended): Minor work required to prevent a deterioration of the service provided by the asset. | 20 | 2005-09-16 | 18.6064 | 59.3936 | x | 5 | 2. Minor | 10016 | Predictive Maintenance | 182.5
1000213 | Sewage or Drainage Pumps Submersible | B (Average): Asset is sound, operationally safe and exhibits only minor deterioration. | Category 3 (Recommended): Minor work required to prevent a deterioration of the service provided by the asset. | 15 | 2012-06-30 | 11.8193 | 62.2409 | x | 5 | 4. Significant | 10012 | Predictive Maintenance | 91.25
1000215 | Speed Controllers | B (Average): Asset is sound, operationally safe and exhibits only minor deterioration. | Category 3 (Recommended): Minor work required to prevent a deterioration of the service provided by the asset. | 15 | 2018-01-18 | 6.2669 | 69.6441 | x | 5 | 4. Significant | 10016 | Predictive Maintenance | 91.25
1000218 | Air Handling Units - General | B (Average): Asset is sound, operationally safe and exhibits only minor deterioration. | Category 3 (Recommended): Minor work required to prevent a deterioration of the service provided by the asset. | 20 | 2007-06-06 | 16.8871 | 61.1129 | x | 5 | 3. Moderate | 10016 | Predictive Maintenance | 91.25
1000223 | Ventilating Fans - General | A (Good): Asset is as new and can be expected to perform adequately to its full normal life if maintained appropriately. | Category 3 (Recommended): Minor work required to prevent a deterioration of the service provided by the asset. | 20 | 2011-09-08 | 12.6297 | 76.3703 | x | 3 | 2. Minor | 10038 | Predictive Maintenance | 182.5
1000224 | Air Handling Units - General | B (Average): Asset is sound, operationally safe and exhibits only minor deterioration. | Category 3 (Recommended): Minor work required to prevent a deterioration of the service provided by the asset. | 20 | 2016-01-14 | 8.2793 | 77.7207 | x | 1 | 3. Moderate | 10010 | Predictive Maintenance | 91.25
1000225 | Air Handling Units - General | B (Average): Asset is sound, operationally safe and exhibits only minor deterioration. | Category 3 (Recommended): Minor work required to prevent a deterioration of the service provided by the asset. | 20 | 2021-03-06 | 3.1376 | 82.8624 | x | 1 | 3. Moderate | 10010 | Predictive Maintenance | 91.25
1000226 | Water Buffer/Surge Tanks | B (Average): Asset is sound, operationally safe and exhibits only minor deterioration. | Category 3 (Recommended): Minor work required to prevent a deterioration of the service provided by the asset. | 25 | 2001-11-28 | 22.4066 | 68.0747 | x | 1 | 4. Significant | 10010 | Predictive Maintenance | 91.25
1000227 | Ventilating Fans - General | B (Average): Asset is sound, operationally safe and exhibits only minor deterioration. | Category 3 (Recommended): Minor work required to prevent a deterioration of the service provided by the asset. | 20 | 2021-11-27 | 2.4093 | 79.5907 | x | 3 | 2. Minor | 10039 | Predictive Maintenance | 182.5
1000228 | Solenoid Gas/Oil Shut-off (Safety) Valves | B (Average): Asset is sound, operationally safe and exhibits only minor deterioration. | Category 3 (Recommended): Minor work required to prevent a deterioration of the service provided by the asset. | 15 | 2016-09-25 | 7.5811 | 75.8919 | x | 1 | 5. Severe | 10040 | Predictive Maintenance | 28
1000231 | Ventilating Fans - General | B (Average): Asset is sound, operationally safe and exhibits only minor deterioration. | Category 3 (Recommended): Minor work required to prevent a deterioration of the service provided by the asset. | 20 | 2016-02-17 | 8.1862 | 77.8138 | x | 1 | 2. Minor | 10010 | Predictive Maintenance | 182.5
1000234 | Cable and Track/Rail Based Safety Systems | B (Average): Asset is sound, operationally safe and exhibits only minor deterioration. | Category 3 (Recommended): Minor work required to prevent a deterioration of the service provided by the asset. | 12 | 2022-01-04 | 2.3053 | 82.1579 | x | 1 | 3. Moderate | 10024 | Predictive Maintenance | 91.25
1000235 | Cable and Track/Rail Based Safety Systems | B (Average): Asset is sound, operationally safe and exhibits only minor deterioration. | Category 3 (Recommended): Minor work required to prevent a deterioration of the service provided by the asset. | 12 | 2019-06-05 | 4.8898 | 77.8503 | x | 1 | 3. Moderate | 10024 | Predictive Maintenance | 91.25
1000236 | Air Handling Units - General | B (Average): Asset is sound, operationally safe and exhibits only minor deterioration. | Category 3 (Recommended): Minor work required to prevent a deterioration of the service provided by the asset. | 20 | 2023-03-23 | 1.0924 | 76.9076 | x | 5 | 3. Moderate | 10016 | Predictive Maintenance | 91.25
1000238 | Sump Pumps and Extended Shaft Sump Pumps | B (Average): Asset is sound, operationally safe and exhibits only minor deterioration. | Category 3 (Recommended): Minor work required to prevent a deterioration of the service provided by the asset. | 11 | 2021-11-24 | 2.4175 | 77.6045 | x | 3 | 5. Severe | 10041 | Predictive Maintenance | 28
1000239 | Sump Pumps and Extended Shaft Sump Pumps | B (Average): Asset is sound, operationally safe and exhibits only minor deterioration. | Category 3 (Recommended): Minor work required to prevent a deterioration of the service provided by the asset. | 11 | 2021-07-27 | 2.7461 | 77.0072 | x | 3 | 5. Severe | 10041 | Predictive Maintenance | 28
1000240 | Room Air Conditioners | A (Good): Asset is as new and can be expected to perform adequately to its full normal life if maintained appropriately. | Category 4 (Normal): No work required beyond normal maintenance. | 15 | 2013-03-12 | 11.1211 | 85.1718 | x | 1 | 3. Moderate | 10042 | Predictive Maintenance | 365
1000241 | Room Air Conditioners | A (Good): Asset is as new and can be expected to perform adequately to its full normal life if maintained appropriately. | Category 4 (Normal): No work required beyond normal maintenance. | 15 | 2016-03-18 | 8.104 | 89.1946 | x | 1 | 3. Moderate | 10042 | Predictive Maintenance | 365
1000243 | Room Air Conditioners | A (Good): Asset is as new and can be expected to perform adequately to its full normal life if maintained appropriately. | Category 4 (Normal): No work required beyond normal maintenance. | 15 | 2023-01-28 | 1.2402 | 98.3463 | x | 1 | 3. Moderate | 10042 | Predictive Maintenance | 365
1000244 | Room Air Conditioners | A (Good): Asset is as new and can be expected to perform adequately to its full normal life if maintained appropriately. | Category 4 (Normal): No work required beyond normal maintenance. | 15 | 2017-08-07 | 6.7159 | 91.0454 | x | 1 | 3. Moderate | 10042 | Predictive Maintenance | 365
1000246 | Roof and Canopy Fall Protection Systems | A (Good): Asset is as new and can be expected to perform adequately to its full normal life if maintained appropriately. | Category 4 (Normal): No work required beyond normal maintenance. | 15 | 2018-09-22 | 5.5907 | 92.5457 | x | 1 | 5. Severe | 10042 | Predictive Maintenance | 162.5
1000247 | Instantaneous Electric Water Heaters (Non Drinks Type) | A (Good): Asset is as new and can be expected to perform adequately to its full normal life if maintained appropriately. | Category 4 (Normal): No work required beyond normal maintenance. | 12 | 2020-10-17 | 3.5209 | 94.1319 | x | 1 | 3. Moderate | 10044 | Predictive Maintenance | 365
1000248 | Cold Water Storage Tanks and Cisterns | B (Average): Asset is sound, operationally safe and exhibits only minor deterioration. | Category 3 (Recommended): Minor work required to prevent a deterioration of the service provided by the asset. | 15 | 2021-04-05 | 3.0554 | 73.9261 | x | 5 | 4. Significant | 10016 | Predictive Maintenance | 91.25
1000249 | Sewage or Drainage Pumps Submersible | B (Average): Asset is sound, operationally safe and exhibits only minor deterioration. | Category 3 (Recommended): Minor work required to prevent a deterioration of the service provided by the asset. | 15 | 2015-01-01 | 9.3142 | 65.5811 | x | 5 | 4. Significant | 10017 | Predictive Maintenance | 91.25
1000250 | Sewage or Drainage Pumps Submersible | B (Average): Asset is sound, operationally safe and exhibits only minor deterioration. | Category 3 (Recommended): Minor work required to prevent a deterioration of the service provided by the asset. | 15 | 2017-07-31 | 6.7351 | 73.0198 | x | 3 | 4. Significant | 10045 | Predictive Maintenance | 91.25
1000251 | Solenoid Gas/Oil Shut-off (Safety) Valves | B (Average): Asset is sound, operationally safe and exhibits only minor deterioration. | Category 3 (Recommended): Minor work required to prevent a deterioration of the service provided by the asset. | 15 | 2016-11-13 | 7.447 | 70.0707 | x | 4 | 5. Severe | 10018 | Predictive Maintenance | 28
1000252 | Emergency eye wash station (Plumbed System) | B (Average): Asset is sound, operationally safe and exhibits only minor deterioration. | Category 3 (Recommended): Minor work required to prevent a deterioration of the service provided by the asset. | 10 | 2015-04-04 | 9.0595 | 61.8809 | x | 4 | 3. Moderate | 10046 | Predictive Maintenance | 91.25
1000253 | Emergency eye wash station (Plumbed System) | B (Average): Asset is sound, operationally safe and exhibits only minor deterioration. | Category 3 (Recommended): Minor work required to prevent a deterioration of the service provided by the asset. | 10 | 2023-05-03 | 0.98015 | 78.0397 | x | 4 | 3. Moderate | 10047 | Predictive Maintenance | 91.25
1000254 | Ventilating Fans - General | B (Average): Asset is sound, operationally safe and exhibits only minor deterioration. | Category 3 (Recommended): Minor work required to prevent a deterioration of the service provided by the asset. | 20 | 2015-05-07 | 8.9692 | 69.0308 | x | 5 | 2. Minor | 10017 | Predictive Maintenance | 182.5
1000255 | Ventilating Fans - General | B (Average): Asset is sound, operationally safe and exhibits only minor deterioration. | Category 3 (Recommended): Minor work required to prevent a deterioration of the service provided by the asset. | 20 | 2021-04-16 | 3.0253 | 74.9747 | x | 5 | 2. Minor | 10017 | Predictive Maintenance | 182.5
1000256 | Emergency eye wash station (Plumbed System) | B (Average): Asset is sound, operationally safe and exhibits only minor deterioration. | Category 3 (Recommended): Minor work required to prevent a deterioration of the service provided by the asset. | 10 | 2017-08-11 | 6.705 | 72.59 | x | 1 | 3. Moderate | 10048 | Predictive Maintenance | 91.25
1000257 | Ventilating Fans - General | B (Average): Asset is sound, operationally safe and exhibits only minor deterioration. | Category 3 (Recommended): Minor work required to prevent a deterioration of the service provided by the asset. | 20 | 2005-05-05 | 18.9733 | 59.0267 | x | 5 | 2. Minor | 10017 | Predictive Maintenance | 182.5
1000258 | Ventilating Fans - General | B (Average): Asset is sound, operationally safe and exhibits only minor deterioration. | Category 3 (Recommended): Minor work required to prevent a deterioration of the service provided by the asset. | 20 | 2004-05-23 | 19.9233 | 58.0767 | x | 5 | 2. Minor | 10017 | Predictive Maintenance | 182.5
1000259 | Emergency eye wash station (Plumbed System) | B (Average): Asset is sound, operationally safe and exhibits only minor deterioration. | Category 3 (Recommended): Minor work required to prevent a deterioration of the service provided by the asset. | 10 | 2021-01-10 | 3.2882 | 73.4237 | x | 4 | 3. Moderate | 10049 | Predictive Maintenance | 91.25
1000260 | Ventilating Fans - General | B (Average): Asset is sound, operationally safe and exhibits only minor deterioration. | Category 3 (Recommended): Minor work required to prevent a deterioration of the service provided by the asset. | 20 | 2012-12-30 | 11.3183 | 66.6817 | x | 5 | 2. Minor | 10017 | Predictive Maintenance | 182.5
1000261 | Ventilating Fans - General | B (Average): Asset is sound, operationally safe and exhibits only minor deterioration. | Category 3 (Recommended): Minor work required to prevent a deterioration of the service provided by the asset. | 20 | 2021-12-06 | 2.3847 | 75.6153 | x | 5 | 2. Minor | 10017 | Predictive Maintenance | 182.5
1000262 | Ventilating Fans - General | A (Good): Asset is as new and can be expected to perform adequately to its full normal life if maintained appropriately. | Category 4 (Normal): No work required beyond normal maintenance. | 20 | 2011-01-19 | 13.2649 | 78.7351 | x | 5 | 2. Minor | 10017 | Predictive Maintenance | 365
1000263 | Ventilating Fans - General | A (Good): Asset is as new and can be expected to perform adequately to its full normal life if maintained appropriately. | Category 4 (Normal): No work required beyond normal maintenance. | 20 | 2013-12-30 | 10.319 | 81.681 | x | 5 | 2. Minor | 10017 | Predictive Maintenance | 365
1000264 | Emergency eye wash station (Plumbed System) | B (Average): Asset is sound, operationally safe and exhibits only minor deterioration. | Category 3 (Recommended): Minor work required to prevent a deterioration of the service provided by the asset. | 10 | 2018-10-22 | 5.5086 | 66.9829 | x | 5 | 3. Moderate | 10050 | Predictive Maintenance | 91.25
1000265 | Ventilating Fans - General | A (Good): Asset is as new and can be expected to perform adequately to its full normal life if maintained appropriately. | Category 4 (Normal): No work required beyond normal maintenance. | 20 | 2022-04-06 | 2.0534 | 89.9466 | x | 5 | 2. Minor | 10017 | Predictive Maintenance | 365
1000266 | Ventilating Fans - General | A (Good): Asset is as new and can be expected to perform adequately to its full normal life if maintained appropriately. | Category 4 (Normal): No work required beyond normal maintenance. | 20 | 2021-08-09 | 2.7105 | 89.2895 | x | 5 | 2. Minor | 10017 | Predictive Maintenance | 365
1000267 | Ventilating Fans - General | B (Average): Asset is sound, operationally safe and exhibits only minor deterioration. | Category 3 (Recommended): Minor work required to prevent a deterioration of the service provided by the asset. | 20 | 2004-01-07 | 20.2984 | 57.7016 | x | 5 | 2. Minor | 10017 | Predictive Maintenance | 182.5
1000268 | Ventilating Fans - General | A (Good): Asset is as new and can be expected to perform adequately to its full normal life if maintained appropriately. | Category 4 (Normal): No work required beyond normal maintenance. | 20 | 2008-11-18 | 15.4333 | 76.5667 | x | 5 | 2. Minor | 10017 | Predictive Maintenance | 365
1000269 | Ventilating Fans - General | A (Good): Asset is as new and can be expected to perform adequately to its full normal life if maintained appropriately. | Category 4 (Normal): No work required beyond normal maintenance. | 20 | 2015-07-12 | 8.7885 | 83.2115 | x | 5 | 2. Minor | 10017 | Predictive Maintenance | 365
1000270 | Ventilating Fans - General | B (Average): Asset is sound, operationally safe and exhibits only minor deterioration. | Category 3 (Recommended): Minor work required to prevent a deterioration of the service provided by the asset. | 20 | 2013-08-23 | 10.6721 | 67.3279 | x | 5 | 2. Minor | 10017 | Predictive Maintenance | 182.5
1000271 | Ventilating Fans - General | B (Average): Asset is sound, operationally safe and exhibits only minor deterioration. | Category 3 (Recommended): Minor work required to prevent a deterioration of the service provided by the asset. | 20 | 2009-01-14 | 15.2772 | 62.7228 | x | 5 | 2. Minor | 10017 | Predictive Maintenance | 182.5
1000272 | Ventilating Fans - General | B (Average): Asset is sound, operationally safe and exhibits only minor deterioration. | Category 3 (Recommended): Minor work required to prevent a deterioration of the service provided by the asset. | 20 | 2019-10-10 | 4.5421 | 73.4579 | x | 5 | 2. Minor | 10017 | Predictive Maintenance | 182.5
1000273 | Ventilating Fans - General | B (Average): Asset is sound, operationally safe and exhibits only minor deterioration. | Category 3 (Recommended): Minor work required to prevent a deterioration of the service provided by the asset. | 20 | 2007-06-29 | 16.8241 | 61.1759 | x | 5 | 2. Minor | 10017 | Predictive Maintenance | 182.5
1000274 | Ventilating Fans - General | B (Average): Asset is sound, operationally safe and exhibits only minor deterioration. | Category 3 (Recommended): Minor work required to prevent a deterioration of the service provided by the asset. | 20 | 2005-07-15 | 18.7789 | 59.2211 | x | 5 | 2. Minor | 10017 | Predictive Maintenance | 182.5
1000275 | Ventilating Fans - General | B (Average): Asset is sound, operationally safe and exhibits only minor deterioration. | Category 3 (Recommended): Minor work required to prevent a deterioration of the service provided by the asset. | 20 | 2019-12-29 | 4.3231 | 73.6769 | x | 5 | 2. Minor | 10017 | Predictive Maintenance | 182.5
1000276 | Ventilating Fans - General | B (Average): Asset is sound, operationally safe and exhibits only minor deterioration. | Category 3 (Recommended): Minor work required to prevent a deterioration of the service provided by the asset. | 20 | 2020-11-02 | 3.4771 | 74.5229 | x | 5 | 2. Minor | 10017 | Predictive Maintenance | 182.5
1000277 | Ventilating Fans - General | B (Average): Asset is sound, operationally safe and exhibits only minor deterioration. | Category 3 (Recommended): Minor work required to prevent a deterioration of the service provided by the asset. | 20 | 2013-08-25 | 10.6667 | 67.3333 | x | 5 | 2. Minor | 10017 | Predictive Maintenance | 182.5
1000278 | Ventilating Fans - General | B (Average): Asset is sound, operationally safe and exhibits only minor deterioration. | Category 3 (Recommended): Minor work required to prevent a deterioration of the service provided by the asset. | 20 | 2016-09-14 | 7.6112 | 70.3888 | x | 5 | 2. Minor | 10017 | Predictive Maintenance | 182.5
1000279 | Ventilating Fans - General | B (Average): Asset is sound, operationally safe and exhibits only minor deterioration. | Category 3 (Recommended): Minor work required to prevent a deterioration of the service provided by the asset. | 20 | 2015-10-09 | 8.5448 | 69.4552 | x | 5 | 2. Minor | 10017 | Predictive Maintenance | 182.5
1000280 | Ventilating Fans - General | B (Average): Asset is sound, operationally safe and exhibits only minor deterioration. | Category 3 (Recommended): Minor work required to prevent a deterioration of the service provided by the asset. | 20 | 2009-05-12 | 14.9541 | 63.0459 | x | 5 | 2. Minor | 10017 | Predictive Maintenance | 182.5
1000281 | Ventilating Fans - General | B (Average): Asset is sound, operationally safe and exhibits only minor deterioration. | Category 3 (Recommended): Minor work required to prevent a deterioration of the service provided by the asset. | 20 | 2006-06-04 | 17.8919 | 60.1081 | x | 5 | 2. Minor | 10017 | Predictive Maintenance | 182.5
1000282 | Ventilating Fans - General | B (Average): Asset is sound, operationally safe and exhibits only minor deterioration. | Category 3 (Recommended): Minor work required to prevent a deterioration of the service provided by the asset. | 20 | 2022-06-07 | 1.8836 | 82.1164 | x | 2 | 2. Minor | 10051 | Predictive Maintenance | 182.5
1000283 | Fixed Access Ladders and Stairs | B (Average): Asset is sound, operationally safe and exhibits only minor deterioration. | Category 3 (Recommended): Minor work required to prevent a deterioration of the service provided by the asset. | 20 | 2019-07-06 | 4.8049 | 73.1951 | x | 5 | 3. Moderate | 10052 | Predictive Maintenance | 91.25
1000284 | Fixed Access Ladders and Stairs | B (Average): Asset is sound, operationally safe and exhibits only minor deterioration. | Category 3 (Recommended): Minor work required to prevent a deterioration of the service provided by the asset. | 20 | 2023-05-13 | 0.95277 | 77.0472 | x | 5 | 3. Moderate | 10053 | Predictive Maintenance | 91.25
1000285 | Ventilating Fans - General | B (Average): Asset is sound, operationally safe and exhibits only minor deterioration. | Category 3 (Recommended): Minor work required to prevent a deterioration of the service provided by the asset. | 20 | 2011-08-24 | 12.6708 | 71.3292 | x | 2 | 2. Minor | 10013 | Predictive Maintenance | 182.5
1000286 | Sewage or Drainage Pumps Submersible | A (Good): Asset is as new and can be expected to perform adequately to its full normal life if maintained appropriately. | Category 4 (Normal): No work required beyond normal maintenance. | 15 | 2021-07-12 | 2.7871 | 94.2838 | x | 2 | 4. Significant | 10054 | Predictive Maintenance | 162.5
1000287 | Sewage or Drainage Pumps Submersible | B (Average): Asset is sound, operationally safe and exhibits only minor deterioration. | Category 3 (Recommended): Minor work required to prevent a deterioration of the service provided by the asset. | 15 | 2019-10-16 | 4.5257 | 77.9658 | x | 2 | 4. Significant | 10054 | Predictive Maintenance | 91.25
1000288 | Sewage or Drainage Pumps Submersible | A (Good): Asset is as new and can be expected to perform adequately to its full normal life if maintained appropriately. | Category 4 (Normal): No work required beyond normal maintenance. | 15 | 2019-03-12 | 5.1225 | 91.17 | x | 2 | 4. Significant | 10013 | Predictive Maintenance | 162.5
1000289 | Sewage or Drainage Pumps Submersible | A (Good): Asset is as new and can be expected to perform adequately to its full normal life if maintained appropriately. | Category 4 (Normal): No work required beyond normal maintenance. | 15 | 2011-06-14 | 12.8652 | 80.8465 | x | 2 | 4. Significant | 10013 | Predictive Maintenance | 162.5
1000290 | Sewage or Drainage Pumps Submersible | A (Good): Asset is as new and can be expected to perform adequately to its full normal life if maintained appropriately. | Category 4 (Normal): No work required beyond normal maintenance. | 15 | 2019-03-08 | 5.1335 | 91.1554 | x | 2 | 4. Significant | 10013 | Predictive Maintenance | 162.5
1000291 | Cable and Track/Rail Based Safety Systems | B (Average): Asset is sound, operationally safe and exhibits only minor deterioration. | Category 3 (Recommended): Minor work required to prevent a deterioration of the service provided by the asset. | 12 | 2017-08-24 | 6.6694 | 68.8843 | x | 4 | 3. Moderate | 10009 | Predictive Maintenance | 91.25
1000292 | Cable and Track/Rail Based Safety Systems | B (Average): Asset is sound, operationally safe and exhibits only minor deterioration. | Category 3 (Recommended): Minor work required to prevent a deterioration of the service provided by the asset. | 12 | 2017-06-08 | 6.8802 | 68.533 | x | 4 | 3. Moderate | 10009 | Predictive Maintenance | 91.25
1000293 | Cable and Track/Rail Based Safety Systems | B (Average): Asset is sound, operationally safe and exhibits only minor deterioration. | Category 3 (Recommended): Minor work required to prevent a deterioration of the service provided by the asset. | 12 | 2014-05-10 | 9.9603 | 63.3995 | x | 4 | 3. Moderate | 10009 | Predictive Maintenance | 91.25
1000294 | Ventilating Fans - General | D (Very Poor): Asset runs a serious risk of imminent breakdown or poses a health and safety risk. | Category 3 (Recommended): Minor work required to prevent a deterioration of the service provided by the asset. | 20 | 2013-11-03 | 10.475 | 48.525 | x | 4 | 2. Minor | 10009 | Predictive Maintenance | 182.5
1000295 | Room Air Conditioners | B (Average): Asset is sound, operationally safe and exhibits only minor deterioration. | Category 3 (Recommended): Minor work required to prevent a deterioration of the service provided by the asset. | 15 | 2021-05-10 | 2.9596 | 76.0538 | x | 4 | 3. Moderate | 10009 | Predictive Maintenance | 91.25
1000296 | Room Air Conditioners | B (Average): Asset is sound, operationally safe and exhibits only minor deterioration. | Category 3 (Recommended): Minor work required to prevent a deterioration of the service provided by the asset. | 15 | 2021-07-23 | 2.757 | 76.324 | x | 4 | 3. Moderate | 10009 | Predictive Maintenance | 91.25
1000297 | Room Air Conditioners | B (Average): Asset is sound, operationally safe and exhibits only minor deterioration. | Category 3 (Recommended): Minor work required to prevent a deterioration of the service provided by the asset. | 15 | 2022-12-30 | 1.3196 | 78.2405 | x | 4 | 3. Moderate | 10009 | Predictive Maintenance | 91.25
1000298 | Fixed Access Ladders and Stairs | B (Average): Asset is sound, operationally safe and exhibits only minor deterioration. | Category 3 (Recommended): Minor work required to prevent a deterioration of the service provided by the asset. | 20 | 2021-09-01 | 2.6475 | 77.3525 | x | 4 | 3. Moderate | 10009 | Predictive Maintenance | 91.25
1000299 | Air Handling Units - General | B (Average): Asset is sound, operationally safe and exhibits only minor deterioration. | Category 3 (Recommended): Minor work required to prevent a deterioration of the service provided by the asset. | 20 | 2013-07-15 | 10.7789 | 69.2211 | x | 4 | 3. Moderate | 10009 | Predictive Maintenance | 91.25
1000300 | Room Air Conditioners | B (Average): Asset is sound, operationally safe and exhibits only minor deterioration. | Category 3 (Recommended): Minor work required to prevent a deterioration of the service provided by the asset. | 15 | 2012-12-26 | 11.3292 | 64.8944 | x | 4 | 3. Moderate | 10009 | Predictive Maintenance | 91.25
1000301 | Cable and Track/Rail Based Safety Systems | B (Average): Asset is sound, operationally safe and exhibits only minor deterioration. | Category 3 (Recommended): Minor work required to prevent a deterioration of the service provided by the asset. | 12 | 2022-06-23 | 1.8398 | 76.9336 | x | 4 | 3. Moderate | 10009 | Predictive Maintenance | 91.25
1000302 | Air Handling Units - General | B (Average): Asset is sound, operationally safe and exhibits only minor deterioration. | Category 3 (Recommended): Minor work required to prevent a deterioration of the service provided by the asset. | 20 | 2011-05-08 | 12.9665 | 67.0335 | x | 4 | 3. Moderate | 10009 | Predictive Maintenance | 91.25
1000303 | Room Air Conditioners | B (Average): Asset is sound, operationally safe and exhibits only minor deterioration. | Category 3 (Recommended): Minor work required to prevent a deterioration of the service provided by the asset. | 15 | 2018-08-16 | 5.692 | 74.4107 | x | 3 | 3. Moderate | 10011 | Predictive Maintenance | 91.25
1000304 | Pumps - General | B (Average): Asset is sound, operationally safe and exhibits only minor deterioration. | Category 3 (Recommended): Minor work required to prevent a deterioration of the service provided by the asset. | 20 | 2019-03-15 | 5.1143 | 74.8857 | x | 4 | 4. Significant | 10009 | Predictive Maintenance | 91.25
1000305 | Packaged Chiller Units | B (Average): Asset is sound, operationally safe and exhibits only minor deterioration. | Category 3 (Recommended): Minor work required to prevent a deterioration of the service provided by the asset. | 20 | 2018-01-23 | 6.2533 | 73.7467 | x | 4 | 4. Significant | 10009 | Predictive Maintenance | 91.25
1000307 | Packaged Chiller Units | B (Average): Asset is sound, operationally safe and exhibits only minor deterioration. | Category 3 (Recommended): Minor work required to prevent a deterioration of the service provided by the asset. | 20 | 2017-12-12 | 6.3682 | 73.6318 | x | 4 | 4. Significant | 10009 | Predictive Maintenance | 91.25
1000309 | Ventilating Fans - General | C (Poor): Asset is operational but major repair or replacement will be needed. | Category 3 (Recommended): Minor work required to prevent a deterioration of the service provided by the asset. | 20 | 2009-04-10 | 15.0418 | 50.9582 | x | 4 | 2. Minor | 10009 | Predictive Maintenance | 182.5
1000310 | Air Handling Units - General | B (Average): Asset is sound, operationally safe and exhibits only minor deterioration. | Category 3 (Recommended): Minor work required to prevent a deterioration of the service provided by the asset. | 20 | 2010-08-19 | 13.6838 | 66.3162 | x | 4 | 3. Moderate | 10009 | Predictive Maintenance | 91.25
1000311 | Air Handling Units - General | B (Average): Asset is sound, operationally safe and exhibits only minor deterioration. | Category 3 (Recommended): Minor work required to prevent a deterioration of the service provided by the asset. | 20 | 2016-12-22 | 7.3402 | 72.6598 | x | 4 | 3. Moderate | 10009 | Predictive Maintenance | 91.25
1000314 | Ventilating Fans - General | B (Average): Asset is sound, operationally safe and exhibits only minor deterioration. | Category 3 (Recommended): Minor work required to prevent a deterioration of the service provided by the asset. | 20 | 2015-09-12 | 8.6188 | 71.3812 | x | 4 | 2. Minor | 10009 | Predictive Maintenance | 182.5
1000317 | Room Air Conditioners | B (Average): Asset is sound, operationally safe and exhibits only minor deterioration. | Category 3 (Recommended): Minor work required to prevent a deterioration of the service provided by the asset. | 15 | 2013-03-24 | 11.0883 | 67.2156 | x | 3 | 3. Moderate | 10055 | Predictive Maintenance | 91.25
1000318 | Room Air Conditioners | B (Average): Asset is sound, operationally safe and exhibits only minor deterioration. | Category 3 (Recommended): Minor work required to prevent a deterioration of the service provided by the asset. | 15 | 2012-05-17 | 11.9398 | 66.0803 | x | 3 | 3. Moderate | 10055 | Predictive Maintenance | 91.25
1000319 | Pumps - General | B (Average): Asset is sound, operationally safe and exhibits only minor deterioration. | Category 3 (Recommended): Minor work required to prevent a deterioration of the service provided by the asset. | 20 | 2008-02-21 | 16.1752 | 67.8248 | x | 2 | 4. Significant | 10056 | Predictive Maintenance | 91.25
1000320 | Pumps - General | B (Average): Asset is sound, operationally safe and exhibits only minor deterioration. | Category 3 (Recommended): Minor work required to prevent a deterioration of the service provided by the asset. | 20 | 2013-05-05 | 10.9733 | 73.0267 | x | 2 | 4. Significant | 10056 | Predictive Maintenance | 91.25
1000321 | Pumps - General | B (Average): Asset is sound, operationally safe and exhibits only minor deterioration. | Category 3 (Recommended): Minor work required to prevent a deterioration of the service provided by the asset. | 20 | 2016-10-29 | 7.488 | 76.512 | x | 2 | 4. Significant | 10056 | Predictive Maintenance | 91.25
1000322 | Pumps - General | B (Average): Asset is sound, operationally safe and exhibits only minor deterioration. | Category 3 (Recommended): Minor work required to prevent a deterioration of the service provided by the asset. | 20 | 2014-04-29 | 9.9904 | 74.0096 | x | 2 | 4. Significant | 10056 | Predictive Maintenance | 91.25
1000323 | Secondary Hot Water Circulating Pumps | B (Average): Asset is sound, operationally safe and exhibits only minor deterioration. | Category 3 (Recommended): Minor work required to prevent a deterioration of the service provided by the asset. | 20 | 2007-03-14 | 17.117 | 66.883 | x | 2 | 3. Moderate | 10056 | Predictive Maintenance | 91.25
1000324 | Hot Water Calorifiers - Heated by LTHW | B (Average): Asset is sound, operationally safe and exhibits only minor deterioration. | Category 3 (Recommended): Minor work required to prevent a deterioration of the service provided by the asset. | 20 | 2011-08-18 | 12.6872 | 71.3128 | x | 2 | 4. Significant | 10056 | Predictive Maintenance | 91.25
1000325 | Pumps - General | B (Average): Asset is sound, operationally safe and exhibits only minor deterioration. | Category 3 (Recommended): Minor work required to prevent a deterioration of the service provided by the asset. | 20 | 2024-01-12 | 0.28474 | 83.7153 | x | 2 | 4. Significant | 10056 | Predictive Maintenance | 91.25
1000326 | Hot Water Calorifiers - Heated by LTHW | B (Average): Asset is sound, operationally safe and exhibits only minor deterioration. | Category 3 (Recommended): Minor work required to prevent a deterioration of the service provided by the asset. | 20 | 2018-05-03 | 5.9795 | 78.0205 | x | 2 | 4. Significant | 10056 | Predictive Maintenance | 91.25
1000327 | Pumps - General | B (Average): Asset is sound, operationally safe and exhibits only minor deterioration. | Category 3 (Recommended): Minor work required to prevent a deterioration of the service provided by the asset. | 20 | 2006-11-21 | 17.4264 | 66.5736 | x | 2 | 4. Significant | 10056 | Predictive Maintenance | 91.25
1000328 | Fixed Access Ladders and Stairs | B (Average): Asset is sound, operationally safe and exhibits only minor deterioration. | Category 3 (Recommended): Minor work required to prevent a deterioration of the service provided by the asset. | 20 | 2015-08-31 | 8.6516 | 75.3484 | x | 2 | 3. Moderate | 10056 | Predictive Maintenance | 91.25
1000329 | Pumps - General | B (Average): Asset is sound, operationally safe and exhibits only minor deterioration. | Category 3 (Recommended): Minor work required to prevent a deterioration of the service provided by the asset. | 20 | 2014-02-12 | 10.1985 | 73.8015 | x | 2 | 4. Significant | 10056 | Predictive Maintenance | 91.25
1000330 | Fixed Access Ladders and Stairs | B (Average): Asset is sound, operationally safe and exhibits only minor deterioration. | Category 3 (Recommended): Minor work required to prevent a deterioration of the service provided by the asset. | 20 | 2016-07-05 | 7.8056 | 72.1944 | x | 4 | 3. Moderate | 10057 | Predictive Maintenance | 91.25
1000331 | Fixed Access Ladders and Stairs | B (Average): Asset is sound, operationally safe and exhibits only minor deterioration. | Category 3 (Recommended): Minor work required to prevent a deterioration of the service provided by the asset. | 20 | 2017-04-10 | 7.0418 | 72.9582 | x | 4 | 3. Moderate | 10058 | Predictive Maintenance | 91.25
1000332 | Pumps - General | B (Average): Asset is sound, operationally safe and exhibits only minor deterioration. | Category 3 (Recommended): Minor work required to prevent a deterioration of the service provided by the asset. | 20 | 2017-09-27 | 6.5763 | 71.4237 | x | 5 | 4. Significant | 10059 | Predictive Maintenance | 91.25
1000333 | Roller Shutter Doors | B (Average): Asset is sound, operationally safe and exhibits only minor deterioration. | Category 3 (Recommended): Minor work required to prevent a deterioration of the service provided by the asset. | 15 | 2018-02-25 | 6.1629 | 69.7828 | x | 5 | 3. Moderate | 10060 | Predictive Maintenance | 91.25
1000334 | Air Handling Units - General | B (Average): Asset is sound, operationally safe and exhibits only minor deterioration. | Category 3 (Recommended): Minor work required to prevent a deterioration of the service provided by the asset. | 20 | 2021-02-21 | 3.1732 | 76.8268 | x | 4 | 3. Moderate | 10061 | Predictive Maintenance | 91.25
1000335 | Air Handling Units - General | B (Average): Asset is sound, operationally safe and exhibits only minor deterioration. | Category 3 (Recommended): Minor work required to prevent a deterioration of the service provided by the asset. | 20 | 2023-02-03 | 1.2238 | 78.7762 | x | 4 | 3. Moderate | 10061 | Predictive Maintenance | 91.25
1000336 | Solenoid Gas/Oil Shut-off (Safety) Valves | B (Average): Asset is sound, operationally safe and exhibits only minor deterioration. | Category 3 (Recommended): Minor work required to prevent a deterioration of the service provided by the asset. | 15 | 2012-03-16 | 12.1095 | 61.854 | x | 5 | 5. Severe | 10062 | Predictive Maintenance | 28
1000337 | Room Air Conditioners | B (Average): Asset is sound, operationally safe and exhibits only minor deterioration. | Category 3 (Recommended): Minor work required to prevent a deterioration of the service provided by the asset. | 15 | 2012-09-28 | 11.5729 | 64.5695 | x | 4 | 3. Moderate | 10061 | Predictive Maintenance | 91.25
1000338 | Pumps - General | B (Average): Asset is sound, operationally safe and exhibits only minor deterioration. | Category 3 (Recommended): Minor work required to prevent a deterioration of the service provided by the asset. | 20 | 2008-06-18 | 15.8522 | 64.1478 | x | 4 | 4. Significant | 10061 | Predictive Maintenance | 91.25
1000339 | Room Air Conditioners | B (Average): Asset is sound, operationally safe and exhibits only minor deterioration. | Category 3 (Recommended): Minor work required to prevent a deterioration of the service provided by the asset. | 15 | 2018-11-01 | 5.4812 | 70.6918 | x | 5 | 3. Moderate | 10063 | Predictive Maintenance | 91.25
1000340 | Room Air Conditioners | B (Average): Asset is sound, operationally safe and exhibits only minor deterioration. | Category 3 (Recommended): Minor work required to prevent a deterioration of the service provided by the asset. | 15 | 2020-02-05 | 4.219 | 72.3746 | x | 5 | 3. Moderate | 10063 | Predictive Maintenance | 91.25
1000341 | Room Air Conditioners | B (Average): Asset is sound, operationally safe and exhibits only minor deterioration. | Category 3 (Recommended): Minor work required to prevent a deterioration of the service provided by the asset. | 15 | 2016-12-25 | 7.332 | 70.224 | x | 4 | 3. Moderate | 10061 | Predictive Maintenance | 91.25
1000342 | Ventilating Fans - General | B (Average): Asset is sound, operationally safe and exhibits only minor deterioration. | Category 3 (Recommended): Minor work required to prevent a deterioration of the service provided by the asset. | 20 | 2018-07-18 | 5.7714 | 72.2286 | x | 5 | 2. Minor | 10063 | Predictive Maintenance | 182.5
1000343 | Ventilating Fans - General | B (Average): Asset is sound, operationally safe and exhibits only minor deterioration. | Category 3 (Recommended): Minor work required to prevent a deterioration of the service provided by the asset. | 20 | 2019-09-25 | 4.5832 | 73.4168 | x | 5 | 2. Minor | 10063 | Predictive Maintenance | 182.5
1000344 | Room Air Conditioners | B (Average): Asset is sound, operationally safe and exhibits only minor deterioration. | Category 3 (Recommended): Minor work required to prevent a deterioration of the service provided by the asset. | 15 | 2022-05-29 | 1.9083 | 75.4556 | x | 5 | 3. Moderate | 10060 | Predictive Maintenance | 91.25
1000345 | Pumps - General | B (Average): Asset is sound, operationally safe and exhibits only minor deterioration. | Category 3 (Recommended): Minor work required to prevent a deterioration of the service provided by the asset. | 20 | 2022-03-30 | 2.0726 | 75.9274 | x | 5 | 4. Significant | 10062 | Predictive Maintenance | 91.25
1000346 | Pumps - General | B (Average): Asset is sound, operationally safe and exhibits only minor deterioration. | Category 3 (Recommended): Minor work required to prevent a deterioration of the service provided by the asset. | 20 | 2017-09-06 | 6.6338 | 71.3662 | x | 5 | 4. Significant | 10062 | Predictive Maintenance | 91.25
1000348 | Secondary Hot Water Circulating Pumps | B (Average): Asset is sound, operationally safe and exhibits only minor deterioration. | Category 3 (Recommended): Minor work required to prevent a deterioration of the service provided by the asset. | 20 | 2020-09-16 | 3.6057 | 74.3943 | x | 5 | 3. Moderate | 10062 | Predictive Maintenance | 91.25
1000350 | Room Air Conditioners | B (Average): Asset is sound, operationally safe and exhibits only minor deterioration. | Category 3 (Recommended): Minor work required to prevent a deterioration of the service provided by the asset. | 15 | 2012-04-10 | 12.0411 | 61.9452 | x | 5 | 3. Moderate | 10065 | Predictive Maintenance | 91.25
1000351 | Hot Water Calorifiers - Heated by LTHW | B (Average): Asset is sound, operationally safe and exhibits only minor deterioration. | Category 3 (Recommended): Minor work required to prevent a deterioration of the service provided by the asset. | 20 | 2013-01-06 | 11.2991 | 72.7009 | x | 2 | 4. Significant | 10066 | Predictive Maintenance | 91.25
1000352 | Pressurisation Units - Chilled Water, Condenser Water and LTHW Types | A (Good): Asset is as new and can be expected to perform adequately to its full normal life if maintained appropriately. | Category 4 (Normal): No work required beyond normal maintenance. | 15 | 2011-05-27 | 12.9144 | 74.7807 | x | 5 | 4. Significant | 10067 | Predictive Maintenance | 162.5
1000353 | Solenoid Gas/Oil Shut-off (Safety) Valves | B (Average): Asset is sound, operationally safe and exhibits only minor deterioration. | Category 3 (Recommended): Minor work required to prevent a deterioration of the service provided by the asset. | 15 | 2013-12-16 | 10.3573 | 64.1903 | x | 5 | 5. Severe | 10067 | Predictive Maintenance | 28
1000354 | Meter Reading - Gas | B (Average): Asset is sound, operationally safe and exhibits only minor deterioration. | Category 3 (Recommended): Minor work required to prevent a deterioration of the service provided by the asset. | 20 | 2014-12-02 | 9.3963 | 68.6037 | x | 5 | 2. Minor | 10062 | Predictive Maintenance | 182.5
1000355 | Solenoid Gas/Oil Shut-off (Safety) Valves | B (Average): Asset is sound, operationally safe and exhibits only minor deterioration. | Category 3 (Recommended): Minor work required to prevent a deterioration of the service provided by the asset. | 15 | 2010-03-18 | 14.1054 | 59.1928 | x | 5 | 5. Severe | 10062 | Predictive Maintenance | 28
1000356 | Room Air Conditioners | B (Average): Asset is sound, operationally safe and exhibits only minor deterioration. | Category 3 (Recommended): Minor work required to prevent a deterioration of the service provided by the asset. | 15 | 2016-02-25 | 8.1643 | 67.1143 | x | 5 | 3. Moderate | 10065 | Predictive Maintenance | 91.25
1000357 | Meter Reading - Gas | B (Average): Asset is sound, operationally safe and exhibits only minor deterioration. | Category 3 (Recommended): Minor work required to prevent a deterioration of the service provided by the asset. | 20 | 2007-07-08 | 16.7995 | 61.2005 | x | 5 | 2. Minor | 10067 | Predictive Maintenance | 182.5
1000358 | Pumps - General | B (Average): Asset is sound, operationally safe and exhibits only minor deterioration. | Category 3 (Recommended): Minor work required to prevent a deterioration of the service provided by the asset. | 20 | 2020-07-02 | 3.8138 | 82.1862 | x | 1 | 4. Significant | 10068 | Predictive Maintenance | 91.25
1000362 | External Lighting including Illuminated Signs | B (Average): Asset is sound, operationally safe and exhibits only minor deterioration. | Category 3 (Recommended): Minor work required to prevent a deterioration of the service provided by the asset. | 15 | 2013-04-03 | 11.0609 | 65.2521 | x | 4 | 4. Significant | 10070 | Predictive Maintenance | 91.25
1000363 | Pumps - General | B (Average): Asset is sound, operationally safe and exhibits only minor deterioration. | Category 3 (Recommended): Minor work required to prevent a deterioration of the service provided by the asset. | 20 | 2014-03-24 | 10.089 | 69.911 | x | 4 | 4. Significant | 10069 | Predictive Maintenance | 91.25
1000364 | Hot Water Calorifiers - Heated by LTHW | B (Average): Asset is sound, operationally safe and exhibits only minor deterioration. | Category 3 (Recommended): Minor work required to prevent a deterioration of the service provided by the asset. | 20 | 2020-02-01 | 4.23 | 75.77 | x | 4 | 4. Significant | 10069 | Predictive Maintenance | 91.25
1000365 | Pumps - General | B (Average): Asset is sound, operationally safe and exhibits only minor deterioration. | Category 3 (Recommended): Minor work required to prevent a deterioration of the service provided by the asset. | 20 | 2007-12-15 | 16.3614 | 63.6386 | x | 4 | 4. Significant | 10069 | Predictive Maintenance | 91.25
1000366 | Pumps - General | B (Average): Asset is sound, operationally safe and exhibits only minor deterioration. | Category 3 (Recommended): Minor work required to prevent a deterioration of the service provided by the asset. | 20 | 2015-03-17 | 9.1088 | 70.8912 | x | 4 | 4. Significant | 10069 | Predictive Maintenance | 91.25
1000367 | Pumps - General | B (Average): Asset is sound, operationally safe and exhibits only minor deterioration. | Category 3 (Recommended): Minor work required to prevent a deterioration of the service provided by the asset. | 20 | 2020-06-22 | 3.8412 | 76.1588 | x | 4 | 4. Significant | 10069 | Predictive Maintenance | 91.25
1000369 | Meter Reading - Gas | B (Average): Asset is sound, operationally safe and exhibits only minor deterioration. | Category 3 (Recommended): Minor work required to prevent a deterioration of the service provided by the asset. | 20 | 2007-03-20 | 17.1006 | 62.8994 | x | 4 | 2. Minor | 10069 | Predictive Maintenance | 182.5
1000370 | Sump Pumps and Extended Shaft Sump Pumps | B (Average): Asset is sound, operationally safe and exhibits only minor deterioration. | Category 3 (Recommended): Minor work required to prevent a deterioration of the service provided by the asset. | 10 | 2018-11-29 | 5.4045 | 73.191 | x | 2 | 5. Severe | 10072 | Predictive Maintenance | 28
1000371 | Pumps - General | B (Average): Asset is sound, operationally safe and exhibits only minor deterioration. | Category 3 (Recommended): Minor work required to prevent a deterioration of the service provided by the asset. | 20 | 2016-09-12 | 7.6167 | 76.3833 | x | 2 | 4. Significant | 10073 | Predictive Maintenance | 91.25
1000374 | Cable and Track/Rail Based Safety Systems | B (Average): Asset is sound, operationally safe and exhibits only minor deterioration. | Category 3 (Recommended): Minor work required to prevent a deterioration of the service provided by the asset. | 12 | 2014-11-21 | 9.4264 | 62.2893 | x | 5 | 3. Moderate | 10016 | Predictive Maintenance | 91.25
1000375 | Cable and Track/Rail Based Safety Systems | B (Average): Asset is sound, operationally safe and exhibits only minor deterioration. | Category 3 (Recommended): Minor work required to prevent a deterioration of the service provided by the asset. | 12 | 2017-02-26 | 7.1595 | 66.0675 | x | 5 | 3. Moderate | 10016 | Predictive Maintenance | 91.25
1000376 | Cable and Track/Rail Based Safety Systems | B (Average): Asset is sound, operationally safe and exhibits only minor deterioration. | Category 3 (Recommended): Minor work required to prevent a deterioration of the service provided by the asset. | 12 | 2017-04-27 | 6.9952 | 66.3413 | x | 5 | 3. Moderate | 10016 | Predictive Maintenance | 91.25
1000377 | Sewage or Drainage Pumps Submersible | B (Average): Asset is sound, operationally safe and exhibits only minor deterioration. | Category 3 (Recommended): Minor work required to prevent a deterioration of the service provided by the asset. | 15 | 2014-06-23 | 9.8398 | 64.8802 | x | 5 | 4. Significant | 10012 | Predictive Maintenance | 91.25
1000378 | Sewage or Drainage Pumps Submersible | B (Average): Asset is sound, operationally safe and exhibits only minor deterioration. | Category 3 (Recommended): Minor work required to prevent a deterioration of the service provided by the asset. | 15 | 2012-07-06 | 11.8029 | 62.2628 | x | 5 | 4. Significant | 10012 | Predictive Maintenance | 91.25
1000379 | Sewage or Drainage Pumps Submersible | B (Average): Asset is sound, operationally safe and exhibits only minor deterioration. | Category 3 (Recommended): Minor work required to prevent a deterioration of the service provided by the asset. | 15 | 2015-05-18 | 8.9391 | 66.0812 | x | 5 | 4. Significant | 10016 | Predictive Maintenance | 91.25
1000380 | Air Dirt Separators | B (Average): Asset is sound, operationally safe and exhibits only minor deterioration. | Category 3 (Recommended): Minor work required to prevent a deterioration of the service provided by the asset. | 20 | 2012-07-03 | 11.8111 | 66.1889 | x | 5 | 4. Significant | 10012 | Predictive Maintenance | 91.25
1000381 | Air Dirt Separators | B (Average): Asset is sound, operationally safe and exhibits only minor deterioration. | Category 3 (Recommended): Minor work required to prevent a deterioration of the service provided by the asset. | 20 | 2018-01-26 | 6.245 | 71.755 | x | 5 | 4. Significant | 10012 | Predictive Maintenance | 91.25
1000382 | Sump Pumps and Extended Shaft Sump Pumps | B (Average): Asset is sound, operationally safe and exhibits only minor deterioration. | Category 3 (Recommended): Minor work required to prevent a deterioration of the service provided by the asset. | 11 | 2018-09-16 | 5.6071 | 67.8052 | x | 5 | 5. Severe | 10012 | Predictive Maintenance | 28
1000383 | Cable and Track/Rail Based Safety Systems | B (Average): Asset is sound, operationally safe and exhibits only minor deterioration. | Category 3 (Recommended): Minor work required to prevent a deterioration of the service provided by the asset. | 12 | 2013-05-11 | 10.9569 | 67.7385 | x | 1 | 3. Moderate | 10024 | Predictive Maintenance | 91.25
1000385 | Sewage or Drainage Pumps Submersible | B (Average): Asset is sound, operationally safe and exhibits only minor deterioration. | Category 3 (Recommended): Minor work required to prevent a deterioration of the service provided by the asset. | 15 | 2011-07-31 | 12.7365 | 63.018 | x | 4 | 4. Significant | 10075 | Predictive Maintenance | 91.25
1000386 | Room Air Conditioners | B (Average): Asset is sound, operationally safe and exhibits only minor deterioration. | Category 3 (Recommended): Minor work required to prevent a deterioration of the service provided by the asset. | 15 | 2018-10-28 | 5.4921 | 78.6772 | x | 1 | 3. Moderate | 10024 | Predictive Maintenance | 91.25
1000389 | Meter Reading - Gas | B (Average): Asset is sound, operationally safe and exhibits only minor deterioration. | Category 3 (Recommended): Minor work required to prevent a deterioration of the service provided by the asset. | 20 | 2020-09-21 | 3.5921 | 74.4079 | x | 5 | 2. Minor | 10012 | Predictive Maintenance | 182.5
1000390 | Room Air Conditioners | B (Average): Asset is sound, operationally safe and exhibits only minor deterioration. | Category 3 (Recommended): Minor work required to prevent a deterioration of the service provided by the asset. | 15 | 2021-07-30 | 2.7379 | 82.3495 | x | 1 | 3. Moderate | 10024 | Predictive Maintenance | 91.25
1000391 | Water Booster Pumps | B (Average): Asset is sound, operationally safe and exhibits only minor deterioration. | Category 3 (Recommended): Minor work required to prevent a deterioration of the service provided by the asset. | 15 | 2021-06-10 | 2.8747 | 74.167 | x | 5 | 4. Significant | 10012 | Predictive Maintenance | 91.25
1000392 | Sewage or Drainage Pumps Submersible | B (Average): Asset is sound, operationally safe and exhibits only minor deterioration. | Category 3 (Recommended): Minor work required to prevent a deterioration of the service provided by the asset. | 15 | 2023-09-22 | 0.59138 | 83.2115 | x | 2 | 4. Significant | 10076 | Predictive Maintenance | 91.25
1000393 | Cable and Track/Rail Based Safety Systems | B (Average): Asset is sound, operationally safe and exhibits only minor deterioration. | Category 3 (Recommended): Minor work required to prevent a deterioration of the service provided by the asset. | 12 | 2014-05-12 | 9.9548 | 61.4086 | x | 5 | 3. Moderate | 10016 | Predictive Maintenance | 91.25
1000394 | Sewage or Drainage Pumps Submersible | B (Average): Asset is sound, operationally safe and exhibits only minor deterioration. | Category 3 (Recommended): Minor work required to prevent a deterioration of the service provided by the asset. | 15 | 2018-05-13 | 5.9521 | 72.0639 | x | 4 | 4. Significant | 10077 | Predictive Maintenance | 91.25
1000396 | Room Air Conditioners | B (Average): Asset is sound, operationally safe and exhibits only minor deterioration. | Category 3 (Recommended): Minor work required to prevent a deterioration of the service provided by the asset. | 15 | 2024-01-17 | 0.27105 | 85.6386 | x | 1 | 3. Moderate | 10074 | Predictive Maintenance | 91.25
1000402 | Sewage or Drainage Pumps Submersible | B (Average): Asset is sound, operationally safe and exhibits only minor deterioration. | Category 3 (Recommended): Minor work required to prevent a deterioration of the service provided by the asset. | 15 | 2017-11-11 | 6.4531 | 75.3958 | x | 2 | 4. Significant | 10078 | Predictive Maintenance | 91.25
1000403 | Air Dirt Separators | A (Good): Asset is as new and can be expected to perform adequately to its full normal life if maintained appropriately. | Category 4 (Normal): No work required beyond normal maintenance. | 20 | 2016-05-25 | 7.9179 | 92.0821 | x | 1 | 4. Significant | 10079 | Predictive Maintenance | 162.5
1000404 | Sewage or Drainage Pumps Submersible | B (Average): Asset is sound, operationally safe and exhibits only minor deterioration. | Category 3 (Recommended): Minor work required to prevent a deterioration of the service provided by the asset. | 15 | 2019-09-03 | 4.6434 | 77.8088 | x | 2 | 4. Significant | 10080 | Predictive Maintenance | 91.25
1000405 | Water Booster Pumps | B (Average): Asset is sound, operationally safe and exhibits only minor deterioration. | Category 3 (Recommended): Minor work required to prevent a deterioration of the service provided by the asset. | 15 | 2019-09-08 | 4.6297 | 75.8271 | x | 3 | 4. Significant | 10081 | Predictive Maintenance | 91.25
1000406 | Air Dirt Separators | A (Good): Asset is as new and can be expected to perform adequately to its full normal life if maintained appropriately. | Category 4 (Normal): No work required beyond normal maintenance. | 20 | 2013-02-06 | 11.2142 | 88.7858 | x | 1 | 4. Significant | 10079 | Predictive Maintenance | 162.5
1000407 | Sewage or Drainage Pumps Submersible | B (Average): Asset is sound, operationally safe and exhibits only minor deterioration. | Category 3 (Recommended): Minor work required to prevent a deterioration of the service provided by the asset. | 15 | 2014-09-06 | 9.6345 | 71.154 | x | 2 | 4. Significant | 10082 | Predictive Maintenance | 91.25
1000408 | Cable and Track/Rail Based Safety Systems | B (Average): Asset is sound, operationally safe and exhibits only minor deterioration. | Category 3 (Recommended): Minor work required to prevent a deterioration of the service provided by the asset. | 12 | 2017-10-18 | 6.5188 | 67.1353 | x | 5 | 3. Moderate | 10016 | Predictive Maintenance | 91.25
1000409 | Ventilating Fans - General | B (Average): Asset is sound, operationally safe and exhibits only minor deterioration. | Category 3 (Recommended): Minor work required to prevent a deterioration of the service provided by the asset. | 20 | 2007-05-06 | 16.9719 | 61.0281 | x | 5 | 2. Minor | 10016 | Predictive Maintenance | 182.5
1000410 | Ventilating Fans - General | B (Average): Asset is sound, operationally safe and exhibits only minor deterioration. | Category 3 (Recommended): Minor work required to prevent a deterioration of the service provided by the asset. | 20 | 2010-04-28 | 13.9932 | 64.0068 | x | 5 | 2. Minor | 10016 | Predictive Maintenance | 182.5
1000412 | Sewage or Drainage Pumps Submersible | B (Average): Asset is sound, operationally safe and exhibits only minor deterioration. | Category 3 (Recommended): Minor work required to prevent a deterioration of the service provided by the asset. | 15 | 2013-05-04 | 10.976 | 69.3653 | x | 2 | 4. Significant | 10084 | Predictive Maintenance | 91.25
1000413 | Sewage or Drainage Pumps Submersible | B (Average): Asset is sound, operationally safe and exhibits only minor deterioration. | Category 3 (Recommended): Minor work required to prevent a deterioration of the service provided by the asset. | 15 | 2010-10-24 | 13.5031 | 61.9959 | x | 4 | 4. Significant | 10077 | Predictive Maintenance | 91.25
1000414 | Sewage or Drainage Pumps Submersible | B (Average): Asset is sound, operationally safe and exhibits only minor deterioration. | Category 3 (Recommended): Minor work required to prevent a deterioration of the service provided by the asset. | 15 | 2016-07-05 | 7.8056 | 69.5925 | x | 4 | 4. Significant | 10085 | Predictive Maintenance | 91.25
1000415 | Sewage or Drainage Pumps Submersible | B (Average): Asset is sound, operationally safe and exhibits only minor deterioration. | Category 3 (Recommended): Minor work required to prevent a deterioration of the service provided by the asset. | 15 | 2010-05-13 | 13.9521 | 61.3972 | x | 4 | 4. Significant | 10077 | Predictive Maintenance | 91.25
1000416 | Sewage or Drainage Pumps Submersible | B (Average): Asset is sound, operationally safe and exhibits only minor deterioration. | Category 3 (Recommended): Minor work required to prevent a deterioration of the service provided by the asset. | 15 | 2010-04-11 | 14.0397 | 61.2804 | x | 4 | 4. Significant | 10077 | Predictive Maintenance | 91.25
1000417 | Sewage or Drainage Pumps Submersible | B (Average): Asset is sound, operationally safe and exhibits only minor deterioration. | Category 3 (Recommended): Minor work required to prevent a deterioration of the service provided by the asset. | 15 | 2022-10-09 | 1.5441 | 75.9411 | x | 5 | 4. Significant | 10086 | Predictive Maintenance | 91.25
1000419 | Cable and Track/Rail Based Safety Systems | B (Average): Asset is sound, operationally safe and exhibits only minor deterioration. | Category 3 (Recommended): Minor work required to prevent a deterioration of the service provided by the asset. | 12 | 2019-07-10 | 4.794 | 78.01 | x | 1 | 3. Moderate | 10024 | Predictive Maintenance | 91.25
1000420 | Room Air Conditioners | B (Average): Asset is sound, operationally safe and exhibits only minor deterioration. | Category 3 (Recommended): Minor work required to prevent a deterioration of the service provided by the asset. | 15 | 2023-03-10 | 1.128 | 76.496 | x | 5 | 3. Moderate | 10016 | Predictive Maintenance | 91.25
1000421 | Air Handling Units - General | B (Average): Asset is sound, operationally safe and exhibits only minor deterioration. | Category 3 (Recommended): Minor work required to prevent a deterioration of the service provided by the asset. | 20 | 2022-08-26 | 1.6646 | 76.3354 | x | 5 | 3. Moderate | 10016 | Predictive Maintenance | 91.25
1000422 | Air Handling Units - General | B (Average): Asset is sound, operationally safe and exhibits only minor deterioration. | Category 3 (Recommended): Minor work required to prevent a deterioration of the service provided by the asset. | 20 | 2021-02-03 | 3.2225 | 74.7775 | x | 5 | 3. Moderate | 10016 | Predictive Maintenance | 91.25
1000423 | Cable and Track/Rail Based Safety Systems | B (Average): Asset is sound, operationally safe and exhibits only minor deterioration. | Category 3 (Recommended): Minor work required to prevent a deterioration of the service provided by the asset. | 12 | 2013-10-18 | 10.5188 | 60.4686 | x | 5 | 3. Moderate | 10016 | Predictive Maintenance | 91.25
1000424 | Cable and Track/Rail Based Safety Systems | B (Average): Asset is sound, operationally safe and exhibits only minor deterioration. | Category 3 (Recommended): Minor work required to prevent a deterioration of the service provided by the asset. | 12 | 2019-08-18 | 4.6872 | 70.188 | x | 5 | 3. Moderate | 10016 | Predictive Maintenance | 91.25
1000425 | Speed Controllers | B (Average): Asset is sound, operationally safe and exhibits only minor deterioration. | Category 3 (Recommended): Minor work required to prevent a deterioration of the service provided by the asset. | 15 | 2014-07-20 | 9.7659 | 64.9788 | x | 5 | 4. Significant | 10016 | Predictive Maintenance | 91.25
1000426 | Ventilating Fans - General | B (Average): Asset is sound, operationally safe and exhibits only minor deterioration. | Category 3 (Recommended): Minor work required to prevent a deterioration of the service provided by the asset. | 20 | 2017-06-18 | 6.8528 | 71.1472 | x | 5 | 2. Minor | 10016 | Predictive Maintenance | 182.5
1000427 | Ventilating Fans - General | B (Average): Asset is sound, operationally safe and exhibits only minor deterioration. | Category 3 (Recommended): Minor work required to prevent a deterioration of the service provided by the asset. | 20 | 2012-10-11 | 11.5373 | 66.4627 | x | 5 | 2. Minor | 10016 | Predictive Maintenance | 182.5
1000428 | Speed Controllers | B (Average): Asset is sound, operationally safe and exhibits only minor deterioration. | Category 3 (Recommended): Minor work required to prevent a deterioration of the service provided by the asset. | 15 | 2016-04-10 | 8.0411 | 67.2786 | x | 5 | 4. Significant | 10016 | Predictive Maintenance | 91.25
1000429 | Fixed Access Ladders and Stairs | B (Average): Asset is sound, operationally safe and exhibits only minor deterioration. | Category 3 (Recommended): Minor work required to prevent a deterioration of the service provided by the asset. | 20 | 2023-05-06 | 0.97194 | 81.0281 | x | 3 | 3. Moderate | 10022 | Predictive Maintenance | 91.25
1000430 | Fixed Access Ladders and Stairs | B (Average): Asset is sound, operationally safe and exhibits only minor deterioration. | Category 3 (Recommended): Minor work required to prevent a deterioration of the service provided by the asset. | 20 | 2012-07-24 | 11.7536 | 66.2464 | x | 5 | 3. Moderate | 10016 | Predictive Maintenance | 91.25
1000431 | Room Air Conditioners | B (Average): Asset is sound, operationally safe and exhibits only minor deterioration. | Category 3 (Recommended): Minor work required to prevent a deterioration of the service provided by the asset. | 15 | 2022-10-01 | 1.5661 | 75.9119 | x | 5 | 3. Moderate | 10016 | Predictive Maintenance | 91.25
1000433 | Fixed Access Ladders and Stairs | B (Average): Asset is sound, operationally safe and exhibits only minor deterioration. | Category 3 (Recommended): Minor work required to prevent a deterioration of the service provided by the asset. | 20 | 2020-03-07 | 4.1342 | 79.8658 | x | 2 | 3. Moderate | 10088 | Predictive Maintenance | 91.25
1000434 | Sewage or Drainage Pumps Submersible | B (Average): Asset is sound, operationally safe and exhibits only minor deterioration. | Category 3 (Recommended): Minor work required to prevent a deterioration of the service provided by the asset. | 15 | 2010-04-21 | 14.0123 | 59.3169 | x | 5 | 4. Significant | 10089 | Predictive Maintenance | 91.25
1000435 | Fixed Access Ladders and Stairs | B (Average): Asset is sound, operationally safe and exhibits only minor deterioration. | Category 3 (Recommended): Minor work required to prevent a deterioration of the service provided by the asset. | 20 | 2018-04-11 | 6.0397 | 71.9603 | x | 5 | 3. Moderate | 10086 | Predictive Maintenance | 91.25
1000436 | Cable and Track/Rail Based Safety Systems | B (Average): Asset is sound, operationally safe and exhibits only minor deterioration. | Category 3 (Recommended): Minor work required to prevent a deterioration of the service provided by the asset. | 12 | 2021-09-15 | 2.6092 | 73.6514 | x | 5 | 3. Moderate | 10086 | Predictive Maintenance | 91.25
1000437 | Pressurisation Units - Chilled Water, Condenser Water and LTHW Types | A (Good): Asset is as new and can be expected to perform adequately to its full normal life if maintained appropriately. | Category 4 (Normal): No work required beyond normal maintenance. | 15 | 2010-10-15 | 13.5277 | 75.963 | x | 4 | 4. Significant | 10090 | Predictive Maintenance | 162.5
1000438 | Pumps - General | D (Very Poor): Asset runs a serious risk of imminent breakdown or poses a health and safety risk. | Category 3 (Recommended): Minor work required to prevent a deterioration of the service provided by the asset. | 20 | 2014-01-07 | 10.2971 | 48.7029 | x | 4 | 4. Significant | 10091 | Predictive Maintenance | 91.25
1000439 | Fixed Access Ladders and Stairs | B (Average): Asset is sound, operationally safe and exhibits only minor deterioration. | Category 3 (Recommended): Minor work required to prevent a deterioration of the service provided by the asset. | 20 | 2005-03-03 | 19.1458 | 58.8542 | x | 5 | 3. Moderate | 10086 | Predictive Maintenance | 91.25
1000441 | Pumps - General | A (Good): Asset is as new and can be expected to perform adequately to its full normal life if maintained appropriately. | Category 4 (Normal): No work required beyond normal maintenance. | 20 | 2015-02-12 | 9.1992 | 82.8008 | x | 5 | 4. Significant | 10093 | Predictive Maintenance | 162.5
1000442 | Room Air Conditioners | B (Average): Asset is sound, operationally safe and exhibits only minor deterioration. | Category 3 (Recommended): Minor work required to prevent a deterioration of the service provided by the asset. | 15 | 2018-08-10 | 5.7084 | 76.3888 | x | 2 | 3. Moderate | 10094 | Predictive Maintenance | 91.25
1000443 | Fixed Access Ladders and Stairs | B (Average): Asset is sound, operationally safe and exhibits only minor deterioration. | Category 3 (Recommended): Minor work required to prevent a deterioration of the service provided by the asset. | 20 | 2019-05-28 | 4.9117 | 79.0883 | x | 2 | 3. Moderate | 10094 | Predictive Maintenance | 91.25
1000445 | Room Air Conditioners | B (Average): Asset is sound, operationally safe and exhibits only minor deterioration. | Category 3 (Recommended): Minor work required to prevent a deterioration of the service provided by the asset. | 15 | 2016-09-16 | 7.6057 | 73.859 | x | 2 | 3. Moderate | 10094 | Predictive Maintenance | 91.25
1000448 | Cable and Track/Rail Based Safety Systems | B (Average): Asset is sound, operationally safe and exhibits only minor deterioration. | Category 3 (Recommended): Minor work required to prevent a deterioration of the service provided by the asset. | 12 | 2017-10-28 | 6.4914 | 73.1809 | x | 2 | 3. Moderate | 10094 | Predictive Maintenance | 91.25
1000449 | Fluid Filled Transformer | B (Average): Asset is sound, operationally safe and exhibits only minor deterioration. | Category 3 (Recommended): Minor work required to prevent a deterioration of the service provided by the asset. | 30 | 1997-03-20 | 27.0992 | 59.9338 | x | 5 | 5. Severe | 10095 | Predictive Maintenance | 28
1000450 | Roof and Canopy Fall Protection Systems | B (Average): Asset is sound, operationally safe and exhibits only minor deterioration. | Category 3 (Recommended): Minor work required to prevent a deterioration of the service provided by the asset. | 15 | 2013-08-13 | 10.6995 | 69.734 | x | 2 | 5. Severe | 10094 | Predictive Maintenance | 28
1000451 | Fluid Filled Transformer | B (Average): Asset is sound, operationally safe and exhibits only minor deterioration. | Category 3 (Recommended): Minor work required to prevent a deterioration of the service provided by the asset. | 30 | 2011-06-08 | 12.8816 | 69.4123 | x | 5 | 5. Severe | 10096 | Predictive Maintenance | 28
1000453 | Fluid Filled Transformer | B (Average): Asset is sound, operationally safe and exhibits only minor deterioration. | Category 3 (Recommended): Minor work required to prevent a deterioration of the service provided by the asset. | 30 | 2022-08-27 | 1.6619 | 80.8921 | x | 3 | 5. Severe | 10097 | Predictive Maintenance | 28
1000454 | Meter Reading - Water | B (Average): Asset is sound, operationally safe and exhibits only minor deterioration. | Category 3 (Recommended): Minor work required to prevent a deterioration of the service provided by the asset. | 20 | 2020-07-10 | 3.7919 | 74.2081 | x | 5 | 2. Minor | 10086 | Predictive Maintenance | 182.5
1000455 | Meter Reading - Water | B (Average): Asset is sound, operationally safe and exhibits only minor deterioration. | Category 3 (Recommended): Minor work required to prevent a deterioration of the service provided by the asset. | 20 | 2007-08-14 | 16.6982 | 61.3018 | x | 5 | 2. Minor | 10086 | Predictive Maintenance | 182.5
1000456 | Pressurisation Units - Chilled Water, Condenser Water and LTHW Types | B (Average): Asset is sound, operationally safe and exhibits only minor deterioration. | Category 3 (Recommended): Minor work required to prevent a deterioration of the service provided by the asset. | 15 | 2014-06-30 | 9.8207 | 64.9058 | x | 5 | 4. Significant | 10086 | Predictive Maintenance | 91.25
1000457 | Fluid Filled Transformer | B (Average): Asset is sound, operationally safe and exhibits only minor deterioration. | Category 3 (Recommended): Minor work required to prevent a deterioration of the service provided by the asset. | 30 | 1994-08-01 | 29.7331 | 66.178 | x | 1 | 5. Severe | 10098 | Predictive Maintenance | 28
1000458 | Meter Reading - Water | B (Average): Asset is sound, operationally safe and exhibits only minor deterioration. | Category 3 (Recommended): Minor work required to prevent a deterioration of the service provided by the asset. | 20 | 2011-09-12 | 12.6188 | 65.3812 | x | 5 | 2. Minor | 10086 | Predictive Maintenance | 182.5
1000459 | Meter Reading - Water | B (Average): Asset is sound, operationally safe and exhibits only minor deterioration. | Category 3 (Recommended): Minor work required to prevent a deterioration of the service provided by the asset. | 20 | 2015-11-15 | 8.4435 | 69.5565 | x | 5 | 2. Minor | 10086 | Predictive Maintenance | 182.5
1000460 | Meter Reading - Water | B (Average): Asset is sound, operationally safe and exhibits only minor deterioration. | Category 3 (Recommended): Minor work required to prevent a deterioration of the service provided by the asset. | 20 | 2015-01-18 | 9.2676 | 68.7324 | x | 5 | 2. Minor | 10086 | Predictive Maintenance | 182.5
1000461 | Meter Reading - Water | B (Average): Asset is sound, operationally safe and exhibits only minor deterioration. | Category 3 (Recommended): Minor work required to prevent a deterioration of the service provided by the asset. | 20 | 2009-09-22 | 14.59 | 63.41 | x | 5 | 2. Minor | 10086 | Predictive Maintenance | 182.5
1000462 | Fluid Filled Transformer | B (Average): Asset is sound, operationally safe and exhibits only minor deterioration. | Category 3 (Recommended): Minor work required to prevent a deterioration of the service provided by the asset. | 30 | 2011-12-31 | 12.3176 | 77.7883 | x | 1 | 5. Severe | 10099 | Predictive Maintenance | 28
1000463 | Meter Reading - Gas | B (Average): Asset is sound, operationally safe and exhibits only minor deterioration. | Category 3 (Recommended): Minor work required to prevent a deterioration of the service provided by the asset. | 20 | 2007-02-03 | 17.2238 | 60.7762 | x | 5 | 2. Minor | 10086 | Predictive Maintenance | 182.5
1000464 | Solenoid Gas/Oil Shut-off (Safety) Valves | B (Average): Asset is sound, operationally safe and exhibits only minor deterioration. | Category 3 (Recommended): Minor work required to prevent a deterioration of the service provided by the asset. | 15 | 2020-11-03 | 3.4743 | 73.3676 | x | 5 | 5. Severe | 10086 | Predictive Maintenance | 28
1000465 | Cable and Track/Rail Based Safety Systems | B (Average): Asset is sound, operationally safe and exhibits only minor deterioration. | Category 3 (Recommended): Minor work required to prevent a deterioration of the service provided by the asset. | 12 | 2019-11-22 | 4.4244 | 76.6261 | x | 2 | 3. Moderate | 10094 | Predictive Maintenance | 91.25
1000466 | Fluid Filled Transformer | B (Average): Asset is sound, operationally safe and exhibits only minor deterioration. | Category 3 (Recommended): Minor work required to prevent a deterioration of the service provided by the asset. | 30 | 2015-11-16 | 8.4408 | 80.3728 | x | 1 | 5. Severe | 10099 | Predictive Maintenance | 28
1000471 | Cable and Track/Rail Based Safety Systems | B (Average): Asset is sound, operationally safe and exhibits only minor deterioration. | Category 3 (Recommended): Minor work required to prevent a deterioration of the service provided by the asset. | 12 | 2017-10-30 | 6.486 | 73.1901 | x | 2 | 3. Moderate | 10094 | Predictive Maintenance | 91.25
1000472 | Air Handling Units - General | B (Average): Asset is sound, operationally safe and exhibits only minor deterioration. | Category 3 (Recommended): Minor work required to prevent a deterioration of the service provided by the asset. | 20 | 2009-06-28 | 14.8255 | 63.1745 | x | 5 | 3. Moderate | 10086 | Predictive Maintenance | 91.25
1000473 | Fluid Filled Transformer | B (Average): Asset is sound, operationally safe and exhibits only minor deterioration. | Category 3 (Recommended): Minor work required to prevent a deterioration of the service provided by the asset. | 30 | 2002-02-03 | 22.2231 | 63.1846 | x | 5 | 5. Severe | 10100 | Predictive Maintenance | 28
1000474 | Room Air Conditioners | B (Average): Asset is sound, operationally safe and exhibits only minor deterioration. | Category 3 (Recommended): Minor work required to prevent a deterioration of the service provided by the asset. | 15 | 2020-02-11 | 4.2026 | 78.3965 | x | 2 | 3. Moderate | 10094 | Predictive Maintenance | 91.25
1000475 | Room Air Conditioners | B (Average): Asset is sound, operationally safe and exhibits only minor deterioration. | Category 3 (Recommended): Minor work required to prevent a deterioration of the service provided by the asset. | 15 | 2010-12-22 | 13.3415 | 66.2113 | x | 2 | 3. Moderate | 10094 | Predictive Maintenance | 91.25
1000478 | Pumps - General | A (Good): Asset is as new and can be expected to perform adequately to its full normal life if maintained appropriately. | Category 4 (Normal): No work required beyond normal maintenance. | 20 | 2009-02-28 | 15.154 | 80.846 | x | 3 | 4. Significant | 10101 | Predictive Maintenance | 162.5
1000479 | Instantaneous Electric Water Heaters (Non Drinks Type) | A (Good): Asset is as new and can be expected to perform adequately to its full normal life if maintained appropriately. | Category 4 (Normal): No work required beyond normal maintenance. | 12 | 2023-11-08 | 0.4627 | 99.2288 | x | 1 | 3. Moderate | 10102 | Predictive Maintenance | 365
1000481 | Sewage or Drainage Pumps Submersible | B (Average): Asset is sound, operationally safe and exhibits only minor deterioration. | Category 3 (Recommended): Minor work required to prevent a deterioration of the service provided by the asset. | 15 | 2020-12-26 | 3.3292 | 73.561 | x | 5 | 4. Significant | 10104 | Predictive Maintenance | 91.25
1000482 | Fixed Access Ladders and Stairs | B (Average): Asset is sound, operationally safe and exhibits only minor deterioration. | Category 3 (Recommended): Minor work required to prevent a deterioration of the service provided by the asset. | 20 | 2009-05-23 | 14.924 | 71.076 | x | 1 | 3. Moderate | 10105 | Predictive Maintenance | 91.25
1000483 | Fixed Access Ladders and Stairs | B (Average): Asset is sound, operationally safe and exhibits only minor deterioration. | Category 3 (Recommended): Minor work required to prevent a deterioration of the service provided by the asset. | 20 | 2023-12-05 | 0.38877 | 77.6112 | x | 5 | 3. Moderate | 10106 | Predictive Maintenance | 91.25
1000485 | Electric Immersion Water | B (Average): Asset is sound, operationally safe and exhibits only minor deterioration. | Category 3 (Recommended): Minor work required to prevent a deterioration of the service provided by the asset. | 15 | 2019-07-27 | 4.7474 | 71.6701 | x | 5 | 3. Moderate | 10107 | Predictive Maintenance | 91.25
1000487 | Electric Immersion Water | B (Average): Asset is sound, operationally safe and exhibits only minor deterioration. | Category 3 (Recommended): Minor work required to prevent a deterioration of the service provided by the asset. | 15 | 2016-07-21 | 7.7618 | 67.6509 | x | 5 | 3. Moderate | 10107 | Predictive Maintenance | 91.25
1000488 | Electric Immersion Water | B (Average): Asset is sound, operationally safe and exhibits only minor deterioration. | Category 3 (Recommended): Minor work required to prevent a deterioration of the service provided by the asset. | 15 | 2012-11-01 | 11.4798 | 62.6936 | x | 5 | 3. Moderate | 10107 | Predictive Maintenance | 91.25
1000491 | Electric Immersion Water | B (Average): Asset is sound, operationally safe and exhibits only minor deterioration. | Category 3 (Recommended): Minor work required to prevent a deterioration of the service provided by the asset. | 15 | 2019-04-05 | 5.0568 | 71.2576 | x | 5 | 3. Moderate | 10107 | Predictive Maintenance | 91.25
1000492 | Sewage or Drainage Pumps Submersible | B (Average): Asset is sound, operationally safe and exhibits only minor deterioration. | Category 3 (Recommended): Minor work required to prevent a deterioration of the service provided by the asset. | 15 | 2014-01-13 | 10.2806 | 64.2925 | x | 5 | 4. Significant | 10104 | Predictive Maintenance | 91.25
1000496 | Sewage or Drainage Pumps Submersible | B (Average): Asset is sound, operationally safe and exhibits only minor deterioration. | Category 3 (Recommended): Minor work required to prevent a deterioration of the service provided by the asset. | 15 | 2013-03-01 | 11.1513 | 63.1316 | x | 5 | 4. Significant | 10104 | Predictive Maintenance | 91.25
1000498 | Fixed Access Ladders and Stairs | B (Average): Asset is sound, operationally safe and exhibits only minor deterioration. | Category 3 (Recommended): Minor work required to prevent a deterioration of the service provided by the asset. | 20 | 2023-08-13 | 0.70089 | 85.2991 | x | 1 | 3. Moderate | 10110 | Predictive Maintenance | 91.25
1000499 | Cable and Track/Rail Based Safety Systems | B (Average): Asset is sound, operationally safe and exhibits only minor deterioration. | Category 3 (Recommended): Minor work required to prevent a deterioration of the service provided by the asset. | 12 | 2023-03-01 | 1.1526 | 76.0789 | x | 5 | 3. Moderate | 10086 | Predictive Maintenance | 91.25
1000500 | Fluid Filled Transformer | B (Average): Asset is sound, operationally safe and exhibits only minor deterioration. | Category 3 (Recommended): Minor work required to prevent a deterioration of the service provided by the asset. | 30 | 2005-12-06 | 18.3847 | 65.7436 | x | 5 | 5. Severe | 10111 | Predictive Maintenance | 28
1000509 | Room Air Conditioners | B (Average): Asset is sound, operationally safe and exhibits only minor deterioration. | Category 3 (Recommended): Minor work required to prevent a deterioration of the service provided by the asset. | 15 | 2013-07-25 | 10.7515 | 65.6646 | x | 4 | 3. Moderate | 10112 | Predictive Maintenance | 91.25
1000511 | Room Air Conditioners | B (Average): Asset is sound, operationally safe and exhibits only minor deterioration. | Category 3 (Recommended): Minor work required to prevent a deterioration of the service provided by the asset. | 15 | 2022-07-01 | 1.8179 | 81.5761 | x | 2 | 3. Moderate | 10031 | Predictive Maintenance | 91.25
1000512 | Packaged Chiller Units | B (Average): Asset is sound, operationally safe and exhibits only minor deterioration. | Category 3 (Recommended): Minor work required to prevent a deterioration of the service provided by the asset. | 20 | 2006-05-13 | 17.9521 | 68.0479 | x | 1 | 4. Significant | 10113 | Predictive Maintenance | 91.25
1000513 | Solenoid Gas/Oil Shut-off (Safety) Valves | B (Average): Asset is sound, operationally safe and exhibits only minor deterioration. | Category 3 (Recommended): Minor work required to prevent a deterioration of the service provided by the asset. | 15 | 2021-08-02 | 2.7296 | 82.3605 | x | 1 | 5. Severe | 10113 | Predictive Maintenance | 28
1000514 | Emergency eye wash station (Plumbed System) | B (Average): Asset is sound, operationally safe and exhibits only minor deterioration. | Category 3 (Recommended): Minor work required to prevent a deterioration of the service provided by the asset. | 10 | 2020-10-16 | 3.5236 | 78.9528 | x | 1 | 3. Moderate | 10115 | Predictive Maintenance | 91.25
1000515 | Meter Reading - Gas | B (Average): Asset is sound, operationally safe and exhibits only minor deterioration. | Category 3 (Recommended): Minor work required to prevent a deterioration of the service provided by the asset. | 20 | 2006-04-02 | 18.0643 | 61.9357 | x | 4 | 2. Minor | 10116 | Predictive Maintenance | 182.5
1000517 | Solenoid Gas/Oil Shut-off (Safety) Valves | B (Average): Asset is sound, operationally safe and exhibits only minor deterioration. | Category 3 (Recommended): Minor work required to prevent a deterioration of the service provided by the asset. | 15 | 2011-04-12 | 13.0376 | 62.6165 | x | 4 | 5. Severe | 10116 | Predictive Maintenance | 28
1000518 | Solenoid Gas/Oil Shut-off (Safety) Valves | B (Average): Asset is sound, operationally safe and exhibits only minor deterioration. | Category 3 (Recommended): Minor work required to prevent a deterioration of the service provided by the asset. | 15 | 2017-06-20 | 6.8474 | 70.8702 | x | 4 | 5. Severe | 10116 | Predictive Maintenance | 28
1000520 | Emergency eye wash station (Plumbed System) | B (Average): Asset is sound, operationally safe and exhibits only minor deterioration. | Category 3 (Recommended): Minor work required to prevent a deterioration of the service provided by the asset. | 10 | 2022-11-26 | 1.4127 | 77.1745 | x | 4 | 3. Moderate | 10119 | Predictive Maintenance | 91.25
1000524 | Roof and Canopy Fall Protection Systems | B (Average): Asset is sound, operationally safe and exhibits only minor deterioration. | Category 3 (Recommended): Minor work required to prevent a deterioration of the service provided by the asset. | 15 | 2022-12-28 | 1.3251 | 82.2332 | x | 2 | 5. Severe | 10031 | Predictive Maintenance | 28
1000525 | Roof and Canopy Fall Protection Systems | B (Average): Asset is sound, operationally safe and exhibits only minor deterioration. | Category 3 (Recommended): Minor work required to prevent a deterioration of the service provided by the asset. | 15 | 2011-02-27 | 13.1581 | 66.4559 | x | 2 | 5. Severe | 10031 | Predictive Maintenance | 28
1000526 | Roof and Canopy Fall Protection Systems | B (Average): Asset is sound, operationally safe and exhibits only minor deterioration. | Category 3 (Recommended): Minor work required to prevent a deterioration of the service provided by the asset. | 15 | 2020-02-09 | 4.2081 | 78.3892 | x | 2 | 5. Severe | 10031 | Predictive Maintenance | 28
1000527 | Sewage or Drainage Pumps Submersible | B (Average): Asset is sound, operationally safe and exhibits only minor deterioration. | Category 3 (Recommended): Minor work required to prevent a deterioration of the service provided by the asset. | 15 | 2011-11-30 | 12.4025 | 67.4634 | x | 2 | 4. Significant | 10031 | Predictive Maintenance | 91.25
1000530 | Automatic Vehicle Barrier | B (Average): Asset is sound, operationally safe and exhibits only minor deterioration. | Category 3 (Recommended): Minor work required to prevent a deterioration of the service provided by the asset. | 15 | 2023-10-08 | 0.54757 | 77.2699 | x | 5 | 3. Moderate | 10086 | Predictive Maintenance | 91.25
1000531 | Automated Sliding Gates (Yard Gates) | B (Average): Asset is sound, operationally safe and exhibits only minor deterioration. | Category 3 (Recommended): Minor work required to prevent a deterioration of the service provided by the asset. | 20 | 2007-04-09 | 17.0459 | 64.9541 | x | 3 | 3. Moderate | 10123 | Predictive Maintenance | 91.25
1000532 | Automated Sliding Gates (Yard Gates) | B (Average): Asset is sound, operationally safe and exhibits only minor deterioration. | Category 3 (Recommended): Minor work required to prevent a deterioration of the service provided by the asset. | 20 | 2013-09-24 | 10.5845 | 71.4155 | x | 3 | 3. Moderate | 10123 | Predictive Maintenance | 91.25
1000533 | Meter Reading - Water | B (Average): Asset is sound, operationally safe and exhibits only minor deterioration. | Category 3 (Recommended): Minor work required to prevent a deterioration of the service provided by the asset. | 20 | 2021-05-10 | 2.9596 | 81.0404 | x | 2 | 2. Minor | 10087 | Predictive Maintenance | 182.5
1000534 | Sewage or Drainage Pumps Submersible | B (Average): Asset is sound, operationally safe and exhibits only minor deterioration. | Category 3 (Recommended): Minor work required to prevent a deterioration of the service provided by the asset. | 15 | 2022-04-20 | 2.0151 | 83.3133 | x | 1 | 4. Significant | 10124 | Predictive Maintenance | 91.25
1000535 | Sewage or Drainage Pumps Submersible | B (Average): Asset is sound, operationally safe and exhibits only minor deterioration. | Category 3 (Recommended): Minor work required to prevent a deterioration of the service provided by the asset. | 15 | 2011-01-28 | 13.2402 | 68.3463 | x | 1 | 4. Significant | 10124 | Predictive Maintenance | 91.25
1000536 | Meter Reading - Water | B (Average): Asset is sound, operationally safe and exhibits only minor deterioration. | Category 3 (Recommended): Minor work required to prevent a deterioration of the service provided by the asset. | 20 | 2018-12-21 | 5.3443 | 78.6557 | x | 2 | 2. Minor | 10087 | Predictive Maintenance | 182.5
1000537 | Solenoid Gas/Oil Shut-off (Safety) Valves | B (Average): Asset is sound, operationally safe and exhibits only minor deterioration. | Category 3 (Recommended): Minor work required to prevent a deterioration of the service provided by the asset. | 15 | 2010-12-21 | 13.3443 | 66.2076 | x | 2 | 5. Severe | 10087 | Predictive Maintenance | 28
1000538 | Meter Reading - Gas | B (Average): Asset is sound, operationally safe and exhibits only minor deterioration. | Category 3 (Recommended): Minor work required to prevent a deterioration of the service provided by the asset. | 20 | 2017-05-10 | 6.9596 | 77.0404 | x | 2 | 2. Minor | 10087 | Predictive Maintenance | 182.5
1000540 | Solenoid Gas/Oil Shut-off (Safety) Valves | B (Average): Asset is sound, operationally safe and exhibits only minor deterioration. | Category 3 (Recommended): Minor work required to prevent a deterioration of the service provided by the asset. | 15 | 2012-11-22 | 11.4223 | 68.7702 | x | 2 | 5. Severe | 10087 | Predictive Maintenance | 28
1000541 | Meter Reading - Gas | B (Average): Asset is sound, operationally safe and exhibits only minor deterioration. | Category 3 (Recommended): Minor work required to prevent a deterioration of the service provided by the asset. | 20 | 2012-06-16 | 11.8576 | 72.1424 | x | 2 | 2. Minor | 10087 | Predictive Maintenance | 182.5
1000543 | Ventilating Fans - General | U (Unverified): Further investigation required. | Category U (Unverified Asset): Further investigation required to identify asset. | 20 | 2006-07-01 | 17.8179 | 46.1821 | x | 5 | 2. Minor | 10086 | Predictive Maintenance | 91.25
1000544 | Room Air Conditioners | B (Average): Asset is sound, operationally safe and exhibits only minor deterioration. | Category 3 (Recommended): Minor work required to prevent a deterioration of the service provided by the asset. | 15 | 2020-01-02 | 4.3121 | 72.2505 | x | 5 | 3. Moderate | 10086 | Predictive Maintenance | 91.25
1000546 | Solenoid Gas/Oil Shut-off (Safety) Valves | B (Average): Asset is sound, operationally safe and exhibits only minor deterioration. | Category 3 (Recommended): Minor work required to prevent a deterioration of the service provided by the asset. | 15 | 2021-08-22 | 2.6749 | 78.4335 | x | 3 | 5. Severe | 10125 | Predictive Maintenance | 28
1000547 | Ventilating Fans - General | B (Average): Asset is sound, operationally safe and exhibits only minor deterioration. | Category 3 (Recommended): Minor work required to prevent a deterioration of the service provided by the asset. | 20 | 2018-07-24 | 5.755 | 72.245 | x | 5 | 2. Minor | 10086 | Predictive Maintenance | 182.5
1000548 | Room Air Conditioners | B (Average): Asset is sound, operationally safe and exhibits only minor deterioration. | Category 3 (Recommended): Minor work required to prevent a deterioration of the service provided by the asset. | 15 | 2019-10-09 | 4.5448 | 71.9402 | x | 5 | 3. Moderate | 10086 | Predictive Maintenance | 91.25
1000549 | Room Air Conditioners | B (Average): Asset is sound, operationally safe and exhibits only minor deterioration. | Category 3 (Recommended): Minor work required to prevent a deterioration of the service provided by the asset. | 15 | 2016-04-06 | 8.052 | 67.264 | x | 5 | 3. Moderate | 10086 | Predictive Maintenance | 91.25
1000550 | Room Air Conditioners | B (Average): Asset is sound, operationally safe and exhibits only minor deterioration. | Category 3 (Recommended): Minor work required to prevent a deterioration of the service provided by the asset. | 15 | 2020-01-04 | 4.3066 | 72.2578 | x | 5 | 3. Moderate | 10086 | Predictive Maintenance | 91.25
1000551 | Sewage or Drainage Pumps Submersible | B (Average): Asset is sound, operationally safe and exhibits only minor deterioration. | Category 3 (Recommended): Minor work required to prevent a deterioration of the service provided by the asset. | 15 | 2014-06-14 | 9.8645 | 66.8474 | x | 4 | 4. Significant | 10126 | Predictive Maintenance | 91.25
1000552 | Sewage or Drainage Pumps Submersible | B (Average): Asset is sound, operationally safe and exhibits only minor deterioration. | Category 3 (Recommended): Minor work required to prevent a deterioration of the service provided by the asset. | 15 | 2020-08-16 | 3.6906 | 75.0792 | x | 4 | 4. Significant | 10126 | Predictive Maintenance | 91.25
1000553 | Water Booster Pumps | B (Average): Asset is sound, operationally safe and exhibits only minor deterioration. | Category 3 (Recommended): Minor work required to prevent a deterioration of the service provided by the asset. | 15 | 2014-03-21 | 10.0972 | 66.5371 | x | 4 | 4. Significant | 10126 | Predictive Maintenance | 91.25
1000554 | Room Air Conditioners | B (Average): Asset is sound, operationally safe and exhibits only minor deterioration. | Category 3 (Recommended): Minor work required to prevent a deterioration of the service provided by the asset. | 15 | 2014-06-06 | 9.8864 | 66.8182 | x | 4 | 3. Moderate | 10126 | Predictive Maintenance | 91.25
1000555 | Heat meter, calculator and temperature probes | B (Average): Asset is sound, operationally safe and exhibits only minor deterioration. | Category 3 (Recommended): Minor work required to prevent a deterioration of the service provided by the asset. | 15 | 2019-07-08 | 4.7995 | 73.6007 | x | 4 | 2. Minor | 10126 | Predictive Maintenance | 182.5
1000556 | Heat meter, calculator and temperature probes | B (Average): Asset is sound, operationally safe and exhibits only minor deterioration. | Category 3 (Recommended): Minor work required to prevent a deterioration of the service provided by the asset. | 15 | 2021-01-07 | 3.2964 | 75.6048 | x | 4 | 2. Minor | 10126 | Predictive Maintenance | 182.5
1000557 | Room Air Conditioners | B (Average): Asset is sound, operationally safe and exhibits only minor deterioration. | Category 3 (Recommended): Minor work required to prevent a deterioration of the service provided by the asset. | 15 | 2018-10-30 | 5.4867 | 72.6845 | x | 4 | 3. Moderate | 10126 | Predictive Maintenance | 91.25
1000558 | Room Air Conditioners | B (Average): Asset is sound, operationally safe and exhibits only minor deterioration. | Category 3 (Recommended): Minor work required to prevent a deterioration of the service provided by the asset. | 15 | 2019-02-28 | 5.1554 | 73.1262 | x | 4 | 3. Moderate | 10126 | Predictive Maintenance | 91.25
1000559 | Room Air Conditioners | B (Average): Asset is sound, operationally safe and exhibits only minor deterioration. | Category 3 (Recommended): Minor work required to prevent a deterioration of the service provided by the asset. | 15 | 2014-12-20 | 9.347 | 67.5373 | x | 4 | 3. Moderate | 10126 | Predictive Maintenance | 91.25
1000560 | Room Air Conditioners | B (Average): Asset is sound, operationally safe and exhibits only minor deterioration. | Category 3 (Recommended): Minor work required to prevent a deterioration of the service provided by the asset. | 15 | 2015-12-22 | 8.3422 | 68.877 | x | 4 | 3. Moderate | 10126 | Predictive Maintenance | 91.25
1000561 | Room Air Conditioners | B (Average): Asset is sound, operationally safe and exhibits only minor deterioration. | Category 3 (Recommended): Minor work required to prevent a deterioration of the service provided by the asset. | 15 | 2016-12-30 | 7.3183 | 70.2423 | x | 4 | 3. Moderate | 10126 | Predictive Maintenance | 91.25
1000562 | Room Air Conditioners | B (Average): Asset is sound, operationally safe and exhibits only minor deterioration. | Category 3 (Recommended): Minor work required to prevent a deterioration of the service provided by the asset. | 15 | 2022-11-20 | 1.4292 | 78.0945 | x | 4 | 3. Moderate | 10126 | Predictive Maintenance | 91.25
1000564 | Air Handling Units - General | B (Average): Asset is sound, operationally safe and exhibits only minor deterioration. | Category 3 (Recommended): Minor work required to prevent a deterioration of the service provided by the asset. | 20 | 2005-05-06 | 18.9706 | 61.0294 | x | 4 | 3. Moderate | 10126 | Predictive Maintenance | 91.25
1000565 | Room Air Conditioners | B (Average): Asset is sound, operationally safe and exhibits only minor deterioration. | Category 3 (Recommended): Minor work required to prevent a deterioration of the service provided by the asset. | 15 | 2022-12-01 | 1.399 | 78.1346 | x | 4 | 3. Moderate | 10126 | Predictive Maintenance | 91.25
1000566 | Air Dirt Separators | B (Average): Asset is sound, operationally safe and exhibits only minor deterioration. | Category 3 (Recommended): Minor work required to prevent a deterioration of the service provided by the asset. | 20 | 2023-02-16 | 1.1882 | 78.8118 | x | 4 | 4. Significant | 10126 | Predictive Maintenance | 91.25
1000568 | Ventilating Fans - General | U (Unverified): Further investigation required. | Category U (Unverified Asset): Further investigation required to identify asset. | 20 | 2014-05-02 | 9.9822 | 54.0178 | x | 5 | 2. Minor | 10086 | Predictive Maintenance | 91.25
1000569 | Room Air Conditioners | B (Average): Asset is sound, operationally safe and exhibits only minor deterioration. | Category 3 (Recommended): Minor work required to prevent a deterioration of the service provided by the asset. | 15 | 2021-04-09 | 3.0445 | 73.9407 | x | 5 | 3. Moderate | 10086 | Predictive Maintenance | 91.25
1000570 | Room Air Conditioners | B (Average): Asset is sound, operationally safe and exhibits only minor deterioration. | Category 3 (Recommended): Minor work required to prevent a deterioration of the service provided by the asset. | 15 | 2014-03-27 | 10.0808 | 64.559 | x | 5 | 3. Moderate | 10086 | Predictive Maintenance | 91.25
1000571 | Air Handling Units - General | B (Average): Asset is sound, operationally safe and exhibits only minor deterioration. | Category 3 (Recommended): Minor work required to prevent a deterioration of the service provided by the asset. | 20 | 2018-05-15 | 5.9466 | 72.0534 | x | 5 | 3. Moderate | 10086 | Predictive Maintenance | 91.25
1000572 | Room Air Conditioners | B (Average): Asset is sound, operationally safe and exhibits only minor deterioration. | Category 3 (Recommended): Minor work required to prevent a deterioration of the service provided by the asset. | 15 | 2016-01-20 | 8.2628 | 66.9829 | x | 5 | 3. Moderate | 10086 | Predictive Maintenance | 91.25
1000573 | Room Air Conditioners | B (Average): Asset is sound, operationally safe and exhibits only minor deterioration. | Category 3 (Recommended): Minor work required to prevent a deterioration of the service provided by the asset. | 15 | 2023-10-08 | 0.54757 | 77.2699 | x | 5 | 3. Moderate | 10086 | Predictive Maintenance | 91.25
1000574 | Room Air Conditioners | B (Average): Asset is sound, operationally safe and exhibits only minor deterioration. | Category 3 (Recommended): Minor work required to prevent a deterioration of the service provided by the asset. | 15 | 2011-10-09 | 12.5448 | 61.2736 | x | 5 | 3. Moderate | 10086 | Predictive Maintenance | 91.25
1000575 | Room Air Conditioners | B (Average): Asset is sound, operationally safe and exhibits only minor deterioration. | Category 3 (Recommended): Minor work required to prevent a deterioration of the service provided by the asset. | 15 | 2016-06-16 | 7.8576 | 67.5232 | x | 5 | 3. Moderate | 10086 | Predictive Maintenance | 91.25
1000577 | Cable and Track/Rail Based Safety Systems | B (Average): Asset is sound, operationally safe and exhibits only minor deterioration. | Category 3 (Recommended): Minor work required to prevent a deterioration of the service provided by the asset. | 12 | 2023-11-30 | 0.40246 | 77.3292 | x | 5 | 3. Moderate | 10086 | Predictive Maintenance | 91.25
1000578 | Vehicle Charging Point | B (Average): Asset is sound, operationally safe and exhibits only minor deterioration. | Category 3 (Recommended): Minor work required to prevent a deterioration of the service provided by the asset. | 50 | 1999-10-01 | 24.5667 | 68.1733 | x | 5 | 3. Moderate | 10086 | Predictive Maintenance | 91.25
1000579 | Ventilating Fans - General | X (Beyond Repair): Asset is inoperable and requires replacement. | Category U (Unverified Asset): Further investigation required to identify asset. | 20 | 2015-08-08 | 8.7146 | 34.2854 | x | 5 | 2. Minor | 10086 | Predictive Maintenance | 91.25
1000580 | Rising Fire Mains and Hydrants | B (Average): Asset is sound, operationally safe and exhibits only minor deterioration. | Category 3 (Recommended): Minor work required to prevent a deterioration of the service provided by the asset. | 20 | 2021-11-20 | 2.4285 | 75.5715 | x | 5 | 5. Severe | 10086 | Predictive Maintenance | 28
1000581 | Vehicle Charging Point | B (Average): Asset is sound, operationally safe and exhibits only minor deterioration. | Category 3 (Recommended): Minor work required to prevent a deterioration of the service provided by the asset. | 50 | 2009-02-03 | 15.2225 | 71.911 | x | 5 | 3. Moderate | 10086 | Predictive Maintenance | 91.25
1000582 | Room Air Conditioners | B (Average): Asset is sound, operationally safe and exhibits only minor deterioration. | Category 3 (Recommended): Minor work required to prevent a deterioration of the service provided by the asset. | 15 | 2015-06-17 | 8.8569 | 66.1907 | x | 5 | 3. Moderate | 10086 | Predictive Maintenance | 91.25
1000583 | Fluid Filled Transformer | B (Average): Asset is sound, operationally safe and exhibits only minor deterioration. | Category 3 (Recommended): Minor work required to prevent a deterioration of the service provided by the asset. | 30 | 2021-12-04 | 2.3901 | 76.4066 | x | 5 | 5. Severe | 10086 | Predictive Maintenance | 28
1000585 | Room Air Conditioners | B (Average): Asset is sound, operationally safe and exhibits only minor deterioration. | Category 3 (Recommended): Minor work required to prevent a deterioration of the service provided by the asset. | 15 | 2022-01-29 | 2.2368 | 75.0176 | x | 5 | 3. Moderate | 10086 | Predictive Maintenance | 91.25
1000586 | Rising Fire Mains and Hydrants | B (Average): Asset is sound, operationally safe and exhibits only minor deterioration. | Category 3 (Recommended): Minor work required to prevent a deterioration of the service provided by the asset. | 20 | 2012-06-05 | 11.8877 | 66.1123 | x | 5 | 5. Severe | 10086 | Predictive Maintenance | 28
1000587 | Vehicle Charging Point | B (Average): Asset is sound, operationally safe and exhibits only minor deterioration. | Category 3 (Recommended): Minor work required to prevent a deterioration of the service provided by the asset. | 50 | 2005-02-24 | 19.165 | 70.334 | x | 5 | 3. Moderate | 10086 | Predictive Maintenance | 91.25
1000588 | Room Air Conditioners | B (Average): Asset is sound, operationally safe and exhibits only minor deterioration. | Category 3 (Recommended): Minor work required to prevent a deterioration of the service provided by the asset. | 15 | 2021-04-08 | 3.0472 | 73.937 | x | 5 | 3. Moderate | 10086 | Predictive Maintenance | 91.25
1000590 | Roof and Canopy Fall Protection Systems | B (Average): Asset is sound, operationally safe and exhibits only minor deterioration. | Category 3 (Recommended): Minor work required to prevent a deterioration of the service provided by the asset. | 15 | 2022-04-19 | 2.0178 | 75.3096 | x | 5 | 5. Severe | 10086 | Predictive Maintenance | 28
1000591 | Room Air Conditioners | B (Average): Asset is sound, operationally safe and exhibits only minor deterioration. | Category 3 (Recommended): Minor work required to prevent a deterioration of the service provided by the asset. | 15 | 2014-09-01 | 9.6482 | 65.1358 | x | 5 | 3. Moderate | 10086 | Predictive Maintenance | 91.25
1000592 | Room Air Conditioners | B (Average): Asset is sound, operationally safe and exhibits only minor deterioration. | Category 3 (Recommended): Minor work required to prevent a deterioration of the service provided by the asset. | 15 | 2017-06-29 | 6.8227 | 68.903 | x | 5 | 3. Moderate | 10086 | Predictive Maintenance | 91.25
1000593 | Ventilating Fans - General | X (Beyond Repair): Asset is inoperable and requires replacement. | Category U (Unverified Asset): Further investigation required to identify asset. | 20 | 2007-11-08 | 16.4627 | 26.5373 | x | 5 | 2. Minor | 10086 | Predictive Maintenance | 91.25
1000594 | Room Air Conditioners | B (Average): Asset is sound, operationally safe and exhibits only minor deterioration. | Category 3 (Recommended): Minor work required to prevent a deterioration of the service provided by the asset. | 15 | 2017-09-27 | 6.5763 | 69.2316 | x | 5 | 3. Moderate | 10086 | Predictive Maintenance | 91.25
1000595 | Room Air Conditioners | B (Average): Asset is sound, operationally safe and exhibits only minor deterioration. | Category 3 (Recommended): Minor work required to prevent a deterioration of the service provided by the asset. | 15 | 2021-04-05 | 3.0554 | 73.9261 | x | 5 | 3. Moderate | 10086 | Predictive Maintenance | 91.25
1000596 | Room Air Conditioners | B (Average): Asset is sound, operationally safe and exhibits only minor deterioration. | Category 3 (Recommended): Minor work required to prevent a deterioration of the service provided by the asset. | 15 | 2023-10-23 | 0.5065 | 77.3247 | x | 5 | 3. Moderate | 10086 | Predictive Maintenance | 91.25
1000599 | Fixed Access Ladders and Stairs | B (Average): Asset is sound, operationally safe and exhibits only minor deterioration. | Category 3 (Recommended): Minor work required to prevent a deterioration of the service provided by the asset. | 20 | 2005-04-12 | 19.0363 | 66.9637 | x | 1 | 3. Moderate | 10124 | Predictive Maintenance | 91.25
1000600 | Solenoid Gas/Oil Shut-off (Safety) Valves | B (Average): Asset is sound, operationally safe and exhibits only minor deterioration. | Category 3 (Recommended): Minor work required to prevent a deterioration of the service provided by the asset. | 15 | 2023-06-11 | 0.87337 | 84.8355 | x | 1 | 5. Severe | 10124 | Predictive Maintenance | 28
1000601 | Meter Reading - Gas | B (Average): Asset is sound, operationally safe and exhibits only minor deterioration. | Category 3 (Recommended): Minor work required to prevent a deterioration of the service provided by the asset. | 20 | 2020-05-04 | 3.9754 | 82.0246 | x | 1 | 2. Minor | 10124 | Predictive Maintenance | 182.5
1000602 | Meter Reading - Water | B (Average): Asset is sound, operationally safe and exhibits only minor deterioration. | Category 3 (Recommended): Minor work required to prevent a deterioration of the service provided by the asset. | 20 | 2021-06-04 | 2.8912 | 81.1088 | x | 2 | 2. Minor | 10087 | Predictive Maintenance | 182.5
1000603 | Room Air Conditioners | B (Average): Asset is sound, operationally safe and exhibits only minor deterioration. | Category 3 (Recommended): Minor work required to prevent a deterioration of the service provided by the asset. | 15 | 2019-01-18 | 5.2676 | 76.9765 | x | 2 | 3. Moderate | 10087 | Predictive Maintenance | 91.25
1000604 | Fixed Access Ladders and Stairs | B (Average): Asset is sound, operationally safe and exhibits only minor deterioration. | Category 3 (Recommended): Minor work required to prevent a deterioration of the service provided by the asset. | 20 | 2010-11-16 | 13.4401 | 70.5599 | x | 2 | 3. Moderate | 10087 | Predictive Maintenance | 91.25
1000605 | Rising Fire Mains and Hydrants | B (Average): Asset is sound, operationally safe and exhibits only minor deterioration. | Category 3 (Recommended): Minor work required to prevent a deterioration of the service provided by the asset. | 20 | 2007-10-07 | 16.5503 | 69.4497 | x | 1 | 5. Severe | 10124 | Predictive Maintenance | 28
1000606 | Sewage or Drainage Pumps Submersible | B (Average): Asset is sound, operationally safe and exhibits only minor deterioration. | Category 3 (Recommended): Minor work required to prevent a deterioration of the service provided by the asset. | 15 | 2012-02-27 | 12.1588 | 63.7883 | x | 4 | 4. Significant | 10126 | Predictive Maintenance | 91.25
1000608 | Sewage or Drainage Pumps Submersible | B (Average): Asset is sound, operationally safe and exhibits only minor deterioration. | Category 3 (Recommended): Minor work required to prevent a deterioration of the service provided by the asset. | 15 | 2012-06-02 | 11.896 | 68.1387 | x | 2 | 4. Significant | 10087 | Predictive Maintenance | 91.25
1000609 | Automatic Vehicle Barrier | B (Average): Asset is sound, operationally safe and exhibits only minor deterioration. | Category 3 (Recommended): Minor work required to prevent a deterioration of the service provided by the asset. | 15 | 2015-02-04 | 9.2211 | 71.7052 | x | 2 | 3. Moderate | 10087 | Predictive Maintenance | 91.25
1000612 | Fluid Filled Transformer | B (Average): Asset is sound, operationally safe and exhibits only minor deterioration. | Category 3 (Recommended): Minor work required to prevent a deterioration of the service provided by the asset. | 30 | 2016-10-04 | 7.5565 | 80.9624 | x | 1 | 5. Severe | 10127 | Predictive Maintenance | 28
1000613 | Cold Water Storage Tanks and Cisterns | B (Average): Asset is sound, operationally safe and exhibits only minor deterioration. | Category 3 (Recommended): Minor work required to prevent a deterioration of the service provided by the asset. | 35 | 2005-04-20 | 19.0144 | 75.1346 | x | 1 | 4. Significant | 10128 | Predictive Maintenance | 91.25
1000616 | Solenoid Gas/Oil Shut-off (Safety) Valves | B (Average): Asset is sound, operationally safe and exhibits only minor deterioration. | Category 3 (Recommended): Minor work required to prevent a deterioration of the service provided by the asset. | 15 | 2010-08-06 | 13.7194 | 67.7075 | x | 1 | 5. Severe | 10129 | Predictive Maintenance | 28
1000618 | Circulating Pumps - General | A (Good): Asset is as new and can be expected to perform adequately to its full normal life if maintained appropriately. | Category 4 (Normal): No work required beyond normal maintenance. | 20 | 2006-06-23 | 17.8398 | 82.1602 | x | 1 | 4. Significant | 10130 | Predictive Maintenance | 162.5
1000622 | Pumps - General | B (Average): Asset is sound, operationally safe and exhibits only minor deterioration. | Category 3 (Recommended): Minor work required to prevent a deterioration of the service provided by the asset. | 20 | 2007-10-30 | 16.4873 | 69.5127 | x | 1 | 4. Significant | 10129 | Predictive Maintenance | 91.25
1000623 | Ventilating Fans - General | B (Average): Asset is sound, operationally safe and exhibits only minor deterioration. | Category 3 (Recommended): Minor work required to prevent a deterioration of the service provided by the asset. | 20 | 2017-11-03 | 6.475 | 79.525 | x | 1 | 2. Minor | 10128 | Predictive Maintenance | 182.5
1000624 | Pumps - General | A (Good): Asset is as new and can be expected to perform adequately to its full normal life if maintained appropriately. | Category 4 (Normal): No work required beyond normal maintenance. | 20 | 2009-09-15 | 14.6092 | 81.3908 | x | 3 | 4. Significant | 10131 | Predictive Maintenance | 162.5
1000625 | Meter Reading - Water | A (Good): Asset is as new and can be expected to perform adequately to its full normal life if maintained appropriately. | Category 4 (Normal): No work required beyond normal maintenance. | 20 | 2009-12-02 | 14.3956 | 83.6044 | x | 2 | 2. Minor | 10132 | Predictive Maintenance | 365
1000626 | Water Saving Devices and Meters | A (Good): Asset is as new and can be expected to perform adequately to its full normal life if maintained appropriately. | Category 4 (Normal): No work required beyond normal maintenance. | 20 | 2009-07-18 | 14.7707 | 83.2293 | x | 2 | 2. Minor | 10133 | Predictive Maintenance | 365
1000627 | Air Dirt Separators | A (Good): Asset is as new and can be expected to perform adequately to its full normal life if maintained appropriately. | Category 4 (Normal): No work required beyond normal maintenance. | 20 | 2010-12-21 | 13.3443 | 84.6557 | x | 2 | 4. Significant | 10132 | Predictive Maintenance | 162.5
1000628 | Ventilating Fans - General | C (Poor): Asset is operational but major repair or replacement will be needed. | Category 3 (Recommended): Minor work required to prevent a deterioration of the service provided by the asset. | 20 | 2005-05-10 | 18.9596 | 53.0404 | x | 1 | 2. Minor | 10128 | Predictive Maintenance | 182.5
1000629 | Sewage or Drainage Pumps Submersible | B (Average): Asset is sound, operationally safe and exhibits only minor deterioration. | Category 3 (Recommended): Minor work required to prevent a deterioration of the service provided by the asset. | 15 | 2010-12-16 | 13.358 | 68.1894 | x | 1 | 4. Significant | 10124 | Predictive Maintenance | 91.25
1000631 | Vehicle Charging Point | B (Average): Asset is sound, operationally safe and exhibits only minor deterioration. | Category 3 (Recommended): Minor work required to prevent a deterioration of the service provided by the asset. | 50 | 1998-02-19 | 26.1793 | 69.5283 | x | 4 | 3. Moderate | 10134 | Predictive Maintenance | 91.25
1000632 | Vehicle Charging Point | B (Average): Asset is sound, operationally safe and exhibits only minor deterioration. | Category 3 (Recommended): Minor work required to prevent a deterioration of the service provided by the asset. | 50 | 2020-08-21 | 3.6769 | 78.5292 | x | 4 | 3. Moderate | 10134 | Predictive Maintenance | 91.25
1000633 | Heat meter, calculator and temperature probes | B (Average): Asset is sound, operationally safe and exhibits only minor deterioration. | Category 3 (Recommended): Minor work required to prevent a deterioration of the service provided by the asset. | 15 | 2021-09-23 | 2.5873 | 74.5503 | x | 5 | 2. Minor | 10135 | Predictive Maintenance | 182.5
1000634 | Ventilating Fans - General | C (Poor): Asset is operational but major repair or replacement will be needed. | Category 3 (Recommended): Minor work required to prevent a deterioration of the service provided by the asset. | 20 | 2008-07-28 | 15.7426 | 48.2574 | x | 5 | 2. Minor | 10135 | Predictive Maintenance | 182.5
1000635 | Ventilating Fans - General | C (Poor): Asset is operational but major repair or replacement will be needed. | Category 3 (Recommended): Minor work required to prevent a deterioration of the service provided by the asset. | 20 | 2011-05-10 | 12.961 | 51.039 | x | 5 | 2. Minor | 10135 | Predictive Maintenance | 182.5
1000638 | Air Handling Units - General | B (Average): Asset is sound, operationally safe and exhibits only minor deterioration. | Category 3 (Recommended): Minor work required to prevent a deterioration of the service provided by the asset. | 20 | 2014-10-11 | 9.5387 | 68.4613 | x | 5 | 3. Moderate | 10135 | Predictive Maintenance | 91.25
1000639 | Air Handling Units - General | B (Average): Asset is sound, operationally safe and exhibits only minor deterioration. | Category 3 (Recommended): Minor work required to prevent a deterioration of the service provided by the asset. | 20 | 2021-01-28 | 3.2389 | 74.7611 | x | 5 | 3. Moderate | 10135 | Predictive Maintenance | 91.25
1000640 | Emergency eye wash station (Plumbed System) | B (Average): Asset is sound, operationally safe and exhibits only minor deterioration. | Category 3 (Recommended): Minor work required to prevent a deterioration of the service provided by the asset. | 10 | 2021-07-16 | 2.7762 | 74.4476 | x | 4 | 3. Moderate | 10136 | Predictive Maintenance | 91.25
1000648 | Solenoid Gas/Oil Shut-off (Safety) Valves | B (Average): Asset is sound, operationally safe and exhibits only minor deterioration. | Category 3 (Recommended): Minor work required to prevent a deterioration of the service provided by the asset. | 15 | 2011-08-07 | 12.7173 | 61.0436 | x | 5 | 5. Severe | 10137 | Predictive Maintenance | 28
1000649 | Sewage or Drainage Pumps Submersible | B (Average): Asset is sound, operationally safe and exhibits only minor deterioration. | Category 3 (Recommended): Minor work required to prevent a deterioration of the service provided by the asset. | 15 | 2013-03-25 | 11.0856 | 71.2193 | x | 1 | 4. Significant | 10113 | Predictive Maintenance | 91.25
1000650 | Sewage or Drainage Pumps Submersible | B (Average): Asset is sound, operationally safe and exhibits only minor deterioration. | Category 3 (Recommended): Minor work required to prevent a deterioration of the service provided by the asset. | 15 | 2013-08-16 | 10.6913 | 71.7449 | x | 1 | 4. Significant | 10113 | Predictive Maintenance | 91.25
1000652 | Sewage or Drainage Pumps Submersible | B (Average): Asset is sound, operationally safe and exhibits only minor deterioration. | Category 3 (Recommended): Minor work required to prevent a deterioration of the service provided by the asset. | 15 | 2012-10-29 | 11.488 | 62.6826 | x | 5 | 4. Significant | 10137 | Predictive Maintenance | 91.25
1000653 | Ventilating Fans - General | B (Average): Asset is sound, operationally safe and exhibits only minor deterioration. | Category 3 (Recommended): Minor work required to prevent a deterioration of the service provided by the asset. | 20 | 2019-05-22 | 4.9281 | 73.0719 | x | 5 | 2. Minor | 10135 | Predictive Maintenance | 182.5
1000658 | Sewage or Drainage Pumps Submersible | B (Average): Asset is sound, operationally safe and exhibits only minor deterioration. | Category 3 (Recommended): Minor work required to prevent a deterioration of the service provided by the asset. | 15 | 2014-10-30 | 9.4867 | 73.3511 | x | 1 | 4. Significant | 10113 | Predictive Maintenance | 91.25
1000662 | Ventilating Fans - General | B (Average): Asset is sound, operationally safe and exhibits only minor deterioration. | Category 3 (Recommended): Minor work required to prevent a deterioration of the service provided by the asset. | 20 | 2009-03-28 | 15.0773 | 62.9227 | x | 5 | 2. Minor | 10135 | Predictive Maintenance | 182.5
1000665 | Sewage or Drainage Pumps Submersible | B (Average): Asset is sound, operationally safe and exhibits only minor deterioration. | Category 3 (Recommended): Minor work required to prevent a deterioration of the service provided by the asset. | 15 | 2015-12-21 | 8.345 | 66.8734 | x | 5 | 4. Significant | 10137 | Predictive Maintenance | 91.25
1000666 | Sewage or Drainage Pumps Submersible | B (Average): Asset is sound, operationally safe and exhibits only minor deterioration. | Category 3 (Recommended): Minor work required to prevent a deterioration of the service provided by the asset. | 15 | 2014-04-17 | 10.0233 | 64.6356 | x | 5 | 4. Significant | 10137 | Predictive Maintenance | 91.25
1000667 | Ventilating Fans - General | B (Average): Asset is sound, operationally safe and exhibits only minor deterioration. | Category 3 (Recommended): Minor work required to prevent a deterioration of the service provided by the asset. | 20 | 2023-03-21 | 1.0979 | 76.9021 | x | 5 | 2. Minor | 10135 | Predictive Maintenance | 182.5
1000668 | Ventilating Fans - General | B (Average): Asset is sound, operationally safe and exhibits only minor deterioration. | Category 3 (Recommended): Minor work required to prevent a deterioration of the service provided by the asset. | 20 | 2023-01-11 | 1.2868 | 76.7132 | x | 5 | 2. Minor | 10135 | Predictive Maintenance | 182.5
1000670 | Ventilating Fans - General | A (Good): Asset is as new and can be expected to perform adequately to its full normal life if maintained appropriately. | Category 3 (Recommended): Minor work required to prevent a deterioration of the service provided by the asset. | 20 | 2007-08-03 | 16.7283 | 68.2717 | x | 5 | 2. Minor | 10135 | Predictive Maintenance | 182.5
1000671 | Roof and Canopy Fall Protection Systems | A (Good): Asset is as new and can be expected to perform adequately to its full normal life if maintained appropriately. | Category 4 (Normal): No work required beyond normal maintenance. | 15 | 2017-08-08 | 6.7132 | 83.0491 | x | 5 | 5. Severe | 10135 | Predictive Maintenance | 162.5
1000672 | Roof and Canopy Fall Protection Systems | B (Average): Asset is sound, operationally safe and exhibits only minor deterioration. | Category 3 (Recommended): Minor work required to prevent a deterioration of the service provided by the asset. | 15 | 2023-01-21 | 1.2594 | 76.3208 | x | 5 | 5. Severe | 10135 | Predictive Maintenance | 28
1000673 | Roof and Canopy Fall Protection Systems | B (Average): Asset is sound, operationally safe and exhibits only minor deterioration. | Category 3 (Recommended): Minor work required to prevent a deterioration of the service provided by the asset. | 15 | 2022-07-26 | 1.7495 | 75.6674 | x | 5 | 5. Severe | 10135 | Predictive Maintenance | 28
1000674 | Roof and Canopy Fall Protection Systems | B (Average): Asset is sound, operationally safe and exhibits only minor deterioration. | Category 3 (Recommended): Minor work required to prevent a deterioration of the service provided by the asset. | 15 | 2011-07-24 | 12.7556 | 62.9925 | x | 4 | 5. Severe | 10069 | Predictive Maintenance | 28
1000679 | Ventilating Fans - General | D (Very Poor): Asset runs a serious risk of imminent breakdown or poses a health and safety risk. | Category 3 (Recommended): Minor work required to prevent a deterioration of the service provided by the asset. | 20 | 2018-05-04 | 5.9767 | 51.0233 | x | 5 | 2. Minor | 10135 | Predictive Maintenance | 182.5
1000680 | Ventilating Fans - General | B (Average): Asset is sound, operationally safe and exhibits only minor deterioration. | Category 3 (Recommended): Minor work required to prevent a deterioration of the service provided by the asset. | 20 | 2013-10-24 | 10.5024 | 67.4976 | x | 5 | 2. Minor | 10135 | Predictive Maintenance | 182.5
1000684 | Ventilating Fans - General | C (Poor): Asset is operational but major repair or replacement will be needed. | Category 3 (Recommended): Minor work required to prevent a deterioration of the service provided by the asset. | 20 | 2015-01-05 | 9.3032 | 54.6968 | x | 5 | 2. Minor | 10135 | Predictive Maintenance | 182.5
1000685 | Ventilating Fans - General | C (Poor): Asset is operational but major repair or replacement will be needed. | Category 3 (Recommended): Minor work required to prevent a deterioration of the service provided by the asset. | 20 | 2004-02-24 | 20.167 | 43.833 | x | 5 | 2. Minor | 10135 | Predictive Maintenance | 182.5
1000686 | Heat meter, calculator and temperature probes | B (Average): Asset is sound, operationally safe and exhibits only minor deterioration. | Category 3 (Recommended): Minor work required to prevent a deterioration of the service provided by the asset. | 15 | 2019-12-02 | 4.397 | 72.1373 | x | 5 | 2. Minor | 10137 | Predictive Maintenance | 182.5
1000687 | Heat meter, calculator and temperature probes | B (Average): Asset is sound, operationally safe and exhibits only minor deterioration. | Category 3 (Recommended): Minor work required to prevent a deterioration of the service provided by the asset. | 15 | 2023-04-04 | 1.0595 | 76.5873 | x | 5 | 2. Minor | 10137 | Predictive Maintenance | 182.5
1000690 | Sewage or Drainage Pumps Submersible | B (Average): Asset is sound, operationally safe and exhibits only minor deterioration. | Category 3 (Recommended): Minor work required to prevent a deterioration of the service provided by the asset. | 15 | 2020-05-15 | 3.9452 | 72.7397 | x | 5 | 4. Significant | 10137 | Predictive Maintenance | 91.25
1000691 | Sewage or Drainage Pumps Submersible | B (Average): Asset is sound, operationally safe and exhibits only minor deterioration. | Category 3 (Recommended): Minor work required to prevent a deterioration of the service provided by the asset. | 15 | 2020-01-05 | 4.3039 | 72.2615 | x | 5 | 4. Significant | 10137 | Predictive Maintenance | 91.25
1000694 | Room Air Conditioners | B (Average): Asset is sound, operationally safe and exhibits only minor deterioration. | Category 3 (Recommended): Minor work required to prevent a deterioration of the service provided by the asset. | 15 | 2023-02-06 | 1.2156 | 84.3792 | x | 1 | 3. Moderate | 10024 | Predictive Maintenance | 91.25
1000699 | Room Air Conditioners | B (Average): Asset is sound, operationally safe and exhibits only minor deterioration. | Category 3 (Recommended): Minor work required to prevent a deterioration of the service provided by the asset. | 15 | 2020-01-17 | 4.271 | 80.3053 | x | 1 | 3. Moderate | 10024 | Predictive Maintenance | 91.25
1000700 | Meter Reading - Water | B (Average): Asset is sound, operationally safe and exhibits only minor deterioration. | Category 3 (Recommended): Minor work required to prevent a deterioration of the service provided by the asset. | 20 | 2023-06-29 | 0.82409 | 81.1759 | x | 3 | 2. Minor | 10139 | Predictive Maintenance | 182.5
1000702 | Room Air Conditioners | B (Average): Asset is sound, operationally safe and exhibits only minor deterioration. | Category 3 (Recommended): Minor work required to prevent a deterioration of the service provided by the asset. | 15 | 2013-12-06 | 10.3847 | 72.1538 | x | 1 | 3. Moderate | 10024 | Predictive Maintenance | 91.25
1000703 | Cable and Track/Rail Based Safety Systems | B (Average): Asset is sound, operationally safe and exhibits only minor deterioration. | Category 3 (Recommended): Minor work required to prevent a deterioration of the service provided by the asset. | 12 | 2020-11-02 | 3.4771 | 76.2049 | x | 3 | 3. Moderate | 10140 | Predictive Maintenance | 91.25
1000705 | Meter Reading - Water | B (Average): Asset is sound, operationally safe and exhibits only minor deterioration. | Category 3 (Recommended): Minor work required to prevent a deterioration of the service provided by the asset. | 20 | 2006-01-27 | 18.2423 | 63.7577 | x | 3 | 2. Minor | 10141 | Predictive Maintenance | 182.5
1000706 | Meter Reading - Water | B (Average): Asset is sound, operationally safe and exhibits only minor deterioration. | Category 3 (Recommended): Minor work required to prevent a deterioration of the service provided by the asset. | 20 | 2015-08-16 | 8.6927 | 73.3073 | x | 3 | 2. Minor | 10141 | Predictive Maintenance | 182.5
1000707 | Meter Reading - Water | B (Average): Asset is sound, operationally safe and exhibits only minor deterioration. | Category 3 (Recommended): Minor work required to prevent a deterioration of the service provided by the asset. | 20 | 2009-07-04 | 14.809 | 67.191 | x | 3 | 2. Minor | 10141 | Predictive Maintenance | 182.5
1000708 | Cable and Track/Rail Based Safety Systems | B (Average): Asset is sound, operationally safe and exhibits only minor deterioration. | Category 3 (Recommended): Minor work required to prevent a deterioration of the service provided by the asset. | 12 | 2017-10-29 | 6.4887 | 75.1855 | x | 1 | 3. Moderate | 10024 | Predictive Maintenance | 91.25
1000709 | Cable and Track/Rail Based Safety Systems | B (Average): Asset is sound, operationally safe and exhibits only minor deterioration. | Category 3 (Recommended): Minor work required to prevent a deterioration of the service provided by the asset. | 12 | 2022-02-26 | 2.1602 | 82.3997 | x | 1 | 3. Moderate | 10024 | Predictive Maintenance | 91.25
1000710 | Cable and Track/Rail Based Safety Systems | B (Average): Asset is sound, operationally safe and exhibits only minor deterioration. | Category 3 (Recommended): Minor work required to prevent a deterioration of the service provided by the asset. | 12 | 2019-01-23 | 5.2539 | 77.2434 | x | 1 | 3. Moderate | 10024 | Predictive Maintenance | 91.25
1000711 | Cable and Track/Rail Based Safety Systems | B (Average): Asset is sound, operationally safe and exhibits only minor deterioration. | Category 3 (Recommended): Minor work required to prevent a deterioration of the service provided by the asset. | 12 | 2016-06-01 | 7.8987 | 72.8355 | x | 1 | 3. Moderate | 10024 | Predictive Maintenance | 91.25
1000712 | Room Air Conditioners | B (Average): Asset is sound, operationally safe and exhibits only minor deterioration. | Category 3 (Recommended): Minor work required to prevent a deterioration of the service provided by the asset. | 15 | 2016-03-17 | 8.1068 | 67.191 | x | 5 | 3. Moderate | 10086 | Predictive Maintenance | 91.25
1000713 | Ventilating Fans - General | B (Average): Asset is sound, operationally safe and exhibits only minor deterioration. | Category 3 (Recommended): Minor work required to prevent a deterioration of the service provided by the asset. | 20 | 2004-09-17 | 19.603 | 58.397 | x | 5 | 2. Minor | 10086 | Predictive Maintenance | 182.5
1000715 | Room Air Conditioners | B (Average): Asset is sound, operationally safe and exhibits only minor deterioration. | Category 3 (Recommended): Minor work required to prevent a deterioration of the service provided by the asset. | 15 | 2018-12-10 | 5.3744 | 70.8341 | x | 5 | 3. Moderate | 10086 | Predictive Maintenance | 91.25
1000716 | Cable and Track/Rail Based Safety Systems | B (Average): Asset is sound, operationally safe and exhibits only minor deterioration. | Category 3 (Recommended): Minor work required to prevent a deterioration of the service provided by the asset. | 12 | 2022-05-19 | 1.9357 | 74.7739 | x | 5 | 3. Moderate | 10086 | Predictive Maintenance | 91.25
1000718 | Room Air Conditioners | B (Average): Asset is sound, operationally safe and exhibits only minor deterioration. | Category 3 (Recommended): Minor work required to prevent a deterioration of the service provided by the asset. | 15 | 2012-11-08 | 11.4606 | 62.7191 | x | 5 | 3. Moderate | 10086 | Predictive Maintenance | 91.25
1000719 | Cable and Track/Rail Based Safety Systems | B (Average): Asset is sound, operationally safe and exhibits only minor deterioration. | Category 3 (Recommended): Minor work required to prevent a deterioration of the service provided by the asset. | 12 | 2017-09-09 | 6.6256 | 66.9573 | x | 5 | 3. Moderate | 10086 | Predictive Maintenance | 91.25
1000720 | Ventilating Fans - General | B (Average): Asset is sound, operationally safe and exhibits only minor deterioration. | Category 3 (Recommended): Minor work required to prevent a deterioration of the service provided by the asset. | 20 | 2015-09-27 | 8.5777 | 69.4223 | x | 5 | 2. Minor | 10086 | Predictive Maintenance | 182.5
1000721 | Room Air Conditioners | B (Average): Asset is sound, operationally safe and exhibits only minor deterioration. | Category 3 (Recommended): Minor work required to prevent a deterioration of the service provided by the asset. | 15 | 2016-10-01 | 7.5647 | 67.9138 | x | 5 | 3. Moderate | 10086 | Predictive Maintenance | 91.25
1000722 | Cable and Track/Rail Based Safety Systems | B (Average): Asset is sound, operationally safe and exhibits only minor deterioration. | Category 3 (Recommended): Minor work required to prevent a deterioration of the service provided by the asset. | 12 | 2018-01-04 | 6.3053 | 67.4912 | x | 5 | 3. Moderate | 10086 | Predictive Maintenance | 91.25
1000723 | Ventilating Fans - General | B (Average): Asset is sound, operationally safe and exhibits only minor deterioration. | Category 3 (Recommended): Minor work required to prevent a deterioration of the service provided by the asset. | 20 | 2005-09-15 | 18.6092 | 59.3908 | x | 5 | 2. Minor | 10086 | Predictive Maintenance | 182.5
1000724 | Room Air Conditioners | B (Average): Asset is sound, operationally safe and exhibits only minor deterioration. | Category 3 (Recommended): Minor work required to prevent a deterioration of the service provided by the asset. | 15 | 2012-11-16 | 11.4387 | 62.7483 | x | 5 | 3. Moderate | 10086 | Predictive Maintenance | 91.25
1000725 | Cable and Track/Rail Based Safety Systems | B (Average): Asset is sound, operationally safe and exhibits only minor deterioration. | Category 3 (Recommended): Minor work required to prevent a deterioration of the service provided by the asset. | 12 | 2021-03-10 | 3.1266 | 72.789 | x | 5 | 3. Moderate | 10086 | Predictive Maintenance | 91.25
1000727 | Room Air Conditioners | B (Average): Asset is sound, operationally safe and exhibits only minor deterioration. | Category 3 (Recommended): Minor work required to prevent a deterioration of the service provided by the asset. | 15 | 2011-11-07 | 12.4654 | 61.3794 | x | 5 | 3. Moderate | 10086 | Predictive Maintenance | 91.25
1000730 | Cable and Track/Rail Based Safety Systems | B (Average): Asset is sound, operationally safe and exhibits only minor deterioration. | Category 3 (Recommended): Minor work required to prevent a deterioration of the service provided by the asset. | 12 | 2016-08-12 | 7.7016 | 65.164 | x | 5 | 3. Moderate | 10086 | Predictive Maintenance | 91.25
1000731 | Ventilating Fans - General | B (Average): Asset is sound, operationally safe and exhibits only minor deterioration. | Category 3 (Recommended): Minor work required to prevent a deterioration of the service provided by the asset. | 20 | 2018-10-05 | 5.5551 | 72.4449 | x | 5 | 2. Minor | 10086 | Predictive Maintenance | 182.5
1000732 | Ventilating Fans - General | X (Beyond Repair): Asset is inoperable and requires replacement. | Category U (Unverified Asset): Further investigation required to identify asset. | 20 | 2019-01-13 | 5.2813 | 37.7187 | x | 5 | 2. Minor | 10086 | Predictive Maintenance | 91.25
1000733 | Ventilating Fans - General | X (Beyond Repair): Asset is inoperable and requires replacement. | Category U (Unverified Asset): Further investigation required to identify asset. | 20 | 2012-03-02 | 12.1478 | 30.8522 | x | 5 | 2. Minor | 10086 | Predictive Maintenance | 91.25
1000734 | Cable and Track/Rail Based Safety Systems | B (Average): Asset is sound, operationally safe and exhibits only minor deterioration. | Category 3 (Recommended): Minor work required to prevent a deterioration of the service provided by the asset. | 12 | 2016-08-01 | 7.7317 | 71.1138 | x | 2 | 3. Moderate | 10094 | Predictive Maintenance | 91.25
1000735 | Ventilating Fans - General | B (Average): Asset is sound, operationally safe and exhibits only minor deterioration. | Category 3 (Recommended): Minor work required to prevent a deterioration of the service provided by the asset. | 20 | 2006-08-23 | 17.6728 | 60.3272 | x | 5 | 2. Minor | 10086 | Predictive Maintenance | 182.5
1000736 | Ventilating Fans - General | X (Beyond Repair): Asset is inoperable and requires replacement. | Category U (Unverified Asset): Further investigation required to identify asset. | 20 | 2018-11-17 | 5.4374 | 37.5626 | x | 5 | 2. Minor | 10086 | Predictive Maintenance | 91.25
1000737 | Cable and Track/Rail Based Safety Systems | B (Average): Asset is sound, operationally safe and exhibits only minor deterioration. | Category 3 (Recommended): Minor work required to prevent a deterioration of the service provided by the asset. | 12 | 2020-01-26 | 4.2464 | 76.9227 | x | 2 | 3. Moderate | 10094 | Predictive Maintenance | 91.25
1000738 | Room Air Conditioners | B (Average): Asset is sound, operationally safe and exhibits only minor deterioration. | Category 3 (Recommended): Minor work required to prevent a deterioration of the service provided by the asset. | 15 | 2016-09-16 | 7.6057 | 67.859 | x | 5 | 3. Moderate | 10086 | Predictive Maintenance | 91.25
1000739 | Ventilating Fans - General | X (Beyond Repair): Asset is inoperable and requires replacement. | Category U (Unverified Asset): Further investigation required to identify asset. | 20 | 2017-05-08 | 6.9651 | 36.0349 | x | 5 | 2. Minor | 10086 | Predictive Maintenance | 91.25
1000740 | Room Air Conditioners | B (Average): Asset is sound, operationally safe and exhibits only minor deterioration. | Category 3 (Recommended): Minor work required to prevent a deterioration of the service provided by the asset. | 15 | 2015-08-04 | 8.7255 | 66.366 | x | 5 | 3. Moderate | 10086 | Predictive Maintenance | 91.25
1000741 | Ventilating Fans - General | U (Unverified): Further investigation required. | Category U (Unverified Asset): Further investigation required to identify asset. | 20 | 2023-04-06 | 1.0541 | 62.9459 | x | 5 | 2. Minor | 10086 | Predictive Maintenance | 91.25
1000742 | Sewage or Drainage Pumps Submersible | B (Average): Asset is sound, operationally safe and exhibits only minor deterioration. | Category 3 (Recommended): Minor work required to prevent a deterioration of the service provided by the asset. | 15 | 2016-12-06 | 7.384 | 68.1547 | x | 5 | 4. Significant | 10086 | Predictive Maintenance | 91.25
1000743 | Sewage or Drainage Pumps Submersible | B (Average): Asset is sound, operationally safe and exhibits only minor deterioration. | Category 3 (Recommended): Minor work required to prevent a deterioration of the service provided by the asset. | 15 | 2015-12-09 | 8.3778 | 66.8296 | x | 5 | 4. Significant | 10086 | Predictive Maintenance | 91.25
1000744 | Sewage or Drainage Pumps Submersible | B (Average): Asset is sound, operationally safe and exhibits only minor deterioration. | Category 3 (Recommended): Minor work required to prevent a deterioration of the service provided by the asset. | 15 | 2012-11-18 | 11.4333 | 62.7556 | x | 5 | 4. Significant | 10086 | Predictive Maintenance | 91.25
1000745 | Sewage or Drainage Pumps Submersible | B (Average): Asset is sound, operationally safe and exhibits only minor deterioration. | Category 3 (Recommended): Minor work required to prevent a deterioration of the service provided by the asset. | 15 | 2010-06-30 | 13.8207 | 59.5724 | x | 5 | 4. Significant | 10086 | Predictive Maintenance | 91.25
1000746 | Sewage or Drainage Pumps Submersible | B (Average): Asset is sound, operationally safe and exhibits only minor deterioration. | Category 3 (Recommended): Minor work required to prevent a deterioration of the service provided by the asset. | 15 | 2019-02-21 | 5.1745 | 71.1006 | x | 5 | 4. Significant | 10086 | Predictive Maintenance | 91.25
1000751 | Solenoid Gas/Oil Shut-off (Safety) Valves | B (Average): Asset is sound, operationally safe and exhibits only minor deterioration. | Category 3 (Recommended): Minor work required to prevent a deterioration of the service provided by the asset. | 15 | 2010-06-28 | 13.8261 | 67.5651 | x | 1 | 5. Severe | 10074 | Predictive Maintenance | 28
1000753 | Meter Reading - Gas | B (Average): Asset is sound, operationally safe and exhibits only minor deterioration. | Category 3 (Recommended): Minor work required to prevent a deterioration of the service provided by the asset. | 20 | 2023-07-11 | 0.79124 | 81.2088 | x | 3 | 2. Minor | 10145 | Predictive Maintenance | 182.5
1000754 | Ventilating Fans - General | B (Average): Asset is sound, operationally safe and exhibits only minor deterioration. | Category 3 (Recommended): Minor work required to prevent a deterioration of the service provided by the asset. | 20 | 2018-04-08 | 6.0479 | 71.9521 | x | 5 | 2. Minor | 10135 | Predictive Maintenance | 182.5
1000755 | Ventilating Fans - General | B (Average): Asset is sound, operationally safe and exhibits only minor deterioration. | Category 3 (Recommended): Minor work required to prevent a deterioration of the service provided by the asset. | 20 | 2015-08-02 | 8.731 | 69.269 | x | 5 | 2. Minor | 10135 | Predictive Maintenance | 182.5
1000756 | Ventilating Fans - General | C (Poor): Asset is operational but major repair or replacement will be needed. | Category 3 (Recommended): Minor work required to prevent a deterioration of the service provided by the asset. | 20 | 2020-07-20 | 3.7645 | 60.2355 | x | 5 | 2. Minor | 10135 | Predictive Maintenance | 182.5
1000757 | Ventilating Fans - General | C (Poor): Asset is operational but major repair or replacement will be needed. | Category 3 (Recommended): Minor work required to prevent a deterioration of the service provided by the asset. | 20 | 2008-02-20 | 16.178 | 47.822 | x | 5 | 2. Minor | 10135 | Predictive Maintenance | 182.5
1000758 | Ventilating Fans - General | A (Good): Asset is as new and can be expected to perform adequately to its full normal life if maintained appropriately. | Category 3 (Recommended): Minor work required to prevent a deterioration of the service provided by the asset. | 20 | 2007-11-10 | 16.4572 | 68.5428 | x | 5 | 2. Minor | 10135 | Predictive Maintenance | 182.5
1000760 | Ventilating Fans - General | B (Average): Asset is sound, operationally safe and exhibits only minor deterioration. | Category 3 (Recommended): Minor work required to prevent a deterioration of the service provided by the asset. | 20 | 2011-10-26 | 12.4983 | 65.5017 | x | 5 | 2. Minor | 10135 | Predictive Maintenance | 182.5
1000761 | Ventilating Fans - General | D (Very Poor): Asset runs a serious risk of imminent breakdown or poses a health and safety risk. | Category 3 (Recommended): Minor work required to prevent a deterioration of the service provided by the asset. | 20 | 2011-06-14 | 12.8652 | 44.1348 | x | 5 | 2. Minor | 10135 | Predictive Maintenance | 182.5
1000763 | Roof and Canopy Fall Protection Systems | A (Good): Asset is as new and can be expected to perform adequately to its full normal life if maintained appropriately. | Category 4 (Normal): No work required beyond normal maintenance. | 15 | 2017-01-18 | 7.2663 | 82.3117 | x | 5 | 5. Severe | 10135 | Predictive Maintenance | 162.5
1000764 | Sewage or Drainage Pumps Submersible | B (Average): Asset is sound, operationally safe and exhibits only minor deterioration. | Category 3 (Recommended): Minor work required to prevent a deterioration of the service provided by the asset. | 15 | 2022-08-19 | 1.6838 | 75.755 | x | 5 | 4. Significant | 10146 | Predictive Maintenance | 91.25
1000765 | Sewage or Drainage Pumps Submersible | B (Average): Asset is sound, operationally safe and exhibits only minor deterioration. | Category 3 (Recommended): Minor work required to prevent a deterioration of the service provided by the asset. | 15 | 2010-02-25 | 14.1629 | 59.1161 | x | 5 | 4. Significant | 10146 | Predictive Maintenance | 91.25
1000772 | Roof and Canopy Fall Protection Systems | B (Average): Asset is sound, operationally safe and exhibits only minor deterioration. | Category 3 (Recommended): Minor work required to prevent a deterioration of the service provided by the asset. | 15 | 2015-03-04 | 9.1444 | 65.8074 | x | 5 | 5. Severe | 10135 | Predictive Maintenance | 28
1000773 | Ventilating Fans - General | B (Average): Asset is sound, operationally safe and exhibits only minor deterioration. | Category 3 (Recommended): Minor work required to prevent a deterioration of the service provided by the asset. | 20 | 2020-07-13 | 3.7837 | 74.2163 | x | 5 | 2. Minor | 10135 | Predictive Maintenance | 182.5
1000783 | Sewage or Drainage Pumps Submersible | B (Average): Asset is sound, operationally safe and exhibits only minor deterioration. | Category 3 (Recommended): Minor work required to prevent a deterioration of the service provided by the asset. | 15 | 2018-02-22 | 6.1711 | 77.7718 | x | 1 | 4. Significant | 10074 | Predictive Maintenance | 91.25
1000785 | Water Booster Pumps | B (Average): Asset is sound, operationally safe and exhibits only minor deterioration. | Category 3 (Recommended): Minor work required to prevent a deterioration of the service provided by the asset. | 15 | 2019-01-16 | 5.2731 | 78.9692 | x | 1 | 4. Significant | 10074 | Predictive Maintenance | 91.25
1000786 | Meter Reading - Water | B (Average): Asset is sound, operationally safe and exhibits only minor deterioration. | Category 3 (Recommended): Minor work required to prevent a deterioration of the service provided by the asset. | 20 | 2005-12-17 | 18.3546 | 67.6454 | x | 1 | 2. Minor | 10074 | Predictive Maintenance | 182.5
1000787 | Meter Reading - Water | B (Average): Asset is sound, operationally safe and exhibits only minor deterioration. | Category 3 (Recommended): Minor work required to prevent a deterioration of the service provided by the asset. | 20 | 2013-12-09 | 10.3765 | 75.6235 | x | 1 | 2. Minor | 10074 | Predictive Maintenance | 182.5
1000788 | Meter Reading - Water | B (Average): Asset is sound, operationally safe and exhibits only minor deterioration. | Category 3 (Recommended): Minor work required to prevent a deterioration of the service provided by the asset. | 20 | 2006-04-04 | 18.0589 | 67.9411 | x | 1 | 2. Minor | 10074 | Predictive Maintenance | 182.5
1000789 | Meter Reading - Water | B (Average): Asset is sound, operationally safe and exhibits only minor deterioration. | Category 3 (Recommended): Minor work required to prevent a deterioration of the service provided by the asset. | 20 | 2005-09-19 | 18.5982 | 67.4018 | x | 1 | 2. Minor | 10074 | Predictive Maintenance | 182.5
1000791 | Sewage or Drainage Pumps Submersible | B (Average): Asset is sound, operationally safe and exhibits only minor deterioration. | Category 3 (Recommended): Minor work required to prevent a deterioration of the service provided by the asset. | 15 | 2018-06-25 | 5.8344 | 78.2209 | x | 1 | 4. Significant | 10074 | Predictive Maintenance | 91.25
1000792 | Sewage or Drainage Pumps Submersible | B (Average): Asset is sound, operationally safe and exhibits only minor deterioration. | Category 3 (Recommended): Minor work required to prevent a deterioration of the service provided by the asset. | 15 | 2014-03-19 | 10.1027 | 72.5298 | x | 1 | 4. Significant | 10074 | Predictive Maintenance | 91.25
1000793 | Sewage or Drainage Pumps Submersible | B (Average): Asset is sound, operationally safe and exhibits only minor deterioration. | Category 3 (Recommended): Minor work required to prevent a deterioration of the service provided by the asset. | 15 | 2018-10-08 | 5.5469 | 78.6042 | x | 1 | 4. Significant | 10074 | Predictive Maintenance | 91.25
1000798 | Room Air Conditioners | A (Good): Asset is as new and can be expected to perform adequately to its full normal life if maintained appropriately. | Category 4 (Normal): No work required beyond normal maintenance. | 15 | 2013-02-07 | 11.2115 | 83.0513 | x | 2 | 3. Moderate | 10031 | Predictive Maintenance | 365
1000799 | Room Air Conditioners | B (Average): Asset is sound, operationally safe and exhibits only minor deterioration. | Category 3 (Recommended): Minor work required to prevent a deterioration of the service provided by the asset. | 15 | 2024-01-19 | 0.26557 | 83.6459 | x | 2 | 3. Moderate | 10031 | Predictive Maintenance | 91.25
1000801 | Ventilating Fans - General | B (Average): Asset is sound, operationally safe and exhibits only minor deterioration. | Category 3 (Recommended): Minor work required to prevent a deterioration of the service provided by the asset. | 20 | 2006-10-26 | 17.4976 | 66.5024 | x | 2 | 2. Minor | 10031 | Predictive Maintenance | 182.5
1000808 | Expansion Vessels | B (Average): Asset is sound, operationally safe and exhibits only minor deterioration. | Category 3 (Recommended): Minor work required to prevent a deterioration of the service provided by the asset. | 15 | 2018-01-06 | 6.2998 | 75.6003 | x | 2 | 4. Significant | 10031 | Predictive Maintenance | 91.25
1000810 | Pressurisation Units - Chilled Water, Condenser Water and LTHW Types | B (Average): Asset is sound, operationally safe and exhibits only minor deterioration. | Category 3 (Recommended): Minor work required to prevent a deterioration of the service provided by the asset. | 15 | 2012-12-01 | 11.3977 | 68.8031 | x | 2 | 4. Significant | 10031 | Predictive Maintenance | 91.25
1000811 | Packaged Chiller Units | B (Average): Asset is sound, operationally safe and exhibits only minor deterioration. | Category 3 (Recommended): Minor work required to prevent a deterioration of the service provided by the asset. | 20 | 2014-05-31 | 9.9028 | 74.0972 | x | 2 | 4. Significant | 10031 | Predictive Maintenance | 91.25
1000812 | Roof and Canopy Fall Protection Systems | B (Average): Asset is sound, operationally safe and exhibits only minor deterioration. | Category 3 (Recommended): Minor work required to prevent a deterioration of the service provided by the asset. | 15 | 2014-05-09 | 9.963 | 70.7159 | x | 2 | 5. Severe | 10031 | Predictive Maintenance | 28
1000814 | Ventilating Fans - General | B (Average): Asset is sound, operationally safe and exhibits only minor deterioration. | Category 3 (Recommended): Minor work required to prevent a deterioration of the service provided by the asset. | 20 | 2004-01-28 | 20.2409 | 63.7591 | x | 2 | 2. Minor | 10031 | Predictive Maintenance | 182.5
1000816 | Ventilating Fans - General | B (Average): Asset is sound, operationally safe and exhibits only minor deterioration. | Category 3 (Recommended): Minor work required to prevent a deterioration of the service provided by the asset. | 20 | 2018-12-03 | 5.3936 | 78.6064 | x | 2 | 2. Minor | 10031 | Predictive Maintenance | 182.5
1000820 | Ventilating Fans - General | B (Average): Asset is sound, operationally safe and exhibits only minor deterioration. | Category 3 (Recommended): Minor work required to prevent a deterioration of the service provided by the asset. | 20 | 2021-11-28 | 2.4066 | 81.5934 | x | 2 | 2. Minor | 10031 | Predictive Maintenance | 182.5
1000822 | Roof and Canopy Fall Protection Systems | B (Average): Asset is sound, operationally safe and exhibits only minor deterioration. | Category 3 (Recommended): Minor work required to prevent a deterioration of the service provided by the asset. | 15 | 2020-10-22 | 3.5072 | 79.3238 | x | 2 | 5. Severe | 10031 | Predictive Maintenance | 28
1000825 | Air Handling Units - General | B (Average): Asset is sound, operationally safe and exhibits only minor deterioration. | Category 3 (Recommended): Minor work required to prevent a deterioration of the service provided by the asset. | 20 | 2022-10-30 | 1.4867 | 82.5133 | x | 2 | 3. Moderate | 10031 | Predictive Maintenance | 91.25
1000826 | Cold Rooms | B (Average): Asset is sound, operationally safe and exhibits only minor deterioration. | Category 3 (Recommended): Minor work required to prevent a deterioration of the service provided by the asset. | 15 | 2011-08-10 | 12.7091 | 67.0545 | x | 2 | 4. Significant | 10031 | Predictive Maintenance | 91.25
1000833 | Room Air Conditioners | A (Good): Asset is as new and can be expected to perform adequately to its full normal life if maintained appropriately. | Category 4 (Normal): No work required beyond normal maintenance. | 15 | 2013-04-03 | 11.0609 | 83.2521 | x | 2 | 3. Moderate | 10031 | Predictive Maintenance | 365
1000837 | Instantaneous Electric Water Heaters (Non Drinks Type) | A (Good): Asset is as new and can be expected to perform adequately to its full normal life if maintained appropriately. | Category 4 (Normal): No work required beyond normal maintenance. | 12 | 2014-07-05 | 9.807 | 77.655 | x | 4 | 3. Moderate | 10153 | Predictive Maintenance | 365
1000838 | Room Air Conditioners | A (Good): Asset is as new and can be expected to perform adequately to its full normal life if maintained appropriately. | Category 4 (Normal): No work required beyond normal maintenance. | 15 | 2015-03-26 | 9.0842 | 79.8877 | x | 5 | 3. Moderate | 10154 | Predictive Maintenance | 365
1000840 | Room Air Conditioners | U (Unverified): Further investigation required. | Category U (Unverified Asset): Further investigation required to identify asset. | 15 | 2020-01-24 | 4.2519 | 64.3308 | x | 2 | 3. Moderate | 10031 | Predictive Maintenance | 28
1000841 | Room Air Conditioners | B (Average): Asset is sound, operationally safe and exhibits only minor deterioration. | Category 3 (Recommended): Minor work required to prevent a deterioration of the service provided by the asset. | 15 | 2014-06-06 | 9.8864 | 70.8182 | x | 2 | 3. Moderate | 10031 | Predictive Maintenance | 91.25
1000842 | Pumps - General | A (Good): Asset is as new and can be expected to perform adequately to its full normal life if maintained appropriately. | Category 4 (Normal): No work required beyond normal maintenance. | 20 | 2017-06-22 | 6.8419 | 93.1581 | x | 1 | 4. Significant | 10003 | Predictive Maintenance | 162.5
1000843 | Packaged Chiller Units | A (Good): Asset is as new and can be expected to perform adequately to its full normal life if maintained appropriately. | Category 4 (Normal): No work required beyond normal maintenance. | 20 | 2021-12-16 | 2.3573 | 97.6427 | x | 1 | 4. Significant | 10003 | Predictive Maintenance | 162.5
1000844 | Instantaneous Electric Water Heaters (Non Drinks Type) | B (Average): Asset is sound, operationally safe and exhibits only minor deterioration. | Category 3 (Recommended): Minor work required to prevent a deterioration of the service provided by the asset. | 12 | 2016-01-29 | 8.2382 | 66.2697 | x | 4 | 3. Moderate | 10155 | Predictive Maintenance | 91.25
1000845 | Water to Water Heat Pump | A (Good): Asset is as new and can be expected to perform adequately to its full normal life if maintained appropriately. | Category 4 (Normal): No work required beyond normal maintenance. | 15 | 2018-08-31 | 5.6509 | 90.4654 | x | 2 | 3. Moderate | 10156 | Predictive Maintenance | 365
1000846 | Secondary Hot Water Circulating Pumps | A (Good): Asset is as new and can be expected to perform adequately to its full normal life if maintained appropriately. | Category 4 (Normal): No work required beyond normal maintenance. | 15 | 2019-11-15 | 4.4435 | 92.0753 | x | 2 | 3. Moderate | 10156 | Predictive Maintenance | 365
1000847 | Circulating Pumps - General | A (Good): Asset is as new and can be expected to perform adequately to its full normal life if maintained appropriately. | Category 4 (Normal): No work required beyond normal maintenance. | 20 | 2018-07-15 | 5.7796 | 90.2204 | x | 3 | 4. Significant | 10157 | Predictive Maintenance | 162.5
1000848 | Sewage or Drainage Pumps Submersible | A (Good): Asset is as new and can be expected to perform adequately to its full normal life if maintained appropriately. | Category 4 (Normal): No work required beyond normal maintenance. | 15 | 2015-06-09 | 8.8789 | 88.1615 | x | 1 | 4. Significant | 10108 | Predictive Maintenance | 162.5
1000849 | Retractable Fall Arrester | A (Good): Asset is as new and can be expected to perform adequately to its full normal life if maintained appropriately. | Category 4 (Normal): No work required beyond normal maintenance. | 12 | 2015-12-30 | 8.3203 | 84.1328 | x | 2 | 3. Moderate | 10156 | Predictive Maintenance | 365
1000850 | Instantaneous Electric Water Heaters (Non Drinks Type) | A (Good): Asset is as new and can be expected to perform adequately to its full normal life if maintained appropriately. | Category 4 (Normal): No work required beyond normal maintenance. | 12 | 2017-01-27 | 7.2416 | 83.9306 | x | 3 | 3. Moderate | 10139 | Predictive Maintenance | 365
1000851 | Instantaneous Electric Water Heaters (Non Drinks Type) | A (Good): Asset is as new and can be expected to perform adequately to its full normal life if maintained appropriately. | Category 4 (Normal): No work required beyond normal maintenance. | 12 | 2013-01-17 | 11.269 | 77.2183 | x | 3 | 3. Moderate | 10139 | Predictive Maintenance | 365
1000852 | Instantaneous Electric Water Heaters (Non Drinks Type) | A (Good): Asset is as new and can be expected to perform adequately to its full normal life if maintained appropriately. | Category 4 (Normal): No work required beyond normal maintenance. | 12 | 2017-08-11 | 6.705 | 84.825 | x | 3 | 3. Moderate | 10139 | Predictive Maintenance | 365
1000853 | Secondary Hot Water Circulating Pumps | B (Average): Asset is sound, operationally safe and exhibits only minor deterioration. | Category 3 (Recommended): Minor work required to prevent a deterioration of the service provided by the asset. | 20 | 2012-06-28 | 11.8248 | 66.1752 | x | 5 | 3. Moderate | 10158 | Predictive Maintenance | 91.25
1000854 | Instantaneous Electric Water Heaters (Non Drinks Type) | B (Average): Asset is sound, operationally safe and exhibits only minor deterioration. | Category 3 (Recommended): Minor work required to prevent a deterioration of the service provided by the asset. | 12 | 2022-02-26 | 2.1602 | 74.3997 | x | 5 | 3. Moderate | 10093 | Predictive Maintenance | 91.25
1000855 | Instantaneous Electric Water Heaters (Non Drinks Type) | B (Average): Asset is sound, operationally safe and exhibits only minor deterioration. | Category 3 (Recommended): Minor work required to prevent a deterioration of the service provided by the asset. | 12 | 2016-09-30 | 7.5674 | 65.3876 | x | 5 | 3. Moderate | 10093 | Predictive Maintenance | 91.25
1000856 | Instantaneous Electric Water Heaters (Non Drinks Type) | B (Average): Asset is sound, operationally safe and exhibits only minor deterioration. | Category 3 (Recommended): Minor work required to prevent a deterioration of the service provided by the asset. | 12 | 2020-06-13 | 3.8658 | 71.5569 | x | 5 | 3. Moderate | 10093 | Predictive Maintenance | 91.25
1000857 | Instantaneous Electric Water Heaters (Non Drinks Type) | B (Average): Asset is sound, operationally safe and exhibits only minor deterioration. | Category 3 (Recommended): Minor work required to prevent a deterioration of the service provided by the asset. | 12 | 2022-01-26 | 2.245 | 74.2583 | x | 5 | 3. Moderate | 10093 | Predictive Maintenance | 91.25
1000858 | Instantaneous Electric Water Heaters (Non Drinks Type) | B (Average): Asset is sound, operationally safe and exhibits only minor deterioration. | Category 3 (Recommended): Minor work required to prevent a deterioration of the service provided by the asset. | 12 | 2015-03-20 | 9.1006 | 62.8323 | x | 5 | 3. Moderate | 10093 | Predictive Maintenance | 91.25
1000859 | Instantaneous Electric Water Heaters (Non Drinks Type) | B (Average): Asset is sound, operationally safe and exhibits only minor deterioration. | Category 3 (Recommended): Minor work required to prevent a deterioration of the service provided by the asset. | 12 | 2020-06-07 | 3.8823 | 71.5295 | x | 5 | 3. Moderate | 10093 | Predictive Maintenance | 91.25
1000860 | Instantaneous Electric Water Heaters (Non Drinks Type) | B (Average): Asset is sound, operationally safe and exhibits only minor deterioration. | Category 3 (Recommended): Minor work required to prevent a deterioration of the service provided by the asset. | 12 | 2022-04-01 | 2.0671 | 74.5549 | x | 5 | 3. Moderate | 10093 | Predictive Maintenance | 91.25
1000861 | Instantaneous Electric Water Heaters (Non Drinks Type) | B (Average): Asset is sound, operationally safe and exhibits only minor deterioration. | Category 3 (Recommended): Minor work required to prevent a deterioration of the service provided by the asset. | 12 | 2015-12-06 | 8.386 | 64.0233 | x | 5 | 3. Moderate | 10093 | Predictive Maintenance | 91.25
1000862 | Instantaneous Electric Water Heaters (Non Drinks Type) | B (Average): Asset is sound, operationally safe and exhibits only minor deterioration. | Category 3 (Recommended): Minor work required to prevent a deterioration of the service provided by the asset. | 12 | 2022-05-03 | 1.9795 | 74.7009 | x | 5 | 3. Moderate | 10093 | Predictive Maintenance | 91.25
1000863 | Instantaneous Electric Water Heaters (Non Drinks Type) | B (Average): Asset is sound, operationally safe and exhibits only minor deterioration. | Category 3 (Recommended): Minor work required to prevent a deterioration of the service provided by the asset. | 12 | 2019-11-30 | 4.4025 | 70.6626 | x | 5 | 3. Moderate | 10093 | Predictive Maintenance | 91.25
1000864 | Instantaneous Electric Water Heaters (Non Drinks Type) | B (Average): Asset is sound, operationally safe and exhibits only minor deterioration. | Category 3 (Recommended): Minor work required to prevent a deterioration of the service provided by the asset. | 12 | 2022-12-17 | 1.3552 | 75.7413 | x | 5 | 3. Moderate | 10093 | Predictive Maintenance | 91.25
1000865 | Instantaneous Electric Water Heaters (Non Drinks Type) | B (Average): Asset is sound, operationally safe and exhibits only minor deterioration. | Category 3 (Recommended): Minor work required to prevent a deterioration of the service provided by the asset. | 12 | 2022-10-25 | 1.5003 | 75.4994 | x | 5 | 3. Moderate | 10093 | Predictive Maintenance | 91.25
1000866 | Instantaneous Electric Water Heaters (Non Drinks Type) | B (Average): Asset is sound, operationally safe and exhibits only minor deterioration. | Category 3 (Recommended): Minor work required to prevent a deterioration of the service provided by the asset. | 12 | 2020-08-12 | 3.7016 | 71.8307 | x | 5 | 3. Moderate | 10093 | Predictive Maintenance | 91.25
1000867 | Instantaneous Electric Water Heaters (Non Drinks Type) | B (Average): Asset is sound, operationally safe and exhibits only minor deterioration. | Category 3 (Recommended): Minor work required to prevent a deterioration of the service provided by the asset. | 12 | 2021-08-25 | 2.6667 | 73.5556 | x | 5 | 3. Moderate | 10093 | Predictive Maintenance | 91.25
1000868 | Instantaneous Electric Water Heaters (Non Drinks Type) | B (Average): Asset is sound, operationally safe and exhibits only minor deterioration. | Category 3 (Recommended): Minor work required to prevent a deterioration of the service provided by the asset. | 12 | 2021-10-04 | 2.5572 | 73.7381 | x | 5 | 3. Moderate | 10093 | Predictive Maintenance | 91.25
1000869 | Instantaneous Electric Water Heaters (Non Drinks Type) | B (Average): Asset is sound, operationally safe and exhibits only minor deterioration. | Category 3 (Recommended): Minor work required to prevent a deterioration of the service provided by the asset. | 12 | 2018-11-30 | 5.4018 | 68.997 | x | 5 | 3. Moderate | 10093 | Predictive Maintenance | 91.25
1000870 | Instantaneous Electric Water Heaters (Non Drinks Type) | B (Average): Asset is sound, operationally safe and exhibits only minor deterioration. | Category 3 (Recommended): Minor work required to prevent a deterioration of the service provided by the asset. | 12 | 2013-10-20 | 10.5133 | 60.4778 | x | 5 | 3. Moderate | 10093 | Predictive Maintenance | 91.25
1000871 | Instantaneous Electric Water Heaters (Non Drinks Type) | B (Average): Asset is sound, operationally safe and exhibits only minor deterioration. | Category 3 (Recommended): Minor work required to prevent a deterioration of the service provided by the asset. | 12 | 2019-04-20 | 5.0157 | 69.6404 | x | 5 | 3. Moderate | 10093 | Predictive Maintenance | 91.25
1000872 | Instantaneous Electric Water Heaters (Non Drinks Type) | B (Average): Asset is sound, operationally safe and exhibits only minor deterioration. | Category 3 (Recommended): Minor work required to prevent a deterioration of the service provided by the asset. | 12 | 2017-01-25 | 7.2471 | 65.9215 | x | 5 | 3. Moderate | 10093 | Predictive Maintenance | 91.25
1000873 | Instantaneous Electric Water Heaters (Non Drinks Type) | B (Average): Asset is sound, operationally safe and exhibits only minor deterioration. | Category 3 (Recommended): Minor work required to prevent a deterioration of the service provided by the asset. | 12 | 2020-05-19 | 3.9343 | 71.4428 | x | 5 | 3. Moderate | 10093 | Predictive Maintenance | 91.25
1000874 | Instantaneous Electric Water Heaters (Non Drinks Type) | B (Average): Asset is sound, operationally safe and exhibits only minor deterioration. | Category 3 (Recommended): Minor work required to prevent a deterioration of the service provided by the asset. | 12 | 2017-06-15 | 6.8611 | 66.5649 | x | 5 | 3. Moderate | 10093 | Predictive Maintenance | 91.25
1000875 | Roof and Canopy Fall Protection Systems | A (Good): Asset is as new and can be expected to perform adequately to its full normal life if maintained appropriately. | Category 4 (Normal): No work required beyond normal maintenance. | 15 | 2012-12-30 | 11.3183 | 76.909 | x | 5 | 5. Severe | 10159 | Predictive Maintenance | 162.5
1000876 | Condensers - Air Cooled | A (Good): Asset is as new and can be expected to perform adequately to its full normal life if maintained appropriately. | Category 4 (Normal): No work required beyond normal maintenance. | 20 | 2005-01-03 | 19.3073 | 80.6927 | x | 1 | 4. Significant | 10042 | Predictive Maintenance | 162.5
1000877 | Packaged Chiller Units | A (Good): Asset is as new and can be expected to perform adequately to its full normal life if maintained appropriately. | Category 4 (Normal): No work required beyond normal maintenance. | 20 | 2017-05-19 | 6.935 | 85.065 | x | 5 | 4. Significant | 10160 | Predictive Maintenance | 162.5
1000878 | Roof and Canopy Fall Protection Systems | A (Good): Asset is as new and can be expected to perform adequately to its full normal life if maintained appropriately. | Category 4 (Normal): No work required beyond normal maintenance. | 15 | 2018-11-18 | 5.4346 | 84.7538 | x | 5 | 5. Severe | 10159 | Predictive Maintenance | 162.5
1000879 | Air Handling Units - General | A (Good): Asset is as new and can be expected to perform adequately to its full normal life if maintained appropriately. | Category 4 (Normal): No work required beyond normal maintenance. | 20 | 2021-10-22 | 2.5079 | 97.4921 | x | 1 | 3. Moderate | 10042 | Predictive Maintenance | 365
1000880 | Pumps - General | B (Average): Asset is sound, operationally safe and exhibits only minor deterioration. | Category 3 (Recommended): Minor work required to prevent a deterioration of the service provided by the asset. | 20 | 2017-11-12 | 6.4504 | 73.5496 | x | 4 | 4. Significant | 10153 | Predictive Maintenance | 91.25
1000881 | Roof and Canopy Fall Protection Systems | A (Good): Asset is as new and can be expected to perform adequately to its full normal life if maintained appropriately. | Category 4 (Normal): No work required beyond normal maintenance. | 15 | 2013-06-12 | 10.8693 | 85.5076 | x | 1 | 5. Severe | 10042 | Predictive Maintenance | 162.5
1000882 | Air Handling Units - General | A (Good): Asset is as new and can be expected to perform adequately to its full normal life if maintained appropriately. | Category 4 (Normal): No work required beyond normal maintenance. | 20 | 2015-11-15 | 8.4435 | 83.5565 | x | 5 | 3. Moderate | 10159 | Predictive Maintenance | 365
1000883 | Cable and Track/Rail Based Safety Systems | A (Good): Asset is as new and can be expected to perform adequately to its full normal life if maintained appropriately. | Category 4 (Normal): No work required beyond normal maintenance. | 12 | 2014-12-27 | 9.3279 | 78.4536 | x | 4 | 3. Moderate | 10161 | Predictive Maintenance | 365
1000884 | Air to Water Heat Pump | A (Good): Asset is as new and can be expected to perform adequately to its full normal life if maintained appropriately. | Category 4 (Normal): No work required beyond normal maintenance. | 15 | 2016-05-28 | 7.9097 | 87.4538 | x | 2 | 3. Moderate | 10162 | Predictive Maintenance | 365
1000885 | Meter Reading - Water | A (Good): Asset is as new and can be expected to perform adequately to its full normal life if maintained appropriately. | Category 4 (Normal): No work required beyond normal maintenance. | 20 | 2018-09-25 | 5.5825 | 92.4175 | x | 2 | 2. Minor | 10163 | Predictive Maintenance | 365
1000886 | Pumps - General | A (Good): Asset is as new and can be expected to perform adequately to its full normal life if maintained appropriately. | Category 4 (Normal): No work required beyond normal maintenance. | 20 | 2012-01-10 | 12.2902 | 85.7098 | x | 2 | 4. Significant | 10163 | Predictive Maintenance | 162.5
1000887 | Room Air Conditioners | A (Good): Asset is as new and can be expected to perform adequately to its full normal life if maintained appropriately. | Category 4 (Normal): No work required beyond normal maintenance. | 15 | 2021-10-25 | 2.4997 | 88.6671 | x | 5 | 3. Moderate | 10159 | Predictive Maintenance | 365
1000888 | Air to Water Heat Pump | A (Good): Asset is as new and can be expected to perform adequately to its full normal life if maintained appropriately. | Category 4 (Normal): No work required beyond normal maintenance. | 15 | 2016-11-11 | 7.4524 | 88.0634 | x | 2 | 3. Moderate | 10162 | Predictive Maintenance | 365
1000889 | Room Air Conditioners | A (Good): Asset is as new and can be expected to perform adequately to its full normal life if maintained appropriately. | Category 4 (Normal): No work required beyond normal maintenance. | 15 | 2021-01-23 | 3.2526 | 95.6632 | x | 1 | 3. Moderate | 10164 | Predictive Maintenance | 365
1000890 | Room Air Conditioners | A (Good): Asset is as new and can be expected to perform adequately to its full normal life if maintained appropriately. | Category 4 (Normal): No work required beyond normal maintenance. | 15 | 2017-01-11 | 7.2854 | 90.2861 | x | 1 | 3. Moderate | 10164 | Predictive Maintenance | 365
1000891 | Room Air Conditioners | A (Good): Asset is as new and can be expected to perform adequately to its full normal life if maintained appropriately. | Category 4 (Normal): No work required beyond normal maintenance. | 15 | 2011-03-17 | 13.1088 | 82.5216 | x | 1 | 3. Moderate | 10164 | Predictive Maintenance | 365
1000892 | Roof and Canopy Fall Protection Systems | A (Good): Asset is as new and can be expected to perform adequately to its full normal life if maintained appropriately. | Category 4 (Normal): No work required beyond normal maintenance. | 15 | 2018-09-18 | 5.6016 | 84.5311 | x | 5 | 5. Severe | 10159 | Predictive Maintenance | 162.5
1000893 | Room Air Conditioners | A (Good): Asset is as new and can be expected to perform adequately to its full normal life if maintained appropriately. | Category 4 (Normal): No work required beyond normal maintenance. | 15 | 2011-12-14 | 12.3641 | 83.5145 | x | 1 | 3. Moderate | 10164 | Predictive Maintenance | 365
1000894 | Room Air Conditioners | A (Good): Asset is as new and can be expected to perform adequately to its full normal life if maintained appropriately. | Category 4 (Normal): No work required beyond normal maintenance. | 15 | 2019-12-03 | 4.3943 | 94.141 | x | 1 | 3. Moderate | 10164 | Predictive Maintenance | 365
1000895 | Room Air Conditioners | A (Good): Asset is as new and can be expected to perform adequately to its full normal life if maintained appropriately. | Category 4 (Normal): No work required beyond normal maintenance. | 15 | 2015-09-13 | 8.616 | 88.512 | x | 1 | 3. Moderate | 10164 | Predictive Maintenance | 365
1000896 | Instantaneous Electric Water Heaters (Non Drinks Type) | X (Beyond Repair): Asset is inoperable and requires replacement. | Category 4 (Normal): No work required beyond normal maintenance. | 12 | 2018-05-22 | 5.9274 | 49.1209 | x | 4 | 3. Moderate | 10153 | Predictive Maintenance | 365
1000897 | Instantaneous Electric Water Heaters (Non Drinks Type) | C (Poor): Asset is operational but major repair or replacement will be needed. | Category 4 (Normal): No work required beyond normal maintenance. | 12 | 2020-03-22 | 4.0931 | 66.1782 | x | 4 | 3. Moderate | 10153 | Predictive Maintenance | 365
1000898 | Instantaneous Electric Water Heaters (Non Drinks Type) | A (Good): Asset is as new and can be expected to perform adequately to its full normal life if maintained appropriately. | Category 4 (Normal): No work required beyond normal maintenance. | 12 | 2023-11-20 | 0.42984 | 93.2836 | x | 4 | 3. Moderate | 10153 | Predictive Maintenance | 365
1000899 | Heat Recovery Units | A (Good): Asset is as new and can be expected to perform adequately to its full normal life if maintained appropriately. | Category 4 (Normal): No work required beyond normal maintenance. | 15 | 2017-10-02 | 6.5626 | 91.2498 | x | 1 | 4. Significant | 10042 | Predictive Maintenance | 162.5
1000900 | Point of Use Water Dispenser | B (Average): Asset is sound, operationally safe and exhibits only minor deterioration. | Category 3 (Recommended): Minor work required to prevent a deterioration of the service provided by the asset. | 15 | 2017-09-25 | 6.5818 | 77.2243 | x | 1 | 2. Minor | 10042 | Predictive Maintenance | 182.5
1000901 | Point of Use Water Dispenser | A (Good): Asset is as new and can be expected to perform adequately to its full normal life if maintained appropriately. | Category 4 (Normal): No work required beyond normal maintenance. | 15 | 2014-12-28 | 9.3251 | 87.5665 | x | 1 | 2. Minor | 10165 | Predictive Maintenance | 365
1000902 | Twin Set Pumps | A (Good): Asset is as new and can be expected to perform adequately to its full normal life if maintained appropriately. | Category 4 (Normal): No work required beyond normal maintenance. | 15 | 2020-05-19 | 3.9343 | 90.7543 | x | 3 | 4. Significant | 10157 | Predictive Maintenance | 162.5
1000903 | Twin Set Pumps | A (Good): Asset is as new and can be expected to perform adequately to its full normal life if maintained appropriately. | Category 4 (Normal): No work required beyond normal maintenance. | 15 | 2015-12-19 | 8.3504 | 84.8661 | x | 3 | 4. Significant | 10157 | Predictive Maintenance | 162.5
1000904 | Twin Set Pumps | B (Average): Asset is sound, operationally safe and exhibits only minor deterioration. | Category 3 (Recommended): Minor work required to prevent a deterioration of the service provided by the asset. | 15 | 2018-12-05 | 5.3881 | 74.8159 | x | 3 | 4. Significant | 10166 | Predictive Maintenance | 91.25
1000905 | Sewage or Drainage Pumps Submersible | A (Good): Asset is as new and can be expected to perform adequately to its full normal life if maintained appropriately. | Category 4 (Normal): No work required beyond normal maintenance. | 15 | 2014-12-15 | 9.3607 | 87.5191 | x | 1 | 4. Significant | 10108 | Predictive Maintenance | 162.5
1000907 | Twin Set Pumps | A (Good): Asset is as new and can be expected to perform adequately to its full normal life if maintained appropriately. | Category 4 (Normal): No work required beyond normal maintenance. | 15 | 2018-01-05 | 6.3025 | 87.5966 | x | 3 | 4. Significant | 10157 | Predictive Maintenance | 162.5
1000908 | Twin Set Pumps | A (Good): Asset is as new and can be expected to perform adequately to its full normal life if maintained appropriately. | Category 4 (Normal): No work required beyond normal maintenance. | 15 | 2018-10-30 | 5.4867 | 88.6845 | x | 3 | 4. Significant | 10157 | Predictive Maintenance | 162.5
1000909 | Cable and Track/Rail Based Safety Systems | A (Good): Asset is as new and can be expected to perform adequately to its full normal life if maintained appropriately. | Category 4 (Normal): No work required beyond normal maintenance. | 12 | 2017-06-05 | 6.8884 | 84.5193 | x | 3 | 3. Moderate | 10166 | Predictive Maintenance | 365
1000910 | Hot Water Calorifiers - Heated by LTHW | A (Good): Asset is as new and can be expected to perform adequately to its full normal life if maintained appropriately. | Category 4 (Normal): No work required beyond normal maintenance. | 20 | 2009-11-16 | 14.4394 | 81.5606 | x | 3 | 4. Significant | 10167 | Predictive Maintenance | 162.5
1000911 | Pumps - General | A (Good): Asset is as new and can be expected to perform adequately to its full normal life if maintained appropriately. | Category 4 (Normal): No work required beyond normal maintenance. | 20 | 2016-02-08 | 8.2108 | 87.7892 | x | 3 | 4. Significant | 10168 | Predictive Maintenance | 162.5
1000912 | Circulating Pumps - General | A (Good): Asset is as new and can be expected to perform adequately to its full normal life if maintained appropriately. | Category 4 (Normal): No work required beyond normal maintenance. | 20 | 2008-12-11 | 15.3703 | 84.6297 | x | 1 | 4. Significant | 10169 | Predictive Maintenance | 162.5
1000913 | Secondary Hot Water Circulating Pumps | A (Good): Asset is as new and can be expected to perform adequately to its full normal life if maintained appropriately. | Category 4 (Normal): No work required beyond normal maintenance. | 20 | 2005-06-03 | 18.8939 | 75.1061 | x | 4 | 3. Moderate | 10170 | Predictive Maintenance | 365
1000914 | Hot and Cold Water Services - General | A (Good): Asset is as new and can be expected to perform adequately to its full normal life if maintained appropriately. | Category 4 (Normal): No work required beyond normal maintenance. | 30 | 2017-09-08 | 6.6283 | 93.5811 | x | 2 | 4. Significant | 10171 | Predictive Maintenance | 162.5
1000915 | Circulating Pumps - General | A (Good): Asset is as new and can be expected to perform adequately to its full normal life if maintained appropriately. | Category 4 (Normal): No work required beyond normal maintenance. | 20 | 2010-06-03 | 13.8946 | 86.1054 | x | 1 | 4. Significant | 10172 | Predictive Maintenance | 162.5
1000916 | Circulating Pumps - General | A (Good): Asset is as new and can be expected to perform adequately to its full normal life if maintained appropriately. | Category 4 (Normal): No work required beyond normal maintenance. | 20 | 2013-01-31 | 11.2307 | 84.7693 | x | 3 | 4. Significant | 10173 | Predictive Maintenance | 162.5
1000917 | Packaged Chiller Units | A (Good): Asset is as new and can be expected to perform adequately to its full normal life if maintained appropriately. | Category 4 (Normal): No work required beyond normal maintenance. | 20 | 2011-10-21 | 12.512 | 87.488 | x | 1 | 4. Significant | 10108 | Predictive Maintenance | 162.5
1000918 | Packaged Chiller Units | A (Good): Asset is as new and can be expected to perform adequately to its full normal life if maintained appropriately. | Category 4 (Normal): No work required beyond normal maintenance. | 20 | 2016-09-02 | 7.6441 | 88.3559 | x | 3 | 4. Significant | 10174 | Predictive Maintenance | 162.5
1000919 | Ventilating Fans - General | A (Good): Asset is as new and can be expected to perform adequately to its full normal life if maintained appropriately. | Category 4 (Normal): No work required beyond normal maintenance. | 20 | 2007-02-08 | 17.2101 | 78.7899 | x | 3 | 2. Minor | 10166 | Predictive Maintenance | 365
1000920 | Point of Use Water Dispenser | B (Average): Asset is sound, operationally safe and exhibits only minor deterioration. | Category 3 (Recommended): Minor work required to prevent a deterioration of the service provided by the asset. | 15 | 2014-01-26 | 10.245 | 68.3399 | x | 3 | 2. Minor | 10022 | Predictive Maintenance | 182.5
1000921 | Room Air Conditioners | A (Good): Asset is as new and can be expected to perform adequately to its full normal life if maintained appropriately. | Category 4 (Normal): No work required beyond normal maintenance. | 15 | 2022-10-30 | 1.4867 | 98.0178 | x | 1 | 3. Moderate | 10003 | Predictive Maintenance | 365
1000922 | Circulating Pumps - General | A (Good): Asset is as new and can be expected to perform adequately to its full normal life if maintained appropriately. | Category 4 (Normal): No work required beyond normal maintenance. | 20 | 2021-12-21 | 2.3436 | 91.6564 | x | 4 | 4. Significant | 10175 | Predictive Maintenance | 162.5
1000923 | Circulating Pumps - General | A (Good): Asset is as new and can be expected to perform adequately to its full normal life if maintained appropriately. | Category 4 (Normal): No work required beyond normal maintenance. | 20 | 2007-10-21 | 16.512 | 83.488 | x | 1 | 4. Significant | 10176 | Predictive Maintenance | 162.5
1000924 | Room Air Conditioners | A (Good): Asset is as new and can be expected to perform adequately to its full normal life if maintained appropriately. | Category 4 (Normal): No work required beyond normal maintenance. | 15 | 2014-06-14 | 9.8645 | 86.8474 | x | 1 | 3. Moderate | 10003 | Predictive Maintenance | 365
1000925 | Twin Set Pumps | A (Good): Asset is as new and can be expected to perform adequately to its full normal life if maintained appropriately. | Category 4 (Normal): No work required beyond normal maintenance. | 15 | 2023-10-27 | 0.49555 | 93.3393 | x | 4 | 4. Significant | 10177 | Predictive Maintenance | 162.5
1000926 | Twin Set Pumps | A (Good): Asset is as new and can be expected to perform adequately to its full normal life if maintained appropriately. | Category 4 (Normal): No work required beyond normal maintenance. | 15 | 2021-07-13 | 2.7844 | 90.2875 | x | 4 | 4. Significant | 10177 | Predictive Maintenance | 162.5
1000927 | Circulating Pumps - General | A (Good): Asset is as new and can be expected to perform adequately to its full normal life if maintained appropriately. | Category 4 (Normal): No work required beyond normal maintenance. | 20 | 2016-10-10 | 7.54 | 88.46 | x | 3 | 4. Significant | 10178 | Predictive Maintenance | 162.5
1000928 | Water Booster Pumps | A (Good): Asset is as new and can be expected to perform adequately to its full normal life if maintained appropriately. | Category 4 (Normal): No work required beyond normal maintenance. | 15 | 2011-07-08 | 12.7995 | 78.9341 | x | 3 | 4. Significant | 10179 | Predictive Maintenance | 162.5
1000929 | Packaged Electric Water Heaters - Cistern Type (Non Drinks) | A (Good): Asset is as new and can be expected to perform adequately to its full normal life if maintained appropriately. | Category 3 (Recommended): Minor work required to prevent a deterioration of the service provided by the asset. | 12 | 2018-01-26 | 6.245 | 76.5916 | x | 4 | 4. Significant | 10180 | Predictive Maintenance | 91.25
1000930 | Instantaneous Electric Water Heaters (Non Drinks Type) | A (Good): Asset is as new and can be expected to perform adequately to its full normal life if maintained appropriately. | Category 3 (Recommended): Minor work required to prevent a deterioration of the service provided by the asset. | 12 | 2017-02-12 | 7.1978 | 77.0037 | x | 3 | 3. Moderate | 10181 | Predictive Maintenance | 91.25
1000931 | Water Booster Pumps | A (Good): Asset is as new and can be expected to perform adequately to its full normal life if maintained appropriately. | Category 4 (Normal): No work required beyond normal maintenance. | 15 | 2015-05-15 | 8.9473 | 84.0703 | x | 3 | 4. Significant | 10182 | Predictive Maintenance | 162.5
1000932 | Instantaneous Electric Water Heaters (Non Drinks Type) | A (Good): Asset is as new and can be expected to perform adequately to its full normal life if maintained appropriately. | Category 4 (Normal): No work required beyond normal maintenance. | 12 | 2023-04-08 | 1.0486 | 98.2523 | x | 1 | 3. Moderate | 10183 | Predictive Maintenance | 365
1000933 | Instantaneous Electric Water Heaters (Non Drinks Type) | B (Average): Asset is sound, operationally safe and exhibits only minor deterioration. | Category 3 (Recommended): Minor work required to prevent a deterioration of the service provided by the asset. | 12 | 2021-08-12 | 2.7023 | 81.4962 | x | 1 | 3. Moderate | 10113 | Predictive Maintenance | 91.25
1000934 | Instantaneous Electric Water Heaters (Non Drinks Type) | D (Very Poor): Asset runs a serious risk of imminent breakdown or poses a health and safety risk. | Category 3 (Recommended): Minor work required to prevent a deterioration of the service provided by the asset. | 12 | 2015-12-16 | 8.3587 | 51.0689 | x | 1 | 3. Moderate | 10183 | Predictive Maintenance | 91.25
1000937 | Circulating Pumps - General | A (Good): Asset is as new and can be expected to perform adequately to its full normal life if maintained appropriately. | Category 4 (Normal): No work required beyond normal maintenance. | 20 | 2016-08-22 | 7.6742 | 86.3258 | x | 4 | 4. Significant | 10175 | Predictive Maintenance | 162.5
1000938 | Point of Use Water Dispenser | A (Good): Asset is as new and can be expected to perform adequately to its full normal life if maintained appropriately. | Category 4 (Normal): No work required beyond normal maintenance. | 15 | 2013-04-16 | 11.0253 | 77.2996 | x | 5 | 2. Minor | 10185 | Predictive Maintenance | 365
1000939 | Room Air Conditioners | A (Good): Asset is as new and can be expected to perform adequately to its full normal life if maintained appropriately. | Category 4 (Normal): No work required beyond normal maintenance. | 15 | 2011-09-09 | 12.627 | 77.164 | x | 4 | 3. Moderate | 10000 | Predictive Maintenance | 365
1000940 | Pressurisation Units - Chilled Water, Condenser Water and LTHW Types | A (Good): Asset is as new and can be expected to perform adequately to its full normal life if maintained appropriately. | Category 4 (Normal): No work required beyond normal maintenance. | 15 | 2016-11-07 | 7.4634 | 88.0488 | x | 2 | 4. Significant | 10186 | Predictive Maintenance | 162.5
1000941 | Sump Pumps and Extended Shaft Sump Pumps | A (Good): Asset is as new and can be expected to perform adequately to its full normal life if maintained appropriately. | Category 4 (Normal): No work required beyond normal maintenance. | 10 | 2022-08-03 | 1.7276 | 96.5448 | x | 1 | 5. Severe | 10187 | Predictive Maintenance | 162.5
1000942 | Sump Pumps and Extended Shaft Sump Pumps | A (Good): Asset is as new and can be expected to perform adequately to its full normal life if maintained appropriately. | Category 4 (Normal): No work required beyond normal maintenance. | 10 | 2017-03-30 | 7.0719 | 85.8563 | x | 1 | 5. Severe | 10187 | Predictive Maintenance | 162.5
1000943 | Circulating Pumps - General | A (Good): Asset is as new and can be expected to perform adequately to its full normal life if maintained appropriately. | Category 4 (Normal): No work required beyond normal maintenance. | 20 | 2018-05-13 | 5.9521 | 90.0479 | x | 3 | 4. Significant | 10188 | Predictive Maintenance | 162.5
1000944 | Circulating Pumps - General | A (Good): Asset is as new and can be expected to perform adequately to its full normal life if maintained appropriately. | Category 4 (Normal): No work required beyond normal maintenance. | 20 | 2011-05-12 | 12.9555 | 83.0445 | x | 3 | 4. Significant | 10189 | Predictive Maintenance | 162.5
1000945 | Circulating Pumps - General | A (Good): Asset is as new and can be expected to perform adequately to its full normal life if maintained appropriately. | Category 4 (Normal): No work required beyond normal maintenance. | 20 | 2009-01-27 | 15.2416 | 84.7584 | x | 1 | 4. Significant | 10190 | Predictive Maintenance | 162.5
1000946 | Point of Use Water Dispenser | A (Good): Asset is as new and can be expected to perform adequately to its full normal life if maintained appropriately. | Category 4 (Normal): No work required beyond normal maintenance. | 15 | 2019-02-14 | 5.1937 | 89.0751 | x | 3 | 2. Minor | 10191 | Predictive Maintenance | 365
1000947 | Room Air Conditioners | A (Good): Asset is as new and can be expected to perform adequately to its full normal life if maintained appropriately. | Category 4 (Normal): No work required beyond normal maintenance. | 15 | 2021-07-06 | 2.8036 | 96.2619 | x | 1 | 3. Moderate | 10003 | Predictive Maintenance | 365
1000948 | Expansion Vessels | A (Good): Asset is as new and can be expected to perform adequately to its full normal life if maintained appropriately. | Category 4 (Normal): No work required beyond normal maintenance. | 15 | 2016-05-05 | 7.9726 | 83.3698 | x | 4 | 4. Significant | 10192 | Predictive Maintenance | 162.5
1000949 | Expansion Vessels | A (Good): Asset is as new and can be expected to perform adequately to its full normal life if maintained appropriately. | Category 4 (Normal): No work required beyond normal maintenance. | 15 | 2019-12-01 | 4.3997 | 88.1337 | x | 4 | 4. Significant | 10192 | Predictive Maintenance | 162.5
1000950 | Circulating Pumps - General | A (Good): Asset is as new and can be expected to perform adequately to its full normal life if maintained appropriately. | Category 4 (Normal): No work required beyond normal maintenance. | 20 | 2010-04-29 | 13.9904 | 80.0096 | x | 4 | 4. Significant | 10175 | Predictive Maintenance | 162.5
1000951 | Instantaneous Electric Water Heaters (Non Drinks Type) | B (Average): Asset is sound, operationally safe and exhibits only minor deterioration. | Category 3 (Recommended): Minor work required to prevent a deterioration of the service provided by the asset. | 12 | 2019-12-18 | 4.3532 | 70.7447 | x | 5 | 3. Moderate | 10193 | Predictive Maintenance | 91.25
1000952 | Pressurisation Pumps | A (Good): Asset is as new and can be expected to perform adequately to its full normal life if maintained appropriately. | Category 4 (Normal): No work required beyond normal maintenance. | 15 | 2013-12-24 | 10.3354 | 82.2195 | x | 3 | 4. Significant | 10194 | Predictive Maintenance | 162.5
1000953 | Pressurisation Pumps | A (Good): Asset is as new and can be expected to perform adequately to its full normal life if maintained appropriately. | Category 4 (Normal): No work required beyond normal maintenance. | 15 | 2017-07-21 | 6.7625 | 84.9833 | x | 4 | 4. Significant | 10192 | Predictive Maintenance | 162.5
1000954 | Circulating Pumps - General | A (Good): Asset is as new and can be expected to perform adequately to its full normal life if maintained appropriately. | Category 4 (Normal): No work required beyond normal maintenance. | 20 | 2021-09-09 | 2.6256 | 93.3744 | x | 3 | 4. Significant | 10194 | Predictive Maintenance | 162.5
1000955 | Fixed Access Ladders and Stairs | B (Average): Asset is sound, operationally safe and exhibits only minor deterioration. | Category 3 (Recommended): Minor work required to prevent a deterioration of the service provided by the asset. | 20 | 2004-03-29 | 20.0739 | 63.9261 | x | 2 | 3. Moderate | 10195 | Predictive Maintenance | 91.25
1000956 | Air Handling Units - General | B (Average): Asset is sound, operationally safe and exhibits only minor deterioration. | Category 3 (Recommended): Minor work required to prevent a deterioration of the service provided by the asset. | 20 | 2022-08-29 | 1.6564 | 84.3436 | x | 1 | 3. Moderate | 10003 | Predictive Maintenance | 91.25
1000957 | Water Booster Pumps | B (Average): Asset is sound, operationally safe and exhibits only minor deterioration. | Category 3 (Recommended): Minor work required to prevent a deterioration of the service provided by the asset. | 15 | 2013-04-03 | 11.0609 | 63.2521 | x | 5 | 4. Significant | 10196 | Predictive Maintenance | 91.25
1000958 | Laboratory Fume Cupboard | B (Average): Asset is sound, operationally safe and exhibits only minor deterioration. | Category 3 (Recommended): Minor work required to prevent a deterioration of the service provided by the asset. | 15 | 2013-06-11 | 10.872 | 71.504 | x | 1 | 4. Significant | 10003 | Predictive Maintenance | 91.25
1000959 | Room Air Conditioners | B (Average): Asset is sound, operationally safe and exhibits only minor deterioration. | Category 3 (Recommended): Minor work required to prevent a deterioration of the service provided by the asset. | 15 | 2016-08-29 | 7.655 | 75.7933 | x | 1 | 3. Moderate | 10003 | Predictive Maintenance | 91.25
1000960 | Pumps - General | A (Good): Asset is as new and can be expected to perform adequately to its full normal life if maintained appropriately. | Category 4 (Normal): No work required beyond normal maintenance. | 20 | 2007-03-17 | 17.1088 | 80.8912 | x | 2 | 4. Significant | 10197 | Predictive Maintenance | 162.5
1000961 | Laboratory Fume Cupboard | B (Average): Asset is sound, operationally safe and exhibits only minor deterioration. | Category 3 (Recommended): Minor work required to prevent a deterioration of the service provided by the asset. | 15 | 2011-07-09 | 12.7967 | 68.9377 | x | 1 | 4. Significant | 10003 | Predictive Maintenance | 91.25
1000962 | Laboratory Fume Cupboard | B (Average): Asset is sound, operationally safe and exhibits only minor deterioration. | Category 3 (Recommended): Minor work required to prevent a deterioration of the service provided by the asset. | 15 | 2014-09-23 | 9.588 | 73.2161 | x | 1 | 4. Significant | 10003 | Predictive Maintenance | 91.25
1000964 | Pumps - General | A (Good): Asset is as new and can be expected to perform adequately to its full normal life if maintained appropriately. | Category 4 (Normal): No work required beyond normal maintenance. | 20 | 2012-04-10 | 12.0411 | 85.9589 | x | 2 | 4. Significant | 10197 | Predictive Maintenance | 162.5
1000965 | Pumps - General | A (Good): Asset is as new and can be expected to perform adequately to its full normal life if maintained appropriately. | Category 4 (Normal): No work required beyond normal maintenance. | 20 | 2012-12-10 | 11.373 | 86.627 | x | 2 | 4. Significant | 10197 | Predictive Maintenance | 162.5
1000969 | Secondary Hot Water Circulating Pumps | B (Average): Asset is sound, operationally safe and exhibits only minor deterioration. | Category 3 (Recommended): Minor work required to prevent a deterioration of the service provided by the asset. | 20 | 2021-10-25 | 2.4997 | 81.5003 | x | 2 | 3. Moderate | 10197 | Predictive Maintenance | 91.25
1000970 | Laboratory Fume Cupboard | B (Average): Asset is sound, operationally safe and exhibits only minor deterioration. | Category 3 (Recommended): Minor work required to prevent a deterioration of the service provided by the asset. | 15 | 2017-01-30 | 7.2334 | 76.3555 | x | 1 | 4. Significant | 10003 | Predictive Maintenance | 91.25
1000971 | Solenoid Gas/Oil Shut-off (Safety) Valves | B (Average): Asset is sound, operationally safe and exhibits only minor deterioration. | Category 3 (Recommended): Minor work required to prevent a deterioration of the service provided by the asset. | 15 | 2016-03-21 | 8.0958 | 73.2056 | x | 2 | 5. Severe | 10199 | Predictive Maintenance | 28
1000974 | Hot Water Calorifiers - Heated by Electricity | B (Average): Asset is sound, operationally safe and exhibits only minor deterioration. | Category 3 (Recommended): Minor work required to prevent a deterioration of the service provided by the asset. | 25 | 2015-07-20 | 8.7666 | 72.9867 | x | 4 | 4. Significant | 10069 | Predictive Maintenance | 91.25
1000975 | Pumps - General | D (Very Poor): Asset runs a serious risk of imminent breakdown or poses a health and safety risk. | Category 4 (Normal): No work required beyond normal maintenance. | 20 | 2023-02-23 | 1.1691 | 64.8309 | x | 4 | 4. Significant | 10069 | Predictive Maintenance | 162.5
1000976 | Meter Reading - Gas | B (Average): Asset is sound, operationally safe and exhibits only minor deterioration. | Category 3 (Recommended): Minor work required to prevent a deterioration of the service provided by the asset. | 20 | 2015-06-30 | 8.8214 | 75.1786 | x | 2 | 2. Minor | 10199 | Predictive Maintenance | 182.5
1000979 | Pumps - General | B (Average): Asset is sound, operationally safe and exhibits only minor deterioration. | Category 3 (Recommended): Minor work required to prevent a deterioration of the service provided by the asset. | 20 | 2016-12-13 | 7.3648 | 72.6352 | x | 4 | 4. Significant | 10069 | Predictive Maintenance | 91.25
1000981 | Solenoid Gas/Oil Shut-off (Safety) Valves | B (Average): Asset is sound, operationally safe and exhibits only minor deterioration. | Category 3 (Recommended): Minor work required to prevent a deterioration of the service provided by the asset. | 15 | 2023-05-19 | 0.93634 | 78.7515 | x | 4 | 5. Severe | 10069 | Predictive Maintenance | 28
1000982 | Pumps - General | B (Average): Asset is sound, operationally safe and exhibits only minor deterioration. | Category 3 (Recommended): Minor work required to prevent a deterioration of the service provided by the asset. | 20 | 2013-10-14 | 10.5298 | 69.4702 | x | 4 | 4. Significant | 10069 | Predictive Maintenance | 91.25
1000984 | Pumps - General | B (Average): Asset is sound, operationally safe and exhibits only minor deterioration. | Category 3 (Recommended): Minor work required to prevent a deterioration of the service provided by the asset. | 20 | 2022-12-03 | 1.3936 | 78.6064 | x | 4 | 4. Significant | 10069 | Predictive Maintenance | 91.25
1000987 | Secondary Hot Water Circulating Pumps | B (Average): Asset is sound, operationally safe and exhibits only minor deterioration. | Category 3 (Recommended): Minor work required to prevent a deterioration of the service provided by the asset. | 20 | 2014-01-13 | 10.2806 | 75.7194 | x | 1 | 3. Moderate | 10068 | Predictive Maintenance | 91.25
1000988 | Pumps - General | B (Average): Asset is sound, operationally safe and exhibits only minor deterioration. | Category 3 (Recommended): Minor work required to prevent a deterioration of the service provided by the asset. | 20 | 2019-12-28 | 4.3258 | 81.6742 | x | 1 | 4. Significant | 10068 | Predictive Maintenance | 91.25
1000989 | Pumps - General | B (Average): Asset is sound, operationally safe and exhibits only minor deterioration. | Category 3 (Recommended): Minor work required to prevent a deterioration of the service provided by the asset. | 20 | 2010-11-30 | 13.4018 | 72.5982 | x | 1 | 4. Significant | 10068 | Predictive Maintenance | 91.25
1000990 | Cold Water Storage Tanks and Cisterns | B (Average): Asset is sound, operationally safe and exhibits only minor deterioration. | Category 3 (Recommended): Minor work required to prevent a deterioration of the service provided by the asset. | 15 | 2013-09-17 | 10.6037 | 71.8617 | x | 1 | 4. Significant | 10003 | Predictive Maintenance | 91.25
1000991 | Pumps - General | B (Average): Asset is sound, operationally safe and exhibits only minor deterioration. | Category 3 (Recommended): Minor work required to prevent a deterioration of the service provided by the asset. | 20 | 2013-10-10 | 10.5407 | 75.4593 | x | 1 | 4. Significant | 10068 | Predictive Maintenance | 91.25
1000993 | Cold Water Storage Tanks and Cisterns | B (Average): Asset is sound, operationally safe and exhibits only minor deterioration. | Category 3 (Recommended): Minor work required to prevent a deterioration of the service provided by the asset. | 25 | 2011-05-01 | 12.9856 | 71.6115 | x | 3 | 4. Significant | 10201 | Predictive Maintenance | 91.25
1000994 | Water Booster Pumps | A (Good): Asset is as new and can be expected to perform adequately to its full normal life if maintained appropriately. | Category 4 (Normal): No work required beyond normal maintenance. | 15 | 2014-04-13 | 10.0342 | 86.621 | x | 1 | 4. Significant | 10068 | Predictive Maintenance | 162.5
1000995 | Laboratory Fume Cupboard | B (Average): Asset is sound, operationally safe and exhibits only minor deterioration. | Category 3 (Recommended): Minor work required to prevent a deterioration of the service provided by the asset. | 15 | 2011-10-08 | 12.5476 | 69.2699 | x | 1 | 4. Significant | 10003 | Predictive Maintenance | 91.25
1000996 | Laboratory Fume Cupboard | B (Average): Asset is sound, operationally safe and exhibits only minor deterioration. | Category 3 (Recommended): Minor work required to prevent a deterioration of the service provided by the asset. | 15 | 2011-10-05 | 12.5558 | 69.259 | x | 1 | 4. Significant | 10003 | Predictive Maintenance | 91.25
1000997 | Sewage or Drainage Pumps Submersible | B (Average): Asset is sound, operationally safe and exhibits only minor deterioration. | Category 3 (Recommended): Minor work required to prevent a deterioration of the service provided by the asset. | 15 | 2010-09-14 | 13.6126 | 59.8499 | x | 5 | 4. Significant | 10202 | Predictive Maintenance | 91.25
1000998 | Sewage or Drainage Pumps Submersible | B (Average): Asset is sound, operationally safe and exhibits only minor deterioration. | Category 3 (Recommended): Minor work required to prevent a deterioration of the service provided by the asset. | 15 | 2018-03-03 | 6.1465 | 69.8047 | x | 5 | 4. Significant | 10202 | Predictive Maintenance | 91.25
1000999 | Sewage or Drainage Pumps Submersible | B (Average): Asset is sound, operationally safe and exhibits only minor deterioration. | Category 3 (Recommended): Minor work required to prevent a deterioration of the service provided by the asset. | 15 | 2013-09-28 | 10.5736 | 63.9019 | x | 5 | 4. Significant | 10202 | Predictive Maintenance | 91.25
1001000 | Sewage or Drainage Pumps Submersible | B (Average): Asset is sound, operationally safe and exhibits only minor deterioration. | Category 3 (Recommended): Minor work required to prevent a deterioration of the service provided by the asset. | 15 | 2013-04-08 | 11.0472 | 63.2704 | x | 5 | 4. Significant | 10202 | Predictive Maintenance | 91.25
1001001 | Cable and Track/Rail Based Safety Systems | B (Average): Asset is sound, operationally safe and exhibits only minor deterioration. | Category 3 (Recommended): Minor work required to prevent a deterioration of the service provided by the asset. | 12 | 2023-12-31 | 0.31759 | 79.4707 | x | 4 | 3. Moderate | 10009 | Predictive Maintenance | 91.25
1001002 | Fixed Access Ladders and Stairs | B (Average): Asset is sound, operationally safe and exhibits only minor deterioration. | Category 3 (Recommended): Minor work required to prevent a deterioration of the service provided by the asset. | 20 | 2013-09-15 | 10.6092 | 75.3908 | x | 1 | 3. Moderate | 10003 | Predictive Maintenance | 91.25
1001003 | Cable and Track/Rail Based Safety Systems | B (Average): Asset is sound, operationally safe and exhibits only minor deterioration. | Category 3 (Recommended): Minor work required to prevent a deterioration of the service provided by the asset. | 12 | 2015-02-13 | 9.1964 | 64.6726 | x | 4 | 3. Moderate | 10009 | Predictive Maintenance | 91.25
1001004 | Laboratory Fume Cupboard | B (Average): Asset is sound, operationally safe and exhibits only minor deterioration. | Category 3 (Recommended): Minor work required to prevent a deterioration of the service provided by the asset. | 15 | 2012-02-14 | 12.1944 | 69.7408 | x | 1 | 4. Significant | 10003 | Predictive Maintenance | 91.25
1001005 | Laboratory Fume Cupboard | B (Average): Asset is sound, operationally safe and exhibits only minor deterioration. | Category 3 (Recommended): Minor work required to prevent a deterioration of the service provided by the asset. | 15 | 2019-08-31 | 4.6516 | 79.7979 | x | 1 | 4. Significant | 10003 | Predictive Maintenance | 91.25
1001006 | Solenoid Gas/Oil Shut-off (Safety) Valves | B (Average): Asset is sound, operationally safe and exhibits only minor deterioration. | Category 3 (Recommended): Minor work required to prevent a deterioration of the service provided by the asset. | 15 | 2019-11-24 | 4.4189 | 80.1081 | x | 1 | 5. Severe | 10068 | Predictive Maintenance | 28
1001007 | Laboratory Fume Cupboard | B (Average): Asset is sound, operationally safe and exhibits only minor deterioration. | Category 3 (Recommended): Minor work required to prevent a deterioration of the service provided by the asset. | 15 | 2012-08-24 | 11.6687 | 70.4417 | x | 1 | 4. Significant | 10003 | Predictive Maintenance | 91.25
1001008 | Air Handling Units - General | B (Average): Asset is sound, operationally safe and exhibits only minor deterioration. | Category 3 (Recommended): Minor work required to prevent a deterioration of the service provided by the asset. | 20 | 2015-09-26 | 8.5804 | 77.4196 | x | 1 | 3. Moderate | 10003 | Predictive Maintenance | 91.25
1001011 | Ventilating Fans - General | B (Average): Asset is sound, operationally safe and exhibits only minor deterioration. | Category 3 (Recommended): Minor work required to prevent a deterioration of the service provided by the asset. | 20 | 2004-02-28 | 20.1561 | 57.8439 | x | 5 | 2. Minor | 10063 | Predictive Maintenance | 182.5
1001012 | Pumps - General | B (Average): Asset is sound, operationally safe and exhibits only minor deterioration. | Category 3 (Recommended): Minor work required to prevent a deterioration of the service provided by the asset. | 20 | 2022-09-02 | 1.6454 | 76.3546 | x | 5 | 4. Significant | 10067 | Predictive Maintenance | 91.25
1001013 | Room Air Conditioners | B (Average): Asset is sound, operationally safe and exhibits only minor deterioration. | Category 3 (Recommended): Minor work required to prevent a deterioration of the service provided by the asset. | 15 | 2011-06-05 | 12.8898 | 62.8136 | x | 4 | 3. Moderate | 10203 | Predictive Maintenance | 91.25
1001014 | Room Air Conditioners | B (Average): Asset is sound, operationally safe and exhibits only minor deterioration. | Category 3 (Recommended): Minor work required to prevent a deterioration of the service provided by the asset. | 15 | 2022-10-03 | 1.5606 | 75.9192 | x | 5 | 3. Moderate | 10204 | Predictive Maintenance | 91.25
1001015 | Room Air Conditioners | B (Average): Asset is sound, operationally safe and exhibits only minor deterioration. | Category 3 (Recommended): Minor work required to prevent a deterioration of the service provided by the asset. | 15 | 2019-08-28 | 4.6598 | 71.7869 | x | 5 | 3. Moderate | 10204 | Predictive Maintenance | 91.25
1001016 | Vertical Platform Lifts | B (Average): Asset is sound, operationally safe and exhibits only minor deterioration. | Category 3 (Recommended): Minor work required to prevent a deterioration of the service provided by the asset. | 20 | 2011-12-13 | 12.3669 | 65.6331 | x | 5 | 3. Moderate | 10205 | Predictive Maintenance | 91.25
1001018 | Pumps - General | B (Average): Asset is sound, operationally safe and exhibits only minor deterioration. | Category 3 (Recommended): Minor work required to prevent a deterioration of the service provided by the asset. | 20 | 2015-07-02 | 8.8159 | 69.1841 | x | 5 | 4. Significant | 10207 | Predictive Maintenance | 91.25
1001019 | Fixed Access Ladders and Stairs | B (Average): Asset is sound, operationally safe and exhibits only minor deterioration. | Category 3 (Recommended): Minor work required to prevent a deterioration of the service provided by the asset. | 20 | 2012-10-23 | 11.5044 | 72.4956 | x | 2 | 3. Moderate | 10056 | Predictive Maintenance | 91.25
1001020 | Ventilating Fans - General | B (Average): Asset is sound, operationally safe and exhibits only minor deterioration. | Category 3 (Recommended): Minor work required to prevent a deterioration of the service provided by the asset. | 20 | 2005-08-12 | 18.7023 | 59.2977 | x | 5 | 2. Minor | 10063 | Predictive Maintenance | 182.5
1001021 | Air Handling Units - General | B (Average): Asset is sound, operationally safe and exhibits only minor deterioration. | Category 3 (Recommended): Minor work required to prevent a deterioration of the service provided by the asset. | 20 | 2009-08-24 | 14.6694 | 63.3306 | x | 5 | 3. Moderate | 10063 | Predictive Maintenance | 91.25
1001022 | Packaged Chiller Units | B (Average): Asset is sound, operationally safe and exhibits only minor deterioration. | Category 3 (Recommended): Minor work required to prevent a deterioration of the service provided by the asset. | 20 | 2020-06-17 | 3.8549 | 74.1451 | x | 5 | 4. Significant | 10208 | Predictive Maintenance | 91.25
1001024 | Packaged Chiller Units | B (Average): Asset is sound, operationally safe and exhibits only minor deterioration. | Category 3 (Recommended): Minor work required to prevent a deterioration of the service provided by the asset. | 20 | 2011-09-19 | 12.5996 | 65.4004 | x | 5 | 4. Significant | 10208 | Predictive Maintenance | 91.25
1001025 | Air Handling Units - General | B (Average): Asset is sound, operationally safe and exhibits only minor deterioration. | Category 3 (Recommended): Minor work required to prevent a deterioration of the service provided by the asset. | 20 | 2006-06-19 | 17.8508 | 60.1492 | x | 5 | 3. Moderate | 10063 | Predictive Maintenance | 91.25
1001027 | Roof and Canopy Fall Protection Systems | B (Average): Asset is sound, operationally safe and exhibits only minor deterioration. | Category 3 (Recommended): Minor work required to prevent a deterioration of the service provided by the asset. | 15 | 2011-10-19 | 12.5175 | 61.3101 | x | 5 | 5. Severe | 10208 | Predictive Maintenance | 28
1001028 | Pumps - General | B (Average): Asset is sound, operationally safe and exhibits only minor deterioration. | Category 3 (Recommended): Minor work required to prevent a deterioration of the service provided by the asset. | 20 | 2019-03-18 | 5.1061 | 72.8939 | x | 5 | 4. Significant | 10062 | Predictive Maintenance | 91.25
1001029 | Pumps - General | B (Average): Asset is sound, operationally safe and exhibits only minor deterioration. | Category 4 (Normal): No work required beyond normal maintenance. | 20 | 2011-01-14 | 13.2786 | 71.7214 | x | 5 | 4. Significant | 10062 | Predictive Maintenance | 162.5
1001030 | Pumps - General | B (Average): Asset is sound, operationally safe and exhibits only minor deterioration. | Category 4 (Normal): No work required beyond normal maintenance. | 20 | 2020-10-11 | 3.5373 | 81.4627 | x | 5 | 4. Significant | 10062 | Predictive Maintenance | 162.5
1001031 | Secondary Hot Water Circulating Pumps | B (Average): Asset is sound, operationally safe and exhibits only minor deterioration. | Category 3 (Recommended): Minor work required to prevent a deterioration of the service provided by the asset. | 20 | 2010-11-10 | 13.4565 | 64.5435 | x | 5 | 3. Moderate | 10062 | Predictive Maintenance | 91.25
1001032 | Secondary Hot Water Circulating Pumps | B (Average): Asset is sound, operationally safe and exhibits only minor deterioration. | Category 3 (Recommended): Minor work required to prevent a deterioration of the service provided by the asset. | 20 | 2018-05-16 | 5.9439 | 72.0561 | x | 5 | 3. Moderate | 10062 | Predictive Maintenance | 91.25
1001033 | Water Booster Pumps | B (Average): Asset is sound, operationally safe and exhibits only minor deterioration. | Category 3 (Recommended): Minor work required to prevent a deterioration of the service provided by the asset. | 15 | 2016-08-20 | 7.6797 | 67.7604 | x | 5 | 4. Significant | 10062 | Predictive Maintenance | 91.25
1001034 | Pumps - General | B (Average): Asset is sound, operationally safe and exhibits only minor deterioration. | Category 3 (Recommended): Minor work required to prevent a deterioration of the service provided by the asset. | 20 | 2021-03-19 | 3.102 | 74.898 | x | 5 | 4. Significant | 10062 | Predictive Maintenance | 91.25
1001035 | Pumps - General | B (Average): Asset is sound, operationally safe and exhibits only minor deterioration. | Category 3 (Recommended): Minor work required to prevent a deterioration of the service provided by the asset. | 20 | 2008-09-10 | 15.6222 | 62.3778 | x | 5 | 4. Significant | 10062 | Predictive Maintenance | 91.25
1001036 | Pressurisation Units - Chilled Water, Condenser Water and LTHW Types | A (Good): Asset is as new and can be expected to perform adequately to its full normal life if maintained appropriately. | Category 4 (Normal): No work required beyond normal maintenance. | 15 | 2017-01-30 | 7.2334 | 82.3555 | x | 5 | 4. Significant | 10062 | Predictive Maintenance | 162.5
1001037 | Pressurisation Units - Chilled Water, Condenser Water and LTHW Types | A (Good): Asset is as new and can be expected to perform adequately to its full normal life if maintained appropriately. | Category 4 (Normal): No work required beyond normal maintenance. | 15 | 2019-02-16 | 5.1882 | 85.0824 | x | 5 | 4. Significant | 10062 | Predictive Maintenance | 162.5
1001038 | Pumps - General | B (Average): Asset is sound, operationally safe and exhibits only minor deterioration. | Category 3 (Recommended): Minor work required to prevent a deterioration of the service provided by the asset. | 20 | 2013-09-01 | 10.6475 | 67.3525 | x | 5 | 4. Significant | 10062 | Predictive Maintenance | 91.25
1001039 | Pumps - General | C (Poor): Asset is operational but major repair or replacement will be needed. | Category 4 (Normal): No work required beyond normal maintenance. | 20 | 2019-02-05 | 5.2183 | 65.7817 | x | 5 | 4. Significant | 10062 | Predictive Maintenance | 162.5
1001040 | Pumps - General | B (Average): Asset is sound, operationally safe and exhibits only minor deterioration. | Category 3 (Recommended): Minor work required to prevent a deterioration of the service provided by the asset. | 20 | 2023-03-11 | 1.1253 | 76.8747 | x | 5 | 4. Significant | 10062 | Predictive Maintenance | 91.25
1001041 | Ventilating Fans - General | B (Average): Asset is sound, operationally safe and exhibits only minor deterioration. | Category 3 (Recommended): Minor work required to prevent a deterioration of the service provided by the asset. | 20 | 2004-02-22 | 20.1725 | 61.8275 | x | 3 | 2. Minor | 10039 | Predictive Maintenance | 182.5
1001042 | Ventilating Fans - General | B (Average): Asset is sound, operationally safe and exhibits only minor deterioration. | Category 3 (Recommended): Minor work required to prevent a deterioration of the service provided by the asset. | 20 | 2013-11-19 | 10.4312 | 75.5688 | x | 1 | 2. Minor | 10010 | Predictive Maintenance | 182.5
1001043 | Ventilating Fans - General | B (Average): Asset is sound, operationally safe and exhibits only minor deterioration. | Category 3 (Recommended): Minor work required to prevent a deterioration of the service provided by the asset. | 20 | 2022-02-12 | 2.1985 | 83.8015 | x | 1 | 2. Minor | 10010 | Predictive Maintenance | 182.5
1001044 | Ventilating Fans - General | B (Average): Asset is sound, operationally safe and exhibits only minor deterioration. | Category 3 (Recommended): Minor work required to prevent a deterioration of the service provided by the asset. | 20 | 2010-09-30 | 13.5688 | 68.4312 | x | 3 | 2. Minor | 10039 | Predictive Maintenance | 182.5
1001045 | Ventilating Fans - General | B (Average): Asset is sound, operationally safe and exhibits only minor deterioration. | Category 3 (Recommended): Minor work required to prevent a deterioration of the service provided by the asset. | 20 | 2015-02-08 | 9.2101 | 76.7899 | x | 1 | 2. Minor | 10010 | Predictive Maintenance | 182.5
1001046 | Ventilating Fans - General | B (Average): Asset is sound, operationally safe and exhibits only minor deterioration. | Category 3 (Recommended): Minor work required to prevent a deterioration of the service provided by the asset. | 20 | 2019-03-17 | 5.1088 | 80.8912 | x | 1 | 2. Minor | 10010 | Predictive Maintenance | 182.5
1001047 | Ventilating Fans - General | B (Average): Asset is sound, operationally safe and exhibits only minor deterioration. | Category 3 (Recommended): Minor work required to prevent a deterioration of the service provided by the asset. | 20 | 2008-12-23 | 15.3374 | 66.6626 | x | 3 | 2. Minor | 10039 | Predictive Maintenance | 182.5
1001048 | Ventilating Fans - General | B (Average): Asset is sound, operationally safe and exhibits only minor deterioration. | Category 3 (Recommended): Minor work required to prevent a deterioration of the service provided by the asset. | 20 | 2012-07-14 | 11.781 | 74.219 | x | 1 | 2. Minor | 10010 | Predictive Maintenance | 182.5
1001049 | Ventilating Fans - General | B (Average): Asset is sound, operationally safe and exhibits only minor deterioration. | Category 3 (Recommended): Minor work required to prevent a deterioration of the service provided by the asset. | 20 | 2010-04-15 | 14.0287 | 71.9713 | x | 1 | 2. Minor | 10010 | Predictive Maintenance | 182.5
1001050 | Pumps - General | A (Good): Asset is as new and can be expected to perform adequately to its full normal life if maintained appropriately. | Category 4 (Normal): No work required beyond normal maintenance. | 20 | 2023-08-15 | 0.69541 | 95.3046 | x | 3 | 4. Significant | 10209 | Predictive Maintenance | 162.5
1001051 | Pumps - General | B (Average): Asset is sound, operationally safe and exhibits only minor deterioration. | Category 3 (Recommended): Minor work required to prevent a deterioration of the service provided by the asset. | 20 | 2008-01-28 | 16.2409 | 65.7591 | x | 3 | 4. Significant | 10209 | Predictive Maintenance | 91.25
1001052 | Pumps - General | B (Average): Asset is sound, operationally safe and exhibits only minor deterioration. | Category 3 (Recommended): Minor work required to prevent a deterioration of the service provided by the asset. | 20 | 2007-03-10 | 17.128 | 64.872 | x | 3 | 4. Significant | 10209 | Predictive Maintenance | 91.25
1001053 | Solenoid Gas/Oil Shut-off (Safety) Valves | B (Average): Asset is sound, operationally safe and exhibits only minor deterioration. | Category 3 (Recommended): Minor work required to prevent a deterioration of the service provided by the asset. | 15 | 2012-01-31 | 12.2327 | 65.6897 | x | 3 | 5. Severe | 10209 | Predictive Maintenance | 28
1001054 | Ventilating Fans - General | B (Average): Asset is sound, operationally safe and exhibits only minor deterioration. | Category 3 (Recommended): Minor work required to prevent a deterioration of the service provided by the asset. | 20 | 2010-03-31 | 14.0698 | 67.9302 | x | 3 | 2. Minor | 10039 | Predictive Maintenance | 182.5
1001057 | Ventilating Fans - General | B (Average): Asset is sound, operationally safe and exhibits only minor deterioration. | Category 3 (Recommended): Minor work required to prevent a deterioration of the service provided by the asset. | 20 | 2010-09-25 | 13.5825 | 68.4175 | x | 3 | 2. Minor | 10039 | Predictive Maintenance | 182.5
1001058 | Ventilating Fans - General | B (Average): Asset is sound, operationally safe and exhibits only minor deterioration. | Category 3 (Recommended): Minor work required to prevent a deterioration of the service provided by the asset. | 20 | 2004-07-28 | 19.7426 | 62.2574 | x | 3 | 2. Minor | 10039 | Predictive Maintenance | 182.5
1001059 | Pumps - General | B (Average): Asset is sound, operationally safe and exhibits only minor deterioration. | Category 3 (Recommended): Minor work required to prevent a deterioration of the service provided by the asset. | 20 | 2013-04-27 | 10.9952 | 71.0048 | x | 3 | 4. Significant | 10209 | Predictive Maintenance | 91.25
1001062 | Ventilating Fans - General | B (Average): Asset is sound, operationally safe and exhibits only minor deterioration. | Category 3 (Recommended): Minor work required to prevent a deterioration of the service provided by the asset. | 20 | 2014-05-19 | 9.9357 | 72.0643 | x | 3 | 2. Minor | 10039 | Predictive Maintenance | 182.5
1001063 | Ventilating Fans - General | B (Average): Asset is sound, operationally safe and exhibits only minor deterioration. | Category 3 (Recommended): Minor work required to prevent a deterioration of the service provided by the asset. | 20 | 2014-05-18 | 9.9384 | 72.0616 | x | 3 | 2. Minor | 10039 | Predictive Maintenance | 182.5
1001064 | Water Booster Pumps | B (Average): Asset is sound, operationally safe and exhibits only minor deterioration. | Category 3 (Recommended): Minor work required to prevent a deterioration of the service provided by the asset. | 15 | 2017-12-22 | 6.3409 | 73.5455 | x | 3 | 4. Significant | 10039 | Predictive Maintenance | 91.25
1001065 | Ventilating Fans - General | B (Average): Asset is sound, operationally safe and exhibits only minor deterioration. | Category 3 (Recommended): Minor work required to prevent a deterioration of the service provided by the asset. | 20 | 2021-08-13 | 2.6995 | 79.3005 | x | 3 | 2. Minor | 10039 | Predictive Maintenance | 182.5
1001066 | Ventilating Fans - General | B (Average): Asset is sound, operationally safe and exhibits only minor deterioration. | Category 3 (Recommended): Minor work required to prevent a deterioration of the service provided by the asset. | 20 | 2012-01-18 | 12.2683 | 69.7317 | x | 3 | 2. Minor | 10039 | Predictive Maintenance | 182.5
1001068 | Ventilating Fans - General | B (Average): Asset is sound, operationally safe and exhibits only minor deterioration. | Category 3 (Recommended): Minor work required to prevent a deterioration of the service provided by the asset. | 20 | 2007-02-10 | 17.2047 | 60.7953 | x | 5 | 2. Minor | 10063 | Predictive Maintenance | 182.5
1001069 | Fixed Access Ladders and Stairs | B (Average): Asset is sound, operationally safe and exhibits only minor deterioration. | Category 3 (Recommended): Minor work required to prevent a deterioration of the service provided by the asset. | 20 | 2010-06-28 | 13.8261 | 64.1739 | x | 5 | 3. Moderate | 10208 | Predictive Maintenance | 91.25
1001070 | Fixed Access Ladders and Stairs | B (Average): Asset is sound, operationally safe and exhibits only minor deterioration. | Category 3 (Recommended): Minor work required to prevent a deterioration of the service provided by the asset. | 20 | 2019-04-30 | 4.9884 | 73.0116 | x | 5 | 3. Moderate | 10063 | Predictive Maintenance | 91.25
1001071 | Condensers - Air Cooled | B (Average): Asset is sound, operationally safe and exhibits only minor deterioration. | Category 3 (Recommended): Minor work required to prevent a deterioration of the service provided by the asset. | 20 | 2015-04-27 | 8.9966 | 69.0034 | x | 5 | 4. Significant | 10063 | Predictive Maintenance | 91.25
1001072 | Room Air Conditioners | B (Average): Asset is sound, operationally safe and exhibits only minor deterioration. | Category 3 (Recommended): Minor work required to prevent a deterioration of the service provided by the asset. | 15 | 2023-06-23 | 0.84052 | 76.8793 | x | 5 | 3. Moderate | 10063 | Predictive Maintenance | 91.25
1001073 | Condensers - Air Cooled | B (Average): Asset is sound, operationally safe and exhibits only minor deterioration. | Category 3 (Recommended): Minor work required to prevent a deterioration of the service provided by the asset. | 20 | 2010-07-31 | 13.7358 | 64.2642 | x | 5 | 4. Significant | 10063 | Predictive Maintenance | 91.25
1001074 | Room Air Conditioners | B (Average): Asset is sound, operationally safe and exhibits only minor deterioration. | Category 3 (Recommended): Minor work required to prevent a deterioration of the service provided by the asset. | 15 | 2023-01-05 | 1.3032 | 76.2624 | x | 5 | 3. Moderate | 10210 | Predictive Maintenance | 91.25
1001075 | Room Air Conditioners | B (Average): Asset is sound, operationally safe and exhibits only minor deterioration. | Category 3 (Recommended): Minor work required to prevent a deterioration of the service provided by the asset. | 15 | 2011-02-12 | 13.1992 | 60.4011 | x | 5 | 3. Moderate | 10210 | Predictive Maintenance | 91.25
1001076 | Room Air Conditioners | B (Average): Asset is sound, operationally safe and exhibits only minor deterioration. | Category 3 (Recommended): Minor work required to prevent a deterioration of the service provided by the asset. | 15 | 2017-03-01 | 7.1513 | 68.465 | x | 5 | 3. Moderate | 10210 | Predictive Maintenance | 91.25
1001077 | Room Air Conditioners | B (Average): Asset is sound, operationally safe and exhibits only minor deterioration. | Category 3 (Recommended): Minor work required to prevent a deterioration of the service provided by the asset. | 15 | 2019-09-04 | 4.6407 | 71.8125 | x | 5 | 3. Moderate | 10211 | Predictive Maintenance | 91.25
1001079 | Room Air Conditioners | B (Average): Asset is sound, operationally safe and exhibits only minor deterioration. | Category 3 (Recommended): Minor work required to prevent a deterioration of the service provided by the asset. | 15 | 2019-02-15 | 5.191 | 71.0787 | x | 5 | 3. Moderate | 10211 | Predictive Maintenance | 91.25
1001080 | Room Air Conditioners | B (Average): Asset is sound, operationally safe and exhibits only minor deterioration. | Category 3 (Recommended): Minor work required to prevent a deterioration of the service provided by the asset. | 15 | 2012-08-24 | 11.6687 | 62.4417 | x | 5 | 3. Moderate | 10210 | Predictive Maintenance | 91.25
1001081 | Room Air Conditioners | B (Average): Asset is sound, operationally safe and exhibits only minor deterioration. | Category 3 (Recommended): Minor work required to prevent a deterioration of the service provided by the asset. | 15 | 2013-04-28 | 10.9925 | 63.3434 | x | 5 | 3. Moderate | 10211 | Predictive Maintenance | 91.25
1001082 | Ventilating Fans - General | B (Average): Asset is sound, operationally safe and exhibits only minor deterioration. | Category 3 (Recommended): Minor work required to prevent a deterioration of the service provided by the asset. | 20 | 2008-05-28 | 15.9097 | 62.0903 | x | 5 | 2. Minor | 10212 | Predictive Maintenance | 182.5
1001083 | Ventilating Fans - General | B (Average): Asset is sound, operationally safe and exhibits only minor deterioration. | Category 3 (Recommended): Minor work required to prevent a deterioration of the service provided by the asset. | 20 | 2009-02-04 | 15.2197 | 62.7803 | x | 5 | 2. Minor | 10213 | Predictive Maintenance | 182.5
1001084 | Ventilating Fans - General | B (Average): Asset is sound, operationally safe and exhibits only minor deterioration. | Category 3 (Recommended): Minor work required to prevent a deterioration of the service provided by the asset. | 20 | 2024-01-21 | 0.2601 | 77.7399 | x | 5 | 2. Minor | 10212 | Predictive Maintenance | 182.5
1001085 | Ventilating Fans - General | B (Average): Asset is sound, operationally safe and exhibits only minor deterioration. | Category 3 (Recommended): Minor work required to prevent a deterioration of the service provided by the asset. | 20 | 2019-12-28 | 4.3258 | 73.6742 | x | 5 | 2. Minor | 10213 | Predictive Maintenance | 182.5
1001086 | Roof and Canopy Fall Protection Systems | B (Average): Asset is sound, operationally safe and exhibits only minor deterioration. | Category 3 (Recommended): Minor work required to prevent a deterioration of the service provided by the asset. | 15 | 2012-01-16 | 12.2738 | 63.635 | x | 4 | 5. Severe | 10214 | Predictive Maintenance | 28
1001087 | Cable and Track/Rail Based Safety Systems | B (Average): Asset is sound, operationally safe and exhibits only minor deterioration. | Category 3 (Recommended): Minor work required to prevent a deterioration of the service provided by the asset. | 12 | 2022-08-05 | 1.7221 | 83.1298 | x | 1 | 3. Moderate | 10215 | Predictive Maintenance | 91.25
1001088 | Ventilating Fans - General | B (Average): Asset is sound, operationally safe and exhibits only minor deterioration. | Category 3 (Recommended): Minor work required to prevent a deterioration of the service provided by the asset. | 20 | 2017-08-23 | 6.6721 | 71.3279 | x | 5 | 2. Minor | 10063 | Predictive Maintenance | 182.5
1001089 | Pumps - General | B (Average): Asset is sound, operationally safe and exhibits only minor deterioration. | Category 3 (Recommended): Minor work required to prevent a deterioration of the service provided by the asset. | 20 | 2006-08-04 | 17.7248 | 60.2752 | x | 5 | 4. Significant | 10208 | Predictive Maintenance | 91.25
1001090 | Pumps - General | B (Average): Asset is sound, operationally safe and exhibits only minor deterioration. | Category 3 (Recommended): Minor work required to prevent a deterioration of the service provided by the asset. | 20 | 2011-05-10 | 12.961 | 65.039 | x | 5 | 4. Significant | 10208 | Predictive Maintenance | 91.25
1001091 | Pumps - General | B (Average): Asset is sound, operationally safe and exhibits only minor deterioration. | Category 3 (Recommended): Minor work required to prevent a deterioration of the service provided by the asset. | 20 | 2016-05-18 | 7.937 | 70.063 | x | 5 | 4. Significant | 10208 | Predictive Maintenance | 91.25
1001092 | Pumps - General | D (Very Poor): Asset runs a serious risk of imminent breakdown or poses a health and safety risk. | Category 4 (Normal): No work required beyond normal maintenance. | 20 | 2022-10-21 | 1.5113 | 62.4887 | x | 5 | 4. Significant | 10208 | Predictive Maintenance | 162.5
1001093 | Pumps - General | A (Good): Asset is as new and can be expected to perform adequately to its full normal life if maintained appropriately. | Category 4 (Normal): No work required beyond normal maintenance. | 20 | 2012-06-29 | 11.822 | 80.178 | x | 5 | 4. Significant | 10208 | Predictive Maintenance | 162.5
1001094 | Pumps - General | B (Average): Asset is sound, operationally safe and exhibits only minor deterioration. | Category 3 (Recommended): Minor work required to prevent a deterioration of the service provided by the asset. | 20 | 2019-03-26 | 5.0842 | 72.9158 | x | 5 | 4. Significant | 10208 | Predictive Maintenance | 91.25
1001095 | Secondary Hot Water Circulating Pumps | B (Average): Asset is sound, operationally safe and exhibits only minor deterioration. | Category 3 (Recommended): Minor work required to prevent a deterioration of the service provided by the asset. | 20 | 2004-12-02 | 19.3949 | 58.6051 | x | 5 | 3. Moderate | 10208 | Predictive Maintenance | 91.25
1001096 | Pumps - General | D (Very Poor): Asset runs a serious risk of imminent breakdown or poses a health and safety risk. | Category 4 (Normal): No work required beyond normal maintenance. | 20 | 2007-05-22 | 16.9281 | 47.0719 | x | 5 | 4. Significant | 10208 | Predictive Maintenance | 162.5
1001097 | Pressurisation Units - Chilled Water, Condenser Water and LTHW Types | A (Good): Asset is as new and can be expected to perform adequately to its full normal life if maintained appropriately. | Category 4 (Normal): No work required beyond normal maintenance. | 15 | 2020-04-07 | 4.0493 | 86.601 | x | 5 | 4. Significant | 10208 | Predictive Maintenance | 162.5
1001100 | Ventilating Fans - General | B (Average): Asset is sound, operationally safe and exhibits only minor deterioration. | Category 3 (Recommended): Minor work required to prevent a deterioration of the service provided by the asset. | 20 | 2022-03-29 | 2.0753 | 75.9247 | x | 5 | 2. Minor | 10217 | Predictive Maintenance | 182.5
1001101 | Ventilating Fans - General | B (Average): Asset is sound, operationally safe and exhibits only minor deterioration. | Category 3 (Recommended): Minor work required to prevent a deterioration of the service provided by the asset. | 20 | 2019-07-17 | 4.7748 | 73.2252 | x | 5 | 2. Minor | 10217 | Predictive Maintenance | 182.5
1001102 | Ventilating Fans - General | B (Average): Asset is sound, operationally safe and exhibits only minor deterioration. | Category 3 (Recommended): Minor work required to prevent a deterioration of the service provided by the asset. | 20 | 2021-11-25 | 2.4148 | 75.5852 | x | 5 | 2. Minor | 10217 | Predictive Maintenance | 182.5
1001103 | Air Handling Units - General | B (Average): Asset is sound, operationally safe and exhibits only minor deterioration. | Category 3 (Recommended): Minor work required to prevent a deterioration of the service provided by the asset. | 20 | 2010-10-30 | 13.4867 | 64.5133 | x | 5 | 3. Moderate | 10217 | Predictive Maintenance | 91.25
1001104 | Air Handling Units - General | B (Average): Asset is sound, operationally safe and exhibits only minor deterioration. | Category 3 (Recommended): Minor work required to prevent a deterioration of the service provided by the asset. | 20 | 2017-11-16 | 6.4394 | 71.5606 | x | 5 | 3. Moderate | 10217 | Predictive Maintenance | 91.25
1001106 | Water Booster Pumps | B (Average): Asset is sound, operationally safe and exhibits only minor deterioration. | Category 3 (Recommended): Minor work required to prevent a deterioration of the service provided by the asset. | 15 | 2016-08-08 | 7.7125 | 69.7166 | x | 4 | 4. Significant | 10219 | Predictive Maintenance | 91.25
1001107 | Pumps - General | B (Average): Asset is sound, operationally safe and exhibits only minor deterioration. | Category 3 (Recommended): Minor work required to prevent a deterioration of the service provided by the asset. | 20 | 2022-01-01 | 2.3135 | 77.6865 | x | 4 | 4. Significant | 10219 | Predictive Maintenance | 91.25
1001109 | Pumps - General | B (Average): Asset is sound, operationally safe and exhibits only minor deterioration. | Category 3 (Recommended): Minor work required to prevent a deterioration of the service provided by the asset. | 20 | 2011-06-15 | 12.8624 | 65.1376 | x | 5 | 4. Significant | 10208 | Predictive Maintenance | 91.25
1001110 | Pumps - General | B (Average): Asset is sound, operationally safe and exhibits only minor deterioration. | Category 3 (Recommended): Minor work required to prevent a deterioration of the service provided by the asset. | 20 | 2015-06-04 | 8.8925 | 69.1075 | x | 5 | 4. Significant | 10208 | Predictive Maintenance | 91.25
1001111 | Pumps - General | B (Average): Asset is sound, operationally safe and exhibits only minor deterioration. | Category 3 (Recommended): Minor work required to prevent a deterioration of the service provided by the asset. | 20 | 2007-04-02 | 17.065 | 60.935 | x | 5 | 4. Significant | 10208 | Predictive Maintenance | 91.25
1001112 | Secondary Hot Water Circulating Pumps | B (Average): Asset is sound, operationally safe and exhibits only minor deterioration. | Category 3 (Recommended): Minor work required to prevent a deterioration of the service provided by the asset. | 20 | 2005-12-04 | 18.3901 | 59.6099 | x | 5 | 3. Moderate | 10208 | Predictive Maintenance | 91.25
1001113 | Secondary Hot Water Circulating Pumps | B (Average): Asset is sound, operationally safe and exhibits only minor deterioration. | Category 3 (Recommended): Minor work required to prevent a deterioration of the service provided by the asset. | 20 | 2010-04-03 | 14.0616 | 63.9384 | x | 5 | 3. Moderate | 10208 | Predictive Maintenance | 91.25
1001114 | Twin Set Pumps | A (Good): Asset is as new and can be expected to perform adequately to its full normal life if maintained appropriately. | Category 4 (Normal): No work required beyond normal maintenance. | 15 | 2013-06-15 | 10.8611 | 81.5186 | x | 3 | 4. Significant | 10166 | Predictive Maintenance | 162.5
1001115 | Twin Set Pumps | A (Good): Asset is as new and can be expected to perform adequately to its full normal life if maintained appropriately. | Category 4 (Normal): No work required beyond normal maintenance. | 15 | 2014-09-25 | 9.5825 | 83.2234 | x | 3 | 4. Significant | 10166 | Predictive Maintenance | 162.5
1001116 | Pumps - General | B (Average): Asset is sound, operationally safe and exhibits only minor deterioration. | Category 3 (Recommended): Minor work required to prevent a deterioration of the service provided by the asset. | 20 | 2014-12-23 | 9.3388 | 68.6612 | x | 5 | 4. Significant | 10208 | Predictive Maintenance | 91.25
1001117 | Pumps - General | B (Average): Asset is sound, operationally safe and exhibits only minor deterioration. | Category 3 (Recommended): Minor work required to prevent a deterioration of the service provided by the asset. | 20 | 2011-07-05 | 12.8077 | 65.1923 | x | 5 | 4. Significant | 10208 | Predictive Maintenance | 91.25
1001118 | Pumps - General | B (Average): Asset is sound, operationally safe and exhibits only minor deterioration. | Category 3 (Recommended): Minor work required to prevent a deterioration of the service provided by the asset. | 20 | 2011-10-06 | 12.553 | 65.447 | x | 5 | 4. Significant | 10208 | Predictive Maintenance | 91.25
1001119 | Pumps - General | B (Average): Asset is sound, operationally safe and exhibits only minor deterioration. | Category 3 (Recommended): Minor work required to prevent a deterioration of the service provided by the asset. | 20 | 2005-05-30 | 18.9049 | 59.0951 | x | 5 | 4. Significant | 10208 | Predictive Maintenance | 91.25
1001120 | Heat meter, calculator and temperature probes | B (Average): Asset is sound, operationally safe and exhibits only minor deterioration. | Category 3 (Recommended): Minor work required to prevent a deterioration of the service provided by the asset. | 15 | 2023-08-05 | 0.72279 | 77.0363 | x | 5 | 2. Minor | 10208 | Predictive Maintenance | 182.5
1001121 | Heat meter, calculator and temperature probes | B (Average): Asset is sound, operationally safe and exhibits only minor deterioration. | Category 3 (Recommended): Minor work required to prevent a deterioration of the service provided by the asset. | 15 | 2013-05-22 | 10.9268 | 63.431 | x | 5 | 2. Minor | 10208 | Predictive Maintenance | 182.5
1001122 | Heat meter, calculator and temperature probes | B (Average): Asset is sound, operationally safe and exhibits only minor deterioration. | Category 3 (Recommended): Minor work required to prevent a deterioration of the service provided by the asset. | 15 | 2010-03-22 | 14.0945 | 59.2074 | x | 5 | 2. Minor | 10208 | Predictive Maintenance | 182.5
1001123 | Heat meter, calculator and temperature probes | B (Average): Asset is sound, operationally safe and exhibits only minor deterioration. | Category 3 (Recommended): Minor work required to prevent a deterioration of the service provided by the asset. | 15 | 2019-03-23 | 5.0924 | 71.2101 | x | 5 | 2. Minor | 10208 | Predictive Maintenance | 182.5
1001124 | Water Booster Pumps | B (Average): Asset is sound, operationally safe and exhibits only minor deterioration. | Category 3 (Recommended): Minor work required to prevent a deterioration of the service provided by the asset. | 15 | 2017-03-26 | 7.0828 | 76.5562 | x | 1 | 4. Significant | 10221 | Predictive Maintenance | 91.25
1001125 | Water Booster Pumps | A (Good): Asset is as new and can be expected to perform adequately to its full normal life if maintained appropriately. | Category 4 (Normal): No work required beyond normal maintenance. | 15 | 2012-07-02 | 11.8138 | 84.2482 | x | 1 | 4. Significant | 10222 | Predictive Maintenance | 162.5
1001126 | Pumps - General | B (Average): Asset is sound, operationally safe and exhibits only minor deterioration. | Category 3 (Recommended): Minor work required to prevent a deterioration of the service provided by the asset. | 20 | 2022-09-17 | 1.6044 | 84.3956 | x | 1 | 4. Significant | 10222 | Predictive Maintenance | 91.25
1001127 | Pumps - General | B (Average): Asset is sound, operationally safe and exhibits only minor deterioration. | Category 3 (Recommended): Minor work required to prevent a deterioration of the service provided by the asset. | 20 | 2009-07-15 | 14.7789 | 63.2211 | x | 5 | 4. Significant | 10208 | Predictive Maintenance | 91.25
1001128 | Pumps - General | B (Average): Asset is sound, operationally safe and exhibits only minor deterioration. | Category 3 (Recommended): Minor work required to prevent a deterioration of the service provided by the asset. | 20 | 2009-01-11 | 15.2854 | 70.7146 | x | 1 | 4. Significant | 10222 | Predictive Maintenance | 91.25
1001129 | Pumps - General | B (Average): Asset is sound, operationally safe and exhibits only minor deterioration. | Category 3 (Recommended): Minor work required to prevent a deterioration of the service provided by the asset. | 20 | 2009-02-13 | 15.1951 | 70.8049 | x | 1 | 4. Significant | 10222 | Predictive Maintenance | 91.25
1001130 | Pumps - General | B (Average): Asset is sound, operationally safe and exhibits only minor deterioration. | Category 3 (Recommended): Minor work required to prevent a deterioration of the service provided by the asset. | 20 | 2019-02-23 | 5.1691 | 72.8309 | x | 5 | 4. Significant | 10217 | Predictive Maintenance | 91.25
1001131 | Fixed Access Ladders and Stairs | B (Average): Asset is sound, operationally safe and exhibits only minor deterioration. | Category 3 (Recommended): Minor work required to prevent a deterioration of the service provided by the asset. | 20 | 2017-06-07 | 6.883 | 71.117 | x | 5 | 3. Moderate | 10223 | Predictive Maintenance | 91.25
1001132 | Meter Reading - Water | B (Average): Asset is sound, operationally safe and exhibits only minor deterioration. | Category 3 (Recommended): Minor work required to prevent a deterioration of the service provided by the asset. | 20 | 2017-07-21 | 6.7625 | 71.2375 | x | 5 | 2. Minor | 10208 | Predictive Maintenance | 182.5
1001133 | Water Booster Pumps | B (Average): Asset is sound, operationally safe and exhibits only minor deterioration. | Category 3 (Recommended): Minor work required to prevent a deterioration of the service provided by the asset. | 15 | 2016-01-29 | 8.2382 | 69.0157 | x | 4 | 4. Significant | 10219 | Predictive Maintenance | 91.25
1001134 | Air Handling Units - General | B (Average): Asset is sound, operationally safe and exhibits only minor deterioration. | Category 3 (Recommended): Minor work required to prevent a deterioration of the service provided by the asset. | 20 | 2007-11-01 | 16.4819 | 61.5181 | x | 5 | 3. Moderate | 10217 | Predictive Maintenance | 91.25
1001135 | Air Handling Units - General | B (Average): Asset is sound, operationally safe and exhibits only minor deterioration. | Category 3 (Recommended): Minor work required to prevent a deterioration of the service provided by the asset. | 20 | 2021-12-08 | 2.3792 | 75.6208 | x | 5 | 3. Moderate | 10217 | Predictive Maintenance | 91.25
1001136 | Packaged Chiller Units | B (Average): Asset is sound, operationally safe and exhibits only minor deterioration. | Category 3 (Recommended): Minor work required to prevent a deterioration of the service provided by the asset. | 20 | 2020-03-11 | 4.1232 | 73.8768 | x | 5 | 4. Significant | 10217 | Predictive Maintenance | 91.25
1001137 | Packaged Chiller Units | B (Average): Asset is sound, operationally safe and exhibits only minor deterioration. | Category 3 (Recommended): Minor work required to prevent a deterioration of the service provided by the asset. | 20 | 2010-05-03 | 13.9795 | 64.0205 | x | 5 | 4. Significant | 10217 | Predictive Maintenance | 91.25
1001138 | Packaged Chiller Units | B (Average): Asset is sound, operationally safe and exhibits only minor deterioration. | Category 3 (Recommended): Minor work required to prevent a deterioration of the service provided by the asset. | 20 | 2018-04-05 | 6.0561 | 71.9439 | x | 5 | 4. Significant | 10217 | Predictive Maintenance | 91.25
1001140 | Expansion Vessels | B (Average): Asset is sound, operationally safe and exhibits only minor deterioration. | Category 3 (Recommended): Minor work required to prevent a deterioration of the service provided by the asset. | 15 | 2019-08-16 | 4.6927 | 71.7431 | x | 5 | 4. Significant | 10217 | Predictive Maintenance | 91.25
1001141 | Ventilating Fans - General | B (Average): Asset is sound, operationally safe and exhibits only minor deterioration. | Category 3 (Recommended): Minor work required to prevent a deterioration of the service provided by the asset. | 20 | 2017-10-08 | 6.5462 | 71.4538 | x | 5 | 2. Minor | 10217 | Predictive Maintenance | 182.5
1001142 | Ventilating Fans - General | B (Average): Asset is sound, operationally safe and exhibits only minor deterioration. | Category 3 (Recommended): Minor work required to prevent a deterioration of the service provided by the asset. | 20 | 2012-06-04 | 11.8905 | 66.1095 | x | 5 | 2. Minor | 10217 | Predictive Maintenance | 182.5
1001143 | Ventilating Fans - General | B (Average): Asset is sound, operationally safe and exhibits only minor deterioration. | Category 3 (Recommended): Minor work required to prevent a deterioration of the service provided by the asset. | 20 | 2008-01-19 | 16.2656 | 61.7344 | x | 5 | 2. Minor | 10217 | Predictive Maintenance | 182.5
1001144 | Pressurisation Units - Chilled Water, Condenser Water and LTHW Types | A (Good): Asset is as new and can be expected to perform adequately to its full normal life if maintained appropriately. | Category 4 (Normal): No work required beyond normal maintenance. | 15 | 2015-11-09 | 8.46 | 88.7201 | x | 1 | 4. Significant | 10224 | Predictive Maintenance | 162.5
1001145 | Solenoid Gas/Oil Shut-off (Safety) Valves | B (Average): Asset is sound, operationally safe and exhibits only minor deterioration. | Category 3 (Recommended): Minor work required to prevent a deterioration of the service provided by the asset. | 15 | 2010-11-27 | 13.41 | 68.12 | x | 1 | 5. Severe | 10224 | Predictive Maintenance | 28
1001146 | Pumps - General | B (Average): Asset is sound, operationally safe and exhibits only minor deterioration. | Category 3 (Recommended): Minor work required to prevent a deterioration of the service provided by the asset. | 20 | 2012-07-20 | 11.7645 | 66.2355 | x | 5 | 4. Significant | 10208 | Predictive Maintenance | 91.25
1001147 | Pumps - General | B (Average): Asset is sound, operationally safe and exhibits only minor deterioration. | Category 3 (Recommended): Minor work required to prevent a deterioration of the service provided by the asset. | 20 | 2016-08-12 | 7.7016 | 70.2984 | x | 5 | 4. Significant | 10208 | Predictive Maintenance | 91.25
1001148 | Packaged Chiller Units | B (Average): Asset is sound, operationally safe and exhibits only minor deterioration. | Category 3 (Recommended): Minor work required to prevent a deterioration of the service provided by the asset. | 20 | 2014-11-08 | 9.462 | 68.538 | x | 5 | 4. Significant | 10016 | Predictive Maintenance | 91.25
1001149 | Hot Water Calorifiers - Heated by LTHW | B (Average): Asset is sound, operationally safe and exhibits only minor deterioration. | Category 3 (Recommended): Minor work required to prevent a deterioration of the service provided by the asset. | 20 | 2019-04-09 | 5.0459 | 80.9541 | x | 1 | 4. Significant | 10176 | Predictive Maintenance | 91.25
1001150 | Pressurisation Units - Chilled Water, Condenser Water and LTHW Types | A (Good): Asset is as new and can be expected to perform adequately to its full normal life if maintained appropriately. | Category 4 (Normal): No work required beyond normal maintenance. | 15 | 2014-01-03 | 10.308 | 86.256 | x | 1 | 4. Significant | 10176 | Predictive Maintenance | 162.5
1001151 | Solenoid Gas/Oil Shut-off (Safety) Valves | B (Average): Asset is sound, operationally safe and exhibits only minor deterioration. | Category 3 (Recommended): Minor work required to prevent a deterioration of the service provided by the asset. | 15 | 2016-10-13 | 7.5318 | 75.9576 | x | 1 | 5. Severe | 10176 | Predictive Maintenance | 28
1001152 | Pumps - General | B (Average): Asset is sound, operationally safe and exhibits only minor deterioration. | Category 3 (Recommended): Minor work required to prevent a deterioration of the service provided by the asset. | 20 | 2021-10-11 | 2.538 | 83.462 | x | 1 | 4. Significant | 10225 | Predictive Maintenance | 91.25
1001153 | Pressurisation Units - Chilled Water, Condenser Water and LTHW Types | A (Good): Asset is as new and can be expected to perform adequately to its full normal life if maintained appropriately. | Category 4 (Normal): No work required beyond normal maintenance. | 15 | 2019-04-12 | 5.0376 | 93.2831 | x | 1 | 4. Significant | 10225 | Predictive Maintenance | 162.5
1001154 | Pumps - General | B (Average): Asset is sound, operationally safe and exhibits only minor deterioration. | Category 3 (Recommended): Minor work required to prevent a deterioration of the service provided by the asset. | 20 | 2021-05-30 | 2.9049 | 83.0951 | x | 1 | 4. Significant | 10225 | Predictive Maintenance | 91.25
1001155 | Pumps - General | B (Average): Asset is sound, operationally safe and exhibits only minor deterioration. | Category 3 (Recommended): Minor work required to prevent a deterioration of the service provided by the asset. | 20 | 2010-02-23 | 14.1684 | 63.8316 | x | 5 | 4. Significant | 10217 | Predictive Maintenance | 91.25
1001156 | Solenoid Gas/Oil Shut-off (Safety) Valves | B (Average): Asset is sound, operationally safe and exhibits only minor deterioration. | Category 3 (Recommended): Minor work required to prevent a deterioration of the service provided by the asset. | 15 | 2016-03-15 | 8.1123 | 75.1837 | x | 1 | 5. Severe | 10225 | Predictive Maintenance | 28
1001157 | Pressurisation Units - Chilled Water, Condenser Water and LTHW Types | A (Good): Asset is as new and can be expected to perform adequately to its full normal life if maintained appropriately. | Category 4 (Normal): No work required beyond normal maintenance. | 15 | 2013-03-22 | 11.0938 | 85.2083 | x | 1 | 4. Significant | 10226 | Predictive Maintenance | 162.5
1001158 | Pumps - General | B (Average): Asset is sound, operationally safe and exhibits only minor deterioration. | Category 3 (Recommended): Minor work required to prevent a deterioration of the service provided by the asset. | 20 | 2009-01-12 | 15.2827 | 70.7173 | x | 1 | 4. Significant | 10226 | Predictive Maintenance | 91.25
1001159 | Pumps - General | B (Average): Asset is sound, operationally safe and exhibits only minor deterioration. | Category 3 (Recommended): Minor work required to prevent a deterioration of the service provided by the asset. | 20 | 2012-09-05 | 11.6359 | 74.3641 | x | 1 | 4. Significant | 10226 | Predictive Maintenance | 91.25
1001166 | Pumps - General | B (Average): Asset is sound, operationally safe and exhibits only minor deterioration. | Category 3 (Recommended): Minor work required to prevent a deterioration of the service provided by the asset. | 20 | 2018-03-27 | 6.0808 | 73.9192 | x | 4 | 4. Significant | 10219 | Predictive Maintenance | 91.25
1001167 | Pumps - General | C (Poor): Asset is operational but major repair or replacement will be needed. | Category 4 (Normal): No work required beyond normal maintenance. | 20 | 2006-06-18 | 17.8535 | 55.1465 | x | 4 | 4. Significant | 10219 | Predictive Maintenance | 162.5
1001168 | Pumps - General | C (Poor): Asset is operational but major repair or replacement will be needed. | Category 4 (Normal): No work required beyond normal maintenance. | 20 | 2010-07-06 | 13.8042 | 59.1958 | x | 4 | 4. Significant | 10219 | Predictive Maintenance | 162.5
1001169 | Pumps - General | B (Average): Asset is sound, operationally safe and exhibits only minor deterioration. | Category 3 (Recommended): Minor work required to prevent a deterioration of the service provided by the asset. | 20 | 2016-02-19 | 8.1807 | 77.8193 | x | 1 | 4. Significant | 10222 | Predictive Maintenance | 91.25
1001170 | Pumps - General | B (Average): Asset is sound, operationally safe and exhibits only minor deterioration. | Category 3 (Recommended): Minor work required to prevent a deterioration of the service provided by the asset. | 20 | 2017-10-08 | 6.5462 | 79.4538 | x | 1 | 4. Significant | 10222 | Predictive Maintenance | 91.25
1001171 | Ventilating Fans - General | B (Average): Asset is sound, operationally safe and exhibits only minor deterioration. | Category 3 (Recommended): Minor work required to prevent a deterioration of the service provided by the asset. | 20 | 2013-09-01 | 10.6475 | 69.3525 | x | 4 | 2. Minor | 10230 | Predictive Maintenance | 182.5
1001172 | Pumps - General | B (Average): Asset is sound, operationally safe and exhibits only minor deterioration. | Category 3 (Recommended): Minor work required to prevent a deterioration of the service provided by the asset. | 20 | 2020-10-16 | 3.5236 | 74.4764 | x | 5 | 4. Significant | 10231 | Predictive Maintenance | 91.25
1001174 | Emergency eye wash station (Plumbed System) | B (Average): Asset is sound, operationally safe and exhibits only minor deterioration. | Category 3 (Recommended): Minor work required to prevent a deterioration of the service provided by the asset. | 10 | 2016-02-29 | 8.1533 | 61.6934 | x | 5 | 3. Moderate | 10233 | Predictive Maintenance | 91.25
1001176 | Pumps - General | B (Average): Asset is sound, operationally safe and exhibits only minor deterioration. | Category 3 (Recommended): Minor work required to prevent a deterioration of the service provided by the asset. | 20 | 2007-03-03 | 17.1472 | 60.8528 | x | 5 | 4. Significant | 10234 | Predictive Maintenance | 91.25
1001177 | Pumps - General | B (Average): Asset is sound, operationally safe and exhibits only minor deterioration. | Category 3 (Recommended): Minor work required to prevent a deterioration of the service provided by the asset. | 20 | 2011-05-25 | 12.9199 | 65.0801 | x | 5 | 4. Significant | 10234 | Predictive Maintenance | 91.25
1001178 | Pumps - General | B (Average): Asset is sound, operationally safe and exhibits only minor deterioration. | Category 3 (Recommended): Minor work required to prevent a deterioration of the service provided by the asset. | 20 | 2023-04-05 | 1.0568 | 84.9432 | x | 1 | 4. Significant | 10235 | Predictive Maintenance | 91.25
1001179 | Pumps - General | B (Average): Asset is sound, operationally safe and exhibits only minor deterioration. | Category 3 (Recommended): Minor work required to prevent a deterioration of the service provided by the asset. | 20 | 2020-02-25 | 4.1643 | 81.8357 | x | 1 | 4. Significant | 10235 | Predictive Maintenance | 91.25
1001180 | Pumps - General | B (Average): Asset is sound, operationally safe and exhibits only minor deterioration. | Category 3 (Recommended): Minor work required to prevent a deterioration of the service provided by the asset. | 20 | 2016-08-26 | 7.6632 | 78.3368 | x | 1 | 4. Significant | 10235 | Predictive Maintenance | 91.25
1001181 | Pumps - General | B (Average): Asset is sound, operationally safe and exhibits only minor deterioration. | Category 3 (Recommended): Minor work required to prevent a deterioration of the service provided by the asset. | 20 | 2013-11-15 | 10.4422 | 75.5578 | x | 1 | 4. Significant | 10235 | Predictive Maintenance | 91.25
1001182 | Pumps - General | B (Average): Asset is sound, operationally safe and exhibits only minor deterioration. | Category 3 (Recommended): Minor work required to prevent a deterioration of the service provided by the asset. | 20 | 2011-06-18 | 12.8542 | 73.1458 | x | 1 | 4. Significant | 10235 | Predictive Maintenance | 91.25
1001183 | Pumps - General | B (Average): Asset is sound, operationally safe and exhibits only minor deterioration. | Category 3 (Recommended): Minor work required to prevent a deterioration of the service provided by the asset. | 20 | 2020-05-13 | 3.9507 | 82.0493 | x | 1 | 4. Significant | 10235 | Predictive Maintenance | 91.25
1001184 | Pumps - General | B (Average): Asset is sound, operationally safe and exhibits only minor deterioration. | Category 3 (Recommended): Minor work required to prevent a deterioration of the service provided by the asset. | 20 | 2009-05-30 | 14.9049 | 71.0951 | x | 1 | 4. Significant | 10235 | Predictive Maintenance | 91.25
1001185 | Pressurisation Units - Chilled Water, Condenser Water and LTHW Types | A (Good): Asset is as new and can be expected to perform adequately to its full normal life if maintained appropriately. | Category 4 (Normal): No work required beyond normal maintenance. | 15 | 2015-04-02 | 9.065 | 87.9133 | x | 1 | 4. Significant | 10235 | Predictive Maintenance | 162.5
1001186 | Pressurisation Units - Chilled Water, Condenser Water and LTHW Types | A (Good): Asset is as new and can be expected to perform adequately to its full normal life if maintained appropriately. | Category 4 (Normal): No work required beyond normal maintenance. | 15 | 2016-07-06 | 7.8029 | 89.5962 | x | 1 | 4. Significant | 10235 | Predictive Maintenance | 162.5
1001187 | Pressurisation Units - Chilled Water, Condenser Water and LTHW Types | A (Good): Asset is as new and can be expected to perform adequately to its full normal life if maintained appropriately. | Category 4 (Normal): No work required beyond normal maintenance. | 15 | 2022-02-10 | 2.204 | 97.0614 | x | 1 | 4. Significant | 10235 | Predictive Maintenance | 162.5
1001188 | Pressurisation Units - Chilled Water, Condenser Water and LTHW Types | A (Good): Asset is as new and can be expected to perform adequately to its full normal life if maintained appropriately. | Category 4 (Normal): No work required beyond normal maintenance. | 15 | 2019-05-09 | 4.9637 | 93.3817 | x | 1 | 4. Significant | 10235 | Predictive Maintenance | 162.5
1001189 | Room Air Conditioners | B (Average): Asset is sound, operationally safe and exhibits only minor deterioration. | Category 3 (Recommended): Minor work required to prevent a deterioration of the service provided by the asset. | 15 | 2011-06-24 | 12.8378 | 64.883 | x | 3 | 3. Moderate | 10039 | Predictive Maintenance | 91.25
1001190 | Room Air Conditioners | B (Average): Asset is sound, operationally safe and exhibits only minor deterioration. | Category 3 (Recommended): Minor work required to prevent a deterioration of the service provided by the asset. | 15 | 2017-10-16 | 6.5243 | 73.3009 | x | 3 | 3. Moderate | 10039 | Predictive Maintenance | 91.25
1001191 | Room Air Conditioners | B (Average): Asset is sound, operationally safe and exhibits only minor deterioration. | Category 3 (Recommended): Minor work required to prevent a deterioration of the service provided by the asset. | 15 | 2021-08-24 | 2.6694 | 78.4408 | x | 3 | 3. Moderate | 10039 | Predictive Maintenance | 91.25
1001192 | Packaged Chiller Units | B (Average): Asset is sound, operationally safe and exhibits only minor deterioration. | Category 3 (Recommended): Minor work required to prevent a deterioration of the service provided by the asset. | 20 | 2016-09-24 | 7.5838 | 74.4162 | x | 3 | 4. Significant | 10039 | Predictive Maintenance | 91.25
1001193 | Ventilating Fans - General | B (Average): Asset is sound, operationally safe and exhibits only minor deterioration. | Category 3 (Recommended): Minor work required to prevent a deterioration of the service provided by the asset. | 20 | 2013-07-06 | 10.8036 | 71.1964 | x | 3 | 2. Minor | 10039 | Predictive Maintenance | 182.5
1001194 | Emergency eye wash station (Plumbed System) | B (Average): Asset is sound, operationally safe and exhibits only minor deterioration. | Category 3 (Recommended): Minor work required to prevent a deterioration of the service provided by the asset. | 10 | 2020-02-13 | 4.1971 | 69.6057 | x | 5 | 3. Moderate | 10236 | Predictive Maintenance | 91.25
1001195 | Ventilating Fans - General | B (Average): Asset is sound, operationally safe and exhibits only minor deterioration. | Category 3 (Recommended): Minor work required to prevent a deterioration of the service provided by the asset. | 20 | 2013-10-22 | 10.5079 | 71.4921 | x | 3 | 2. Minor | 10039 | Predictive Maintenance | 182.5
1001196 | Ventilating Fans - General | B (Average): Asset is sound, operationally safe and exhibits only minor deterioration. | Category 3 (Recommended): Minor work required to prevent a deterioration of the service provided by the asset. | 20 | 2018-07-11 | 5.7906 | 76.2094 | x | 3 | 2. Minor | 10039 | Predictive Maintenance | 182.5
1001198 | Ducting - Volume Control Dampers and Fire/Smoke Dampers | B (Average): Asset is sound, operationally safe and exhibits only minor deterioration. | Category 3 (Recommended): Minor work required to prevent a deterioration of the service provided by the asset. | 15 | 2018-12-03 | 5.3936 | 78.8086 | x | 1 | 5. Severe | 10237 | Predictive Maintenance | 28
1001199 | Ducting - Volume Control Dampers and Fire/Smoke Dampers | B (Average): Asset is sound, operationally safe and exhibits only minor deterioration. | Category 3 (Recommended): Minor work required to prevent a deterioration of the service provided by the asset. | 15 | 2020-09-05 | 3.6359 | 81.1522 | x | 1 | 5. Severe | 10237 | Predictive Maintenance | 28
1001200 | Ducting - Volume Control Dampers and Fire/Smoke Dampers | B (Average): Asset is sound, operationally safe and exhibits only minor deterioration. | Category 3 (Recommended): Minor work required to prevent a deterioration of the service provided by the asset. | 15 | 2010-10-01 | 13.5661 | 67.9119 | x | 1 | 5. Severe | 10237 | Predictive Maintenance | 28
1001201 | Ducting - Volume Control Dampers and Fire/Smoke Dampers | B (Average): Asset is sound, operationally safe and exhibits only minor deterioration. | Category 3 (Recommended): Minor work required to prevent a deterioration of the service provided by the asset. | 15 | 2020-11-09 | 3.4579 | 81.3895 | x | 1 | 5. Severe | 10237 | Predictive Maintenance | 28
1001202 | Ducting - Volume Control Dampers and Fire/Smoke Dampers | B (Average): Asset is sound, operationally safe and exhibits only minor deterioration. | Category 3 (Recommended): Minor work required to prevent a deterioration of the service provided by the asset. | 15 | 2022-01-27 | 2.2423 | 83.0103 | x | 1 | 5. Severe | 10237 | Predictive Maintenance | 28
1001203 | Ducting - Volume Control Dampers and Fire/Smoke Dampers | B (Average): Asset is sound, operationally safe and exhibits only minor deterioration. | Category 3 (Recommended): Minor work required to prevent a deterioration of the service provided by the asset. | 15 | 2022-09-27 | 1.577 | 83.8973 | x | 1 | 5. Severe | 10237 | Predictive Maintenance | 28
1001204 | Ducting - Volume Control Dampers and Fire/Smoke Dampers | B (Average): Asset is sound, operationally safe and exhibits only minor deterioration. | Category 3 (Recommended): Minor work required to prevent a deterioration of the service provided by the asset. | 15 | 2022-04-19 | 2.0178 | 83.3096 | x | 1 | 5. Severe | 10237 | Predictive Maintenance | 28
1001205 | Ducting - Volume Control Dampers and Fire/Smoke Dampers | B (Average): Asset is sound, operationally safe and exhibits only minor deterioration. | Category 3 (Recommended): Minor work required to prevent a deterioration of the service provided by the asset. | 15 | 2023-08-15 | 0.69541 | 85.0728 | x | 1 | 5. Severe | 10238 | Predictive Maintenance | 28
1001206 | Ducting - Volume Control Dampers and Fire/Smoke Dampers | B (Average): Asset is sound, operationally safe and exhibits only minor deterioration. | Category 3 (Recommended): Minor work required to prevent a deterioration of the service provided by the asset. | 15 | 2017-09-20 | 6.5955 | 77.206 | x | 1 | 5. Severe | 10238 | Predictive Maintenance | 28
1001207 | Ducting - Volume Control Dampers and Fire/Smoke Dampers | B (Average): Asset is sound, operationally safe and exhibits only minor deterioration. | Category 3 (Recommended): Minor work required to prevent a deterioration of the service provided by the asset. | 15 | 2015-08-16 | 8.6927 | 74.4098 | x | 1 | 5. Severe | 10238 | Predictive Maintenance | 28
1001208 | Ducting - Volume Control Dampers and Fire/Smoke Dampers | B (Average): Asset is sound, operationally safe and exhibits only minor deterioration. | Category 3 (Recommended): Minor work required to prevent a deterioration of the service provided by the asset. | 15 | 2014-12-03 | 9.3936 | 73.4752 | x | 1 | 5. Severe | 10238 | Predictive Maintenance | 28
1001209 | Ducting - Volume Control Dampers and Fire/Smoke Dampers | B (Average): Asset is sound, operationally safe and exhibits only minor deterioration. | Category 3 (Recommended): Minor work required to prevent a deterioration of the service provided by the asset. | 15 | 2020-01-23 | 4.2546 | 80.3272 | x | 1 | 5. Severe | 10238 | Predictive Maintenance | 28
1001210 | Ventilating Fans - General | C (Poor): Asset is operational but major repair or replacement will be needed. | Category 3 (Recommended): Minor work required to prevent a deterioration of the service provided by the asset. | 20 | 2022-01-28 | 2.2396 | 65.7604 | x | 3 | 2. Minor | 10039 | Predictive Maintenance | 182.5
1001211 | Ventilating Fans - General | D (Very Poor): Asset runs a serious risk of imminent breakdown or poses a health and safety risk. | Category 3 (Recommended): Minor work required to prevent a deterioration of the service provided by the asset. | 20 | 2011-12-15 | 12.3614 | 48.6386 | x | 3 | 2. Minor | 10039 | Predictive Maintenance | 182.5
1001213 | Pumps - General | B (Average): Asset is sound, operationally safe and exhibits only minor deterioration. | Category 3 (Recommended): Minor work required to prevent a deterioration of the service provided by the asset. | 20 | 2013-12-25 | 10.3326 | 75.6674 | x | 1 | 4. Significant | 10240 | Predictive Maintenance | 91.25
1001214 | Ventilating Fans - General | B (Average): Asset is sound, operationally safe and exhibits only minor deterioration. | Category 3 (Recommended): Minor work required to prevent a deterioration of the service provided by the asset. | 20 | 2007-11-17 | 16.4381 | 65.5619 | x | 3 | 2. Minor | 10039 | Predictive Maintenance | 182.5
1001216 | Eyebolts used for Personal Fall Protection | B (Average): Asset is sound, operationally safe and exhibits only minor deterioration. | Category 3 (Recommended): Minor work required to prevent a deterioration of the service provided by the asset. | 12 | 2018-01-23 | 6.2533 | 71.5779 | x | 3 | 3. Moderate | 10242 | Predictive Maintenance | 91.25
1001217 | Cable and Track/Rail Based Safety Systems | B (Average): Asset is sound, operationally safe and exhibits only minor deterioration. | Category 3 (Recommended): Minor work required to prevent a deterioration of the service provided by the asset. | 12 | 2017-11-09 | 6.4586 | 71.2357 | x | 3 | 3. Moderate | 10242 | Predictive Maintenance | 91.25
1001219 | Ducting - Volume Control Dampers and Fire/Smoke Dampers | B (Average): Asset is sound, operationally safe and exhibits only minor deterioration. | Category 3 (Recommended): Minor work required to prevent a deterioration of the service provided by the asset. | 15 | 2021-06-27 | 2.8282 | 82.2291 | x | 1 | 5. Severe | 10243 | Predictive Maintenance | 28
1001220 | Ducting - Volume Control Dampers and Fire/Smoke Dampers | B (Average): Asset is sound, operationally safe and exhibits only minor deterioration. | Category 3 (Recommended): Minor work required to prevent a deterioration of the service provided by the asset. | 15 | 2015-05-06 | 8.9719 | 74.0374 | x | 1 | 5. Severe | 10243 | Predictive Maintenance | 28
1001221 | Room Air Conditioners | B (Average): Asset is sound, operationally safe and exhibits only minor deterioration. | Category 3 (Recommended): Minor work required to prevent a deterioration of the service provided by the asset. | 15 | 2018-03-04 | 6.1437 | 77.8084 | x | 1 | 3. Moderate | 10244 | Predictive Maintenance | 91.25
1001222 | Room Air Conditioners | B (Average): Asset is sound, operationally safe and exhibits only minor deterioration. | Category 3 (Recommended): Minor work required to prevent a deterioration of the service provided by the asset. | 15 | 2013-03-02 | 11.1485 | 71.1353 | x | 1 | 3. Moderate | 10244 | Predictive Maintenance | 91.25
1001223 | Room Air Conditioners | B (Average): Asset is sound, operationally safe and exhibits only minor deterioration. | Category 3 (Recommended): Minor work required to prevent a deterioration of the service provided by the asset. | 15 | 2011-08-10 | 12.7091 | 69.0545 | x | 1 | 3. Moderate | 10244 | Predictive Maintenance | 91.25
1001224 | Cold Water Storage Tanks and Cisterns | B (Average): Asset is sound, operationally safe and exhibits only minor deterioration. | Category 3 (Recommended): Minor work required to prevent a deterioration of the service provided by the asset. | 20 | 2007-07-20 | 16.7666 | 61.2334 | x | 5 | 4. Significant | 10217 | Predictive Maintenance | 91.25
1001225 | Room Air Conditioners | B (Average): Asset is sound, operationally safe and exhibits only minor deterioration. | Category 3 (Recommended): Minor work required to prevent a deterioration of the service provided by the asset. | 15 | 2022-03-28 | 2.078 | 75.2293 | x | 5 | 3. Moderate | 10217 | Predictive Maintenance | 91.25
1001226 | Fixed Access Ladders and Stairs | B (Average): Asset is sound, operationally safe and exhibits only minor deterioration. | Category 3 (Recommended): Minor work required to prevent a deterioration of the service provided by the asset. | 20 | 2012-03-24 | 12.0876 | 65.9124 | x | 5 | 3. Moderate | 10217 | Predictive Maintenance | 91.25
1001227 | Cable and Track/Rail Based Safety Systems | B (Average): Asset is sound, operationally safe and exhibits only minor deterioration. | Category 3 (Recommended): Minor work required to prevent a deterioration of the service provided by the asset. | 12 | 2023-12-16 | 0.35866 | 81.4022 | x | 3 | 3. Moderate | 10242 | Predictive Maintenance | 91.25
1001228 | Roof and Canopy Fall Protection Systems | B (Average): Asset is sound, operationally safe and exhibits only minor deterioration. | Category 3 (Recommended): Minor work required to prevent a deterioration of the service provided by the asset. | 15 | 2012-01-30 | 12.2355 | 65.6861 | x | 3 | 5. Severe | 10242 | Predictive Maintenance | 28
1001229 | Fixed Access Ladders and Stairs | B (Average): Asset is sound, operationally safe and exhibits only minor deterioration. | Category 3 (Recommended): Minor work required to prevent a deterioration of the service provided by the asset. | 20 | 2009-09-25 | 14.5818 | 63.4182 | x | 5 | 3. Moderate | 10217 | Predictive Maintenance | 91.25
1001230 | Trace Heating - Electrical | B (Average): Asset is sound, operationally safe and exhibits only minor deterioration. | Category 3 (Recommended): Minor work required to prevent a deterioration of the service provided by the asset. | 20 | 2010-01-03 | 14.308 | 63.692 | x | 5 | 4. Significant | 10217 | Predictive Maintenance | 91.25
1001231 | Trace Heating - Electrical | B (Average): Asset is sound, operationally safe and exhibits only minor deterioration. | Category 3 (Recommended): Minor work required to prevent a deterioration of the service provided by the asset. | 20 | 2009-04-08 | 15.0472 | 62.9528 | x | 5 | 4. Significant | 10217 | Predictive Maintenance | 91.25
1001232 | Fixed Access Ladders and Stairs | B (Average): Asset is sound, operationally safe and exhibits only minor deterioration. | Category 3 (Recommended): Minor work required to prevent a deterioration of the service provided by the asset. | 20 | 2010-07-12 | 13.7878 | 64.2122 | x | 5 | 3. Moderate | 10217 | Predictive Maintenance | 91.25
1001233 | Roller Shutter Doors | B (Average): Asset is sound, operationally safe and exhibits only minor deterioration. | Category 3 (Recommended): Minor work required to prevent a deterioration of the service provided by the asset. | 15 | 2022-02-10 | 2.204 | 83.0614 | x | 1 | 3. Moderate | 10245 | Predictive Maintenance | 91.25
1001234 | Roller Shutter Doors | B (Average): Asset is sound, operationally safe and exhibits only minor deterioration. | Category 3 (Recommended): Minor work required to prevent a deterioration of the service provided by the asset. | 15 | 2011-11-06 | 12.4682 | 69.3758 | x | 1 | 3. Moderate | 10241 | Predictive Maintenance | 91.25
1001235 | Roller Shutter Doors | B (Average): Asset is sound, operationally safe and exhibits only minor deterioration. | Category 3 (Recommended): Minor work required to prevent a deterioration of the service provided by the asset. | 15 | 2022-03-01 | 2.152 | 83.1307 | x | 1 | 3. Moderate | 10241 | Predictive Maintenance | 91.25
1001236 | Ventilating Fans - General | B (Average): Asset is sound, operationally safe and exhibits only minor deterioration. | Category 3 (Recommended): Minor work required to prevent a deterioration of the service provided by the asset. | 20 | 2019-07-17 | 4.7748 | 81.2252 | x | 1 | 2. Minor | 10246 | Predictive Maintenance | 182.5
1001237 | Ventilating Fans - General | B (Average): Asset is sound, operationally safe and exhibits only minor deterioration. | Category 3 (Recommended): Minor work required to prevent a deterioration of the service provided by the asset. | 20 | 2021-06-27 | 2.8282 | 83.1718 | x | 1 | 2. Minor | 10246 | Predictive Maintenance | 182.5
1001238 | Vertical Platform Lifts | B (Average): Asset is sound, operationally safe and exhibits only minor deterioration. | Category 3 (Recommended): Minor work required to prevent a deterioration of the service provided by the asset. | 20 | 2012-01-02 | 12.3121 | 73.6879 | x | 1 | 3. Moderate | 10244 | Predictive Maintenance | 91.25
1001239 | Rising Fire Mains and Hydrants | B (Average): Asset is sound, operationally safe and exhibits only minor deterioration. | Category 3 (Recommended): Minor work required to prevent a deterioration of the service provided by the asset. | 20 | 2013-08-13 | 10.6995 | 75.3005 | x | 1 | 5. Severe | 10247 | Predictive Maintenance | 28
1001240 | Fixed Access Ladders and Stairs | B (Average): Asset is sound, operationally safe and exhibits only minor deterioration. | Category 3 (Recommended): Minor work required to prevent a deterioration of the service provided by the asset. | 20 | 2021-07-11 | 2.7899 | 75.2101 | x | 5 | 3. Moderate | 10248 | Predictive Maintenance | 91.25
1001241 | Fixed Access Ladders and Stairs | B (Average): Asset is sound, operationally safe and exhibits only minor deterioration. | Category 3 (Recommended): Minor work required to prevent a deterioration of the service provided by the asset. | 20 | 2009-08-08 | 14.7132 | 69.2868 | x | 2 | 3. Moderate | 10249 | Predictive Maintenance | 91.25
1001242 | Pressurisation Units - Chilled Water, Condenser Water and LTHW Types | B (Average): Asset is sound, operationally safe and exhibits only minor deterioration. | Category 3 (Recommended): Minor work required to prevent a deterioration of the service provided by the asset. | 15 | 2023-11-27 | 0.41068 | 77.4524 | x | 5 | 4. Significant | 10217 | Predictive Maintenance | 91.25
1001243 | Pumps - General | B (Average): Asset is sound, operationally safe and exhibits only minor deterioration. | Category 3 (Recommended): Minor work required to prevent a deterioration of the service provided by the asset. | 20 | 2015-12-29 | 8.3231 | 77.6769 | x | 1 | 4. Significant | 10221 | Predictive Maintenance | 91.25
1001244 | Pumps - General | B (Average): Asset is sound, operationally safe and exhibits only minor deterioration. | Category 3 (Recommended): Minor work required to prevent a deterioration of the service provided by the asset. | 20 | 2011-11-20 | 12.4298 | 73.5702 | x | 1 | 4. Significant | 10221 | Predictive Maintenance | 91.25
1001245 | Fixed Access Ladders and Stairs | B (Average): Asset is sound, operationally safe and exhibits only minor deterioration. | Category 3 (Recommended): Minor work required to prevent a deterioration of the service provided by the asset. | 20 | 2014-11-10 | 9.4565 | 76.5435 | x | 1 | 3. Moderate | 10250 | Predictive Maintenance | 91.25
1001246 | Air Handling Units - General | B (Average): Asset is sound, operationally safe and exhibits only minor deterioration. | Category 3 (Recommended): Minor work required to prevent a deterioration of the service provided by the asset. | 20 | 2016-08-13 | 7.6988 | 70.3012 | x | 5 | 3. Moderate | 10217 | Predictive Maintenance | 91.25
1001247 | Air Handling Units - General | B (Average): Asset is sound, operationally safe and exhibits only minor deterioration. | Category 3 (Recommended): Minor work required to prevent a deterioration of the service provided by the asset. | 20 | 2013-04-15 | 11.0281 | 66.9719 | x | 5 | 3. Moderate | 10217 | Predictive Maintenance | 91.25
1001248 | Pumps - General | C (Poor): Asset is operational but major repair or replacement will be needed. | Category 4 (Normal): No work required beyond normal maintenance. | 20 | 2018-08-25 | 5.6674 | 73.3326 | x | 1 | 4. Significant | 10221 | Predictive Maintenance | 162.5
1001249 | Secondary Hot Water Circulating Pumps | B (Average): Asset is sound, operationally safe and exhibits only minor deterioration. | Category 3 (Recommended): Minor work required to prevent a deterioration of the service provided by the asset. | 20 | 2019-07-12 | 4.7885 | 81.2115 | x | 1 | 3. Moderate | 10221 | Predictive Maintenance | 91.25
1001250 | Pumps - General | D (Very Poor): Asset runs a serious risk of imminent breakdown or poses a health and safety risk. | Category 4 (Normal): No work required beyond normal maintenance. | 20 | 2022-04-25 | 2.0014 | 69.9986 | x | 1 | 4. Significant | 10221 | Predictive Maintenance | 162.5
1001251 | Pumps - General | B (Average): Asset is sound, operationally safe and exhibits only minor deterioration. | Category 4 (Normal): No work required beyond normal maintenance. | 20 | 2011-07-07 | 12.8022 | 80.1978 | x | 1 | 4. Significant | 10221 | Predictive Maintenance | 162.5
1001252 | Water Booster Pumps | B (Average): Asset is sound, operationally safe and exhibits only minor deterioration. | Category 3 (Recommended): Minor work required to prevent a deterioration of the service provided by the asset. | 15 | 2012-09-27 | 11.5756 | 70.5658 | x | 1 | 4. Significant | 10221 | Predictive Maintenance | 91.25
1001253 | Meter Reading - Water | B (Average): Asset is sound, operationally safe and exhibits only minor deterioration. | Category 3 (Recommended): Minor work required to prevent a deterioration of the service provided by the asset. | 20 | 2013-11-14 | 10.4449 | 75.5551 | x | 1 | 2. Minor | 10245 | Predictive Maintenance | 182.5
1001254 | Meter Reading - Water | B (Average): Asset is sound, operationally safe and exhibits only minor deterioration. | Category 3 (Recommended): Minor work required to prevent a deterioration of the service provided by the asset. | 20 | 2020-03-21 | 4.0958 | 81.9042 | x | 1 | 2. Minor | 10245 | Predictive Maintenance | 182.5
1001255 | Meter Reading - Water | B (Average): Asset is sound, operationally safe and exhibits only minor deterioration. | Category 3 (Recommended): Minor work required to prevent a deterioration of the service provided by the asset. | 20 | 2011-05-28 | 12.9117 | 73.0883 | x | 1 | 2. Minor | 10245 | Predictive Maintenance | 182.5
1001256 | Pumps - General | B (Average): Asset is sound, operationally safe and exhibits only minor deterioration. | Category 4 (Normal): No work required beyond normal maintenance. | 20 | 2017-12-14 | 6.3628 | 86.6372 | x | 1 | 4. Significant | 10221 | Predictive Maintenance | 162.5
1001257 | Pumps - General | A (Good): Asset is as new and can be expected to perform adequately to its full normal life if maintained appropriately. | Category 4 (Normal): No work required beyond normal maintenance. | 20 | 2008-04-11 | 16.0383 | 83.9617 | x | 1 | 4. Significant | 10221 | Predictive Maintenance | 162.5
1001258 | Emergency eye wash station (Plumbed System) | B (Average): Asset is sound, operationally safe and exhibits only minor deterioration. | Category 3 (Recommended): Minor work required to prevent a deterioration of the service provided by the asset. | 10 | 2021-02-11 | 3.2005 | 71.5989 | x | 5 | 3. Moderate | 10251 | Predictive Maintenance | 91.25
1001259 | Heat meter, calculator and temperature probes | B (Average): Asset is sound, operationally safe and exhibits only minor deterioration. | Category 3 (Recommended): Minor work required to prevent a deterioration of the service provided by the asset. | 15 | 2018-05-02 | 5.9822 | 78.0237 | x | 1 | 2. Minor | 10222 | Predictive Maintenance | 182.5
1001260 | Heat meter, calculator and temperature probes | B (Average): Asset is sound, operationally safe and exhibits only minor deterioration. | Category 3 (Recommended): Minor work required to prevent a deterioration of the service provided by the asset. | 15 | 2018-04-17 | 6.0233 | 77.969 | x | 1 | 2. Minor | 10222 | Predictive Maintenance | 182.5
1001261 | Heat meter, calculator and temperature probes | B (Average): Asset is sound, operationally safe and exhibits only minor deterioration. | Category 3 (Recommended): Minor work required to prevent a deterioration of the service provided by the asset. | 15 | 2021-11-06 | 2.4668 | 82.7109 | x | 1 | 2. Minor | 10222 | Predictive Maintenance | 182.5
1001262 | Heat meter, calculator and temperature probes | B (Average): Asset is sound, operationally safe and exhibits only minor deterioration. | Category 3 (Recommended): Minor work required to prevent a deterioration of the service provided by the asset. | 15 | 2015-10-24 | 8.5038 | 74.6616 | x | 1 | 2. Minor | 10222 | Predictive Maintenance | 182.5
1001263 | Air Dirt Separators | B (Average): Asset is sound, operationally safe and exhibits only minor deterioration. | Category 3 (Recommended): Minor work required to prevent a deterioration of the service provided by the asset. | 20 | 2017-08-06 | 6.7187 | 79.2813 | x | 1 | 4. Significant | 10222 | Predictive Maintenance | 91.25
1001264 | Heat meter, calculator and temperature probes | B (Average): Asset is sound, operationally safe and exhibits only minor deterioration. | Category 3 (Recommended): Minor work required to prevent a deterioration of the service provided by the asset. | 15 | 2019-02-14 | 5.1937 | 79.0751 | x | 1 | 2. Minor | 10222 | Predictive Maintenance | 182.5
1001265 | Heat meter, calculator and temperature probes | B (Average): Asset is sound, operationally safe and exhibits only minor deterioration. | Category 3 (Recommended): Minor work required to prevent a deterioration of the service provided by the asset. | 15 | 2019-04-25 | 5.0021 | 79.3306 | x | 1 | 2. Minor | 10222 | Predictive Maintenance | 182.5
1001266 | Heat meter, calculator and temperature probes | B (Average): Asset is sound, operationally safe and exhibits only minor deterioration. | Category 3 (Recommended): Minor work required to prevent a deterioration of the service provided by the asset. | 15 | 2013-12-31 | 10.3162 | 72.245 | x | 1 | 2. Minor | 10222 | Predictive Maintenance | 182.5
1001267 | Heat meter, calculator and temperature probes | B (Average): Asset is sound, operationally safe and exhibits only minor deterioration. | Category 3 (Recommended): Minor work required to prevent a deterioration of the service provided by the asset. | 15 | 2011-10-16 | 12.5257 | 69.2991 | x | 1 | 2. Minor | 10222 | Predictive Maintenance | 182.5
1001268 | Heat meter, calculator and temperature probes | B (Average): Asset is sound, operationally safe and exhibits only minor deterioration. | Category 3 (Recommended): Minor work required to prevent a deterioration of the service provided by the asset. | 15 | 2021-04-01 | 3.0664 | 81.9115 | x | 1 | 2. Minor | 10222 | Predictive Maintenance | 182.5
1001269 | Meter Reading - Water | B (Average): Asset is sound, operationally safe and exhibits only minor deterioration. | Category 3 (Recommended): Minor work required to prevent a deterioration of the service provided by the asset. | 20 | 2024-01-01 | 0.31485 | 85.6851 | x | 1 | 2. Minor | 10222 | Predictive Maintenance | 182.5
1001270 | Meter Reading - Water | B (Average): Asset is sound, operationally safe and exhibits only minor deterioration. | Category 3 (Recommended): Minor work required to prevent a deterioration of the service provided by the asset. | 20 | 2022-07-01 | 1.8179 | 84.1821 | x | 1 | 2. Minor | 10222 | Predictive Maintenance | 182.5
1001271 | Air Dirt Separators | B (Average): Asset is sound, operationally safe and exhibits only minor deterioration. | Category 3 (Recommended): Minor work required to prevent a deterioration of the service provided by the asset. | 20 | 2005-09-02 | 18.6448 | 67.3552 | x | 1 | 4. Significant | 10222 | Predictive Maintenance | 91.25
1001272 | Meter Reading - Water | B (Average): Asset is sound, operationally safe and exhibits only minor deterioration. | Category 3 (Recommended): Minor work required to prevent a deterioration of the service provided by the asset. | 20 | 2018-11-19 | 5.4319 | 80.5681 | x | 1 | 2. Minor | 10222 | Predictive Maintenance | 182.5
1001273 | Meter Reading - Water | B (Average): Asset is sound, operationally safe and exhibits only minor deterioration. | Category 3 (Recommended): Minor work required to prevent a deterioration of the service provided by the asset. | 20 | 2021-04-26 | 2.9979 | 83.0021 | x | 1 | 2. Minor | 10222 | Predictive Maintenance | 182.5
1001274 | Fixed Access Ladders and Stairs | B (Average): Asset is sound, operationally safe and exhibits only minor deterioration. | Category 3 (Recommended): Minor work required to prevent a deterioration of the service provided by the asset. | 20 | 2012-12-30 | 11.3183 | 74.6817 | x | 1 | 3. Moderate | 10222 | Predictive Maintenance | 91.25
1001275 | Air Handling Units - General | B (Average): Asset is sound, operationally safe and exhibits only minor deterioration. | Category 3 (Recommended): Minor work required to prevent a deterioration of the service provided by the asset. | 20 | 2021-12-23 | 2.3381 | 83.6619 | x | 1 | 3. Moderate | 10246 | Predictive Maintenance | 91.25
1001276 | Air Handling Units - General | B (Average): Asset is sound, operationally safe and exhibits only minor deterioration. | Category 3 (Recommended): Minor work required to prevent a deterioration of the service provided by the asset. | 20 | 2008-09-28 | 15.5729 | 70.4271 | x | 1 | 3. Moderate | 10246 | Predictive Maintenance | 91.25
1001277 | Air Handling Units - General | B (Average): Asset is sound, operationally safe and exhibits only minor deterioration. | Category 3 (Recommended): Minor work required to prevent a deterioration of the service provided by the asset. | 20 | 2006-10-11 | 17.5387 | 68.4613 | x | 1 | 3. Moderate | 10246 | Predictive Maintenance | 91.25
1001278 | Air Handling Units - General | B (Average): Asset is sound, operationally safe and exhibits only minor deterioration. | Category 3 (Recommended): Minor work required to prevent a deterioration of the service provided by the asset. | 20 | 2020-10-14 | 3.5291 | 82.4709 | x | 1 | 3. Moderate | 10246 | Predictive Maintenance | 91.25
1001279 | Air Handling Units - General | B (Average): Asset is sound, operationally safe and exhibits only minor deterioration. | Category 3 (Recommended): Minor work required to prevent a deterioration of the service provided by the asset. | 20 | 2022-02-12 | 2.1985 | 83.8015 | x | 1 | 3. Moderate | 10246 | Predictive Maintenance | 91.25
1001280 | Air Handling Units - General | B (Average): Asset is sound, operationally safe and exhibits only minor deterioration. | Category 3 (Recommended): Minor work required to prevent a deterioration of the service provided by the asset. | 20 | 2015-08-10 | 8.7091 | 77.2909 | x | 1 | 3. Moderate | 10246 | Predictive Maintenance | 91.25
1001281 | Laboratory Fume Cupboard | B (Average): Asset is sound, operationally safe and exhibits only minor deterioration. | Category 3 (Recommended): Minor work required to prevent a deterioration of the service provided by the asset. | 15 | 2017-03-31 | 7.0691 | 76.5745 | x | 1 | 4. Significant | 10246 | Predictive Maintenance | 91.25
1001282 | Ventilating Fans - General | B (Average): Asset is sound, operationally safe and exhibits only minor deterioration. | Category 3 (Recommended): Minor work required to prevent a deterioration of the service provided by the asset. | 20 | 2018-07-04 | 5.8097 | 80.1903 | x | 1 | 2. Minor | 10246 | Predictive Maintenance | 182.5
1001283 | Ventilating Fans - General | B (Average): Asset is sound, operationally safe and exhibits only minor deterioration. | Category 3 (Recommended): Minor work required to prevent a deterioration of the service provided by the asset. | 20 | 2015-01-27 | 9.243 | 76.757 | x | 1 | 2. Minor | 10246 | Predictive Maintenance | 182.5
1001284 | Fixed Access Ladders and Stairs | B (Average): Asset is sound, operationally safe and exhibits only minor deterioration. | Category 3 (Recommended): Minor work required to prevent a deterioration of the service provided by the asset. | 20 | 2008-12-23 | 15.3374 | 70.6626 | x | 1 | 3. Moderate | 10246 | Predictive Maintenance | 91.25
1001285 | Fixed Access Ladders and Stairs | B (Average): Asset is sound, operationally safe and exhibits only minor deterioration. | Category 3 (Recommended): Minor work required to prevent a deterioration of the service provided by the asset. | 20 | 2019-10-14 | 4.5311 | 81.4689 | x | 1 | 3. Moderate | 10246 | Predictive Maintenance | 91.25
1001286 | Pumps - General | B (Average): Asset is sound, operationally safe and exhibits only minor deterioration. | Category 3 (Recommended): Minor work required to prevent a deterioration of the service provided by the asset. | 20 | 2004-03-08 | 20.1314 | 65.8686 | x | 1 | 4. Significant | 10246 | Predictive Maintenance | 91.25
1001287 | Air Handling Units - General | B (Average): Asset is sound, operationally safe and exhibits only minor deterioration. | Category 3 (Recommended): Minor work required to prevent a deterioration of the service provided by the asset. | 20 | 2012-03-10 | 12.1259 | 73.8741 | x | 1 | 3. Moderate | 10246 | Predictive Maintenance | 91.25
1001288 | Air Handling Units - General | B (Average): Asset is sound, operationally safe and exhibits only minor deterioration. | Category 3 (Recommended): Minor work required to prevent a deterioration of the service provided by the asset. | 20 | 2021-12-27 | 2.3272 | 83.6728 | x | 1 | 3. Moderate | 10246 | Predictive Maintenance | 91.25
1001289 | Pumps - General | B (Average): Asset is sound, operationally safe and exhibits only minor deterioration. | Category 3 (Recommended): Minor work required to prevent a deterioration of the service provided by the asset. | 20 | 2012-01-31 | 12.2327 | 71.7673 | x | 2 | 4. Significant | 10056 | Predictive Maintenance | 91.25
1001290 | Trace Heating - Electrical | B (Average): Asset is sound, operationally safe and exhibits only minor deterioration. | Category 3 (Recommended): Minor work required to prevent a deterioration of the service provided by the asset. | 20 | 2016-05-15 | 7.9452 | 70.0548 | x | 5 | 4. Significant | 10217 | Predictive Maintenance | 91.25
1001292 | Pumps - General | B (Average): Asset is sound, operationally safe and exhibits only minor deterioration. | Category 3 (Recommended): Minor work required to prevent a deterioration of the service provided by the asset. | 20 | 2020-08-13 | 3.6988 | 80.3012 | x | 2 | 4. Significant | 10056 | Predictive Maintenance | 91.25
1001293 | Roof and Canopy Fall Protection Systems | B (Average): Asset is sound, operationally safe and exhibits only minor deterioration. | Category 3 (Recommended): Minor work required to prevent a deterioration of the service provided by the asset. | 15 | 2016-03-18 | 8.104 | 67.1946 | x | 5 | 5. Severe | 10217 | Predictive Maintenance | 28
1001294 | Cold Water Storage Tanks and Cisterns | B (Average): Asset is sound, operationally safe and exhibits only minor deterioration. | Category 3 (Recommended): Minor work required to prevent a deterioration of the service provided by the asset. | 25 | 2006-05-21 | 17.9302 | 63.6559 | x | 5 | 4. Significant | 10217 | Predictive Maintenance | 91.25
1001295 | Fixed Access Ladders and Stairs | B (Average): Asset is sound, operationally safe and exhibits only minor deterioration. | Category 3 (Recommended): Minor work required to prevent a deterioration of the service provided by the asset. | 20 | 2004-02-25 | 20.1643 | 57.8357 | x | 5 | 3. Moderate | 10217 | Predictive Maintenance | 91.25
1001296 | Cable and Track/Rail Based Safety Systems | B (Average): Asset is sound, operationally safe and exhibits only minor deterioration. | Category 3 (Recommended): Minor work required to prevent a deterioration of the service provided by the asset. | 12 | 2024-01-11 | 0.28747 | 81.5209 | x | 3 | 3. Moderate | 10242 | Predictive Maintenance | 91.25
1001297 | Packaged Chiller Units | B (Average): Asset is sound, operationally safe and exhibits only minor deterioration. | Category 3 (Recommended): Minor work required to prevent a deterioration of the service provided by the asset. | 20 | 2022-07-23 | 1.7577 | 84.2423 | x | 1 | 4. Significant | 10246 | Predictive Maintenance | 91.25
1001298 | Packaged Chiller Units | B (Average): Asset is sound, operationally safe and exhibits only minor deterioration. | Category 3 (Recommended): Minor work required to prevent a deterioration of the service provided by the asset. | 20 | 2021-11-20 | 2.4285 | 83.5715 | x | 1 | 4. Significant | 10246 | Predictive Maintenance | 91.25
1001299 | Packaged Chiller Units | B (Average): Asset is sound, operationally safe and exhibits only minor deterioration. | Category 3 (Recommended): Minor work required to prevent a deterioration of the service provided by the asset. | 20 | 2006-08-29 | 17.6564 | 68.3436 | x | 1 | 4. Significant | 10246 | Predictive Maintenance | 91.25
1001300 | Packaged Chiller Units | B (Average): Asset is sound, operationally safe and exhibits only minor deterioration. | Category 3 (Recommended): Minor work required to prevent a deterioration of the service provided by the asset. | 20 | 2006-04-06 | 18.0534 | 67.9466 | x | 1 | 4. Significant | 10246 | Predictive Maintenance | 91.25
1001301 | Expansion Vessels | B (Average): Asset is sound, operationally safe and exhibits only minor deterioration. | Category 3 (Recommended): Minor work required to prevent a deterioration of the service provided by the asset. | 15 | 2014-08-13 | 9.7002 | 73.0664 | x | 1 | 4. Significant | 10246 | Predictive Maintenance | 91.25
1001302 | Pumps - General | B (Average): Asset is sound, operationally safe and exhibits only minor deterioration. | Category 3 (Recommended): Minor work required to prevent a deterioration of the service provided by the asset. | 20 | 2016-03-26 | 8.0821 | 77.9179 | x | 1 | 4. Significant | 10246 | Predictive Maintenance | 91.25
1001303 | Pressurisation Units - Chilled Water, Condenser Water and LTHW Types | B (Average): Asset is sound, operationally safe and exhibits only minor deterioration. | Category 3 (Recommended): Minor work required to prevent a deterioration of the service provided by the asset. | 15 | 2019-06-26 | 4.8323 | 79.5569 | x | 1 | 4. Significant | 10246 | Predictive Maintenance | 91.25
1001304 | Pumps - General | B (Average): Asset is sound, operationally safe and exhibits only minor deterioration. | Category 3 (Recommended): Minor work required to prevent a deterioration of the service provided by the asset. | 20 | 2020-07-03 | 3.8111 | 80.1889 | x | 2 | 4. Significant | 10056 | Predictive Maintenance | 91.25
1001305 | Pumps - General | B (Average): Asset is sound, operationally safe and exhibits only minor deterioration. | Category 3 (Recommended): Minor work required to prevent a deterioration of the service provided by the asset. | 20 | 2006-07-30 | 17.7385 | 68.2615 | x | 1 | 4. Significant | 10246 | Predictive Maintenance | 91.25
1001306 | Secondary Hot Water Circulating Pumps | B (Average): Asset is sound, operationally safe and exhibits only minor deterioration. | Category 3 (Recommended): Minor work required to prevent a deterioration of the service provided by the asset. | 20 | 2006-10-15 | 17.5277 | 68.4723 | x | 1 | 3. Moderate | 10176 | Predictive Maintenance | 91.25
1001307 | Pumps - General | B (Average): Asset is sound, operationally safe and exhibits only minor deterioration. | Category 3 (Recommended): Minor work required to prevent a deterioration of the service provided by the asset. | 20 | 2022-11-25 | 1.4155 | 84.5845 | x | 1 | 4. Significant | 10176 | Predictive Maintenance | 91.25
1001308 | Pumps - General | B (Average): Asset is sound, operationally safe and exhibits only minor deterioration. | Category 3 (Recommended): Minor work required to prevent a deterioration of the service provided by the asset. | 20 | 2006-02-06 | 18.2149 | 67.7851 | x | 1 | 4. Significant | 10176 | Predictive Maintenance | 91.25
1001309 | Pumps - General | B (Average): Asset is sound, operationally safe and exhibits only minor deterioration. | Category 3 (Recommended): Minor work required to prevent a deterioration of the service provided by the asset. | 20 | 2007-08-18 | 16.6872 | 69.3128 | x | 1 | 4. Significant | 10252 | Predictive Maintenance | 91.25
1001311 | Solenoid Gas/Oil Shut-off (Safety) Valves | B (Average): Asset is sound, operationally safe and exhibits only minor deterioration. | Category 3 (Recommended): Minor work required to prevent a deterioration of the service provided by the asset. | 15 | 2011-10-30 | 12.4873 | 69.3502 | x | 1 | 5. Severe | 10226 | Predictive Maintenance | 28
1001312 | Pumps - General | B (Average): Asset is sound, operationally safe and exhibits only minor deterioration. | Category 3 (Recommended): Minor work required to prevent a deterioration of the service provided by the asset. | 20 | 2008-01-10 | 16.2902 | 69.7098 | x | 1 | 4. Significant | 10252 | Predictive Maintenance | 91.25
1001313 | Condensers - Air Cooled | B (Average): Asset is sound, operationally safe and exhibits only minor deterioration. | Category 3 (Recommended): Minor work required to prevent a deterioration of the service provided by the asset. | 20 | 2023-02-26 | 1.1608 | 82.8392 | x | 2 | 4. Significant | 10253 | Predictive Maintenance | 91.25
1001314 | Fixed Access Ladders and Stairs | B (Average): Asset is sound, operationally safe and exhibits only minor deterioration. | Category 3 (Recommended): Minor work required to prevent a deterioration of the service provided by the asset. | 20 | 2014-11-01 | 9.4812 | 74.5188 | x | 2 | 3. Moderate | 10254 | Predictive Maintenance | 91.25
1001315 | Pumps - General | C (Poor): Asset is operational but major repair or replacement will be needed. | Category 4 (Normal): No work required beyond normal maintenance. | 20 | 2004-05-27 | 19.9124 | 59.0876 | x | 1 | 4. Significant | 10224 | Predictive Maintenance | 162.5
1001316 | Pumps - General | B (Average): Asset is sound, operationally safe and exhibits only minor deterioration. | Category 3 (Recommended): Minor work required to prevent a deterioration of the service provided by the asset. | 20 | 2008-09-30 | 15.5674 | 70.4326 | x | 1 | 4. Significant | 10224 | Predictive Maintenance | 91.25
1001318 | Meter Reading - Water | B (Average): Asset is sound, operationally safe and exhibits only minor deterioration. | Category 3 (Recommended): Minor work required to prevent a deterioration of the service provided by the asset. | 20 | 2022-05-14 | 1.9493 | 80.0507 | x | 3 | 2. Minor | 10256 | Predictive Maintenance | 182.5
1001319 | Meter Reading - Water | B (Average): Asset is sound, operationally safe and exhibits only minor deterioration. | Category 3 (Recommended): Minor work required to prevent a deterioration of the service provided by the asset. | 20 | 2016-07-22 | 7.7591 | 74.2409 | x | 3 | 2. Minor | 10256 | Predictive Maintenance | 182.5
1001320 | Air Dirt Separators | B (Average): Asset is sound, operationally safe and exhibits only minor deterioration. | Category 3 (Recommended): Minor work required to prevent a deterioration of the service provided by the asset. | 20 | 2006-07-24 | 17.755 | 64.245 | x | 3 | 4. Significant | 10257 | Predictive Maintenance | 91.25
1001321 | Pumps - General | B (Average): Asset is sound, operationally safe and exhibits only minor deterioration. | Category 3 (Recommended): Minor work required to prevent a deterioration of the service provided by the asset. | 20 | 2007-12-23 | 16.3395 | 65.6605 | x | 3 | 4. Significant | 10257 | Predictive Maintenance | 91.25
1001322 | Meter Reading - Gas | B (Average): Asset is sound, operationally safe and exhibits only minor deterioration. | Category 3 (Recommended): Minor work required to prevent a deterioration of the service provided by the asset. | 20 | 2023-01-21 | 1.2594 | 80.7406 | x | 3 | 2. Minor | 10256 | Predictive Maintenance | 182.5
1001323 | Solenoid Gas/Oil Shut-off (Safety) Valves | B (Average): Asset is sound, operationally safe and exhibits only minor deterioration. | Category 3 (Recommended): Minor work required to prevent a deterioration of the service provided by the asset. | 15 | 2019-12-28 | 4.3258 | 76.2323 | x | 3 | 5. Severe | 10256 | Predictive Maintenance | 28
1001324 | Air Dirt Separators | B (Average): Asset is sound, operationally safe and exhibits only minor deterioration. | Category 3 (Recommended): Minor work required to prevent a deterioration of the service provided by the asset. | 20 | 2008-04-02 | 16.063 | 65.937 | x | 3 | 4. Significant | 10256 | Predictive Maintenance | 91.25
1001325 | Meter Reading - Gas | B (Average): Asset is sound, operationally safe and exhibits only minor deterioration. | Category 3 (Recommended): Minor work required to prevent a deterioration of the service provided by the asset. | 20 | 2020-03-26 | 4.0821 | 79.9179 | x | 2 | 2. Minor | 10258 | Predictive Maintenance | 182.5
1001327 | Meter Reading - Water | B (Average): Asset is sound, operationally safe and exhibits only minor deterioration. | Category 3 (Recommended): Minor work required to prevent a deterioration of the service provided by the asset. | 20 | 2010-05-12 | 13.9548 | 70.0452 | x | 2 | 2. Minor | 10258 | Predictive Maintenance | 182.5
1001328 | Meter Reading - Water | B (Average): Asset is sound, operationally safe and exhibits only minor deterioration. | Category 3 (Recommended): Minor work required to prevent a deterioration of the service provided by the asset. | 20 | 2016-10-04 | 7.5565 | 76.4435 | x | 2 | 2. Minor | 10258 | Predictive Maintenance | 182.5
1001329 | Pumps - General | A (Good): Asset is as new and can be expected to perform adequately to its full normal life if maintained appropriately. | Category 4 (Normal): No work required beyond normal maintenance. | 20 | 2016-06-16 | 7.8576 | 88.1424 | x | 3 | 4. Significant | 10256 | Predictive Maintenance | 162.5
1001330 | Pressurisation Units - Chilled Water, Condenser Water and LTHW Types | A (Good): Asset is as new and can be expected to perform adequately to its full normal life if maintained appropriately. | Category 4 (Normal): No work required beyond normal maintenance. | 15 | 2019-08-01 | 4.7337 | 89.6883 | x | 3 | 4. Significant | 10256 | Predictive Maintenance | 162.5
1001331 | Pumps - General | B (Average): Asset is sound, operationally safe and exhibits only minor deterioration. | Category 3 (Recommended): Minor work required to prevent a deterioration of the service provided by the asset. | 20 | 2010-08-07 | 13.7166 | 68.2834 | x | 3 | 4. Significant | 10256 | Predictive Maintenance | 91.25
1001332 | Solenoid Gas/Oil Shut-off (Safety) Valves | B (Average): Asset is sound, operationally safe and exhibits only minor deterioration. | Category 3 (Recommended): Minor work required to prevent a deterioration of the service provided by the asset. | 15 | 2016-08-15 | 7.6934 | 73.7422 | x | 2 | 5. Severe | 10258 | Predictive Maintenance | 28
1001334 | Pumps - General | B (Average): Asset is sound, operationally safe and exhibits only minor deterioration. | Category 3 (Recommended): Minor work required to prevent a deterioration of the service provided by the asset. | 20 | 2014-11-26 | 9.4127 | 74.5873 | x | 2 | 4. Significant | 10258 | Predictive Maintenance | 91.25
1001335 | Air Dirt Separators | B (Average): Asset is sound, operationally safe and exhibits only minor deterioration. | Category 3 (Recommended): Minor work required to prevent a deterioration of the service provided by the asset. | 20 | 2020-03-09 | 4.1287 | 79.8713 | x | 2 | 4. Significant | 10258 | Predictive Maintenance | 91.25
1001336 | Pumps - General | B (Average): Asset is sound, operationally safe and exhibits only minor deterioration. | Category 3 (Recommended): Minor work required to prevent a deterioration of the service provided by the asset. | 20 | 2011-05-13 | 12.9528 | 71.0472 | x | 2 | 4. Significant | 10258 | Predictive Maintenance | 91.25
1001337 | Pumps - General | B (Average): Asset is sound, operationally safe and exhibits only minor deterioration. | Category 3 (Recommended): Minor work required to prevent a deterioration of the service provided by the asset. | 20 | 2014-01-04 | 10.3053 | 73.6947 | x | 2 | 4. Significant | 10258 | Predictive Maintenance | 91.25
1001338 | Pumps - General | B (Average): Asset is sound, operationally safe and exhibits only minor deterioration. | Category 3 (Recommended): Minor work required to prevent a deterioration of the service provided by the asset. | 20 | 2010-04-28 | 13.9932 | 68.0068 | x | 3 | 4. Significant | 10256 | Predictive Maintenance | 91.25
1001339 | Pumps - General | B (Average): Asset is sound, operationally safe and exhibits only minor deterioration. | Category 3 (Recommended): Minor work required to prevent a deterioration of the service provided by the asset. | 20 | 2016-08-26 | 7.6632 | 74.3368 | x | 3 | 4. Significant | 10256 | Predictive Maintenance | 91.25
1001340 | Pumps - General | B (Average): Asset is sound, operationally safe and exhibits only minor deterioration. | Category 3 (Recommended): Minor work required to prevent a deterioration of the service provided by the asset. | 20 | 2005-05-13 | 18.9514 | 65.0486 | x | 2 | 4. Significant | 10258 | Predictive Maintenance | 91.25
1001341 | Pumps - General | B (Average): Asset is sound, operationally safe and exhibits only minor deterioration. | Category 3 (Recommended): Minor work required to prevent a deterioration of the service provided by the asset. | 20 | 2012-03-02 | 12.1478 | 73.8522 | x | 1 | 4. Significant | 10259 | Predictive Maintenance | 91.25
1001342 | Solenoid Gas/Oil Shut-off (Safety) Valves | B (Average): Asset is sound, operationally safe and exhibits only minor deterioration. | Category 3 (Recommended): Minor work required to prevent a deterioration of the service provided by the asset. | 15 | 2010-08-05 | 13.7221 | 67.7039 | x | 1 | 5. Severe | 10259 | Predictive Maintenance | 28
1001343 | Secondary Hot Water Circulating Pumps | B (Average): Asset is sound, operationally safe and exhibits only minor deterioration. | Category 3 (Recommended): Minor work required to prevent a deterioration of the service provided by the asset. | 20 | 2008-10-31 | 15.4825 | 68.5175 | x | 2 | 3. Moderate | 10260 | Predictive Maintenance | 91.25
1001345 | Pressurisation Units - Chilled Water, Condenser Water and LTHW Types | A (Good): Asset is as new and can be expected to perform adequately to its full normal life if maintained appropriately. | Category 4 (Normal): No work required beyond normal maintenance. | 15 | 2015-12-25 | 8.334 | 88.888 | x | 1 | 4. Significant | 10259 | Predictive Maintenance | 162.5
1001346 | Pumps - General | B (Average): Asset is sound, operationally safe and exhibits only minor deterioration. | Category 3 (Recommended): Minor work required to prevent a deterioration of the service provided by the asset. | 20 | 2007-02-10 | 17.2047 | 68.7953 | x | 1 | 4. Significant | 10259 | Predictive Maintenance | 91.25
1001347 | Pumps - General | B (Average): Asset is sound, operationally safe and exhibits only minor deterioration. | Category 3 (Recommended): Minor work required to prevent a deterioration of the service provided by the asset. | 20 | 2023-08-28 | 0.65982 | 85.3402 | x | 1 | 4. Significant | 10259 | Predictive Maintenance | 91.25
1001348 | Secondary Hot Water Circulating Pumps | B (Average): Asset is sound, operationally safe and exhibits only minor deterioration. | Category 3 (Recommended): Minor work required to prevent a deterioration of the service provided by the asset. | 20 | 2004-02-19 | 20.1807 | 61.8193 | x | 3 | 3. Moderate | 10257 | Predictive Maintenance | 91.25
1001349 | Pumps - General | B (Average): Asset is sound, operationally safe and exhibits only minor deterioration. | Category 3 (Recommended): Minor work required to prevent a deterioration of the service provided by the asset. | 20 | 2010-06-21 | 13.8453 | 68.1547 | x | 3 | 4. Significant | 10257 | Predictive Maintenance | 91.25
1001350 | Pumps - General | B (Average): Asset is sound, operationally safe and exhibits only minor deterioration. | Category 3 (Recommended): Minor work required to prevent a deterioration of the service provided by the asset. | 20 | 2008-02-28 | 16.1561 | 65.8439 | x | 3 | 4. Significant | 10256 | Predictive Maintenance | 91.25
1001351 | Pumps - General | B (Average): Asset is sound, operationally safe and exhibits only minor deterioration. | Category 3 (Recommended): Minor work required to prevent a deterioration of the service provided by the asset. | 20 | 2020-04-08 | 4.0465 | 77.9535 | x | 3 | 4. Significant | 10256 | Predictive Maintenance | 91.25
1001352 | Pumps - General | B (Average): Asset is sound, operationally safe and exhibits only minor deterioration. | Category 3 (Recommended): Minor work required to prevent a deterioration of the service provided by the asset. | 20 | 2020-02-24 | 4.167 | 77.833 | x | 3 | 4. Significant | 10256 | Predictive Maintenance | 91.25
1001354 | Cold Water Storage Tanks and Cisterns | B (Average): Asset is sound, operationally safe and exhibits only minor deterioration. | Category 3 (Recommended): Minor work required to prevent a deterioration of the service provided by the asset. | 25 | 1999-04-01 | 25.0678 | 57.9458 | x | 5 | 4. Significant | 10261 | Predictive Maintenance | 91.25
1001355 | Hot Water Calorifiers - Heated by LTHW | B (Average): Asset is sound, operationally safe and exhibits only minor deterioration. | Category 3 (Recommended): Minor work required to prevent a deterioration of the service provided by the asset. | 20 | 2007-03-13 | 17.1198 | 68.8802 | x | 1 | 4. Significant | 10252 | Predictive Maintenance | 91.25
1001358 | Ventilating Fans - General | B (Average): Asset is sound, operationally safe and exhibits only minor deterioration. | Category 3 (Recommended): Minor work required to prevent a deterioration of the service provided by the asset. | 20 | 2013-12-13 | 10.3655 | 67.6345 | x | 5 | 2. Minor | 10217 | Predictive Maintenance | 182.5
1001359 | Ventilating Fans - General | B (Average): Asset is sound, operationally safe and exhibits only minor deterioration. | Category 3 (Recommended): Minor work required to prevent a deterioration of the service provided by the asset. | 20 | 2023-09-06 | 0.63518 | 77.3648 | x | 5 | 2. Minor | 10217 | Predictive Maintenance | 182.5
1001360 | Ventilating Fans - General | B (Average): Asset is sound, operationally safe and exhibits only minor deterioration. | Category 3 (Recommended): Minor work required to prevent a deterioration of the service provided by the asset. | 20 | 2014-02-08 | 10.2094 | 67.7906 | x | 5 | 2. Minor | 10217 | Predictive Maintenance | 182.5
1001361 | Fixed Access Ladders and Stairs | B (Average): Asset is sound, operationally safe and exhibits only minor deterioration. | Category 3 (Recommended): Minor work required to prevent a deterioration of the service provided by the asset. | 20 | 2019-12-08 | 4.3806 | 79.6194 | x | 2 | 3. Moderate | 10262 | Predictive Maintenance | 91.25
1001362 | Solenoid Gas/Oil Shut-off (Safety) Valves | B (Average): Asset is sound, operationally safe and exhibits only minor deterioration. | Category 3 (Recommended): Minor work required to prevent a deterioration of the service provided by the asset. | 15 | 2011-09-15 | 12.6105 | 69.1859 | x | 1 | 5. Severe | 10252 | Predictive Maintenance | 28
1001364 | Ventilating Fans - General | B (Average): Asset is sound, operationally safe and exhibits only minor deterioration. | Category 3 (Recommended): Minor work required to prevent a deterioration of the service provided by the asset. | 20 | 2021-12-26 | 2.3299 | 77.6701 | x | 4 | 2. Minor | 10264 | Predictive Maintenance | 182.5
1001365 | Ventilating Fans - General | B (Average): Asset is sound, operationally safe and exhibits only minor deterioration. | Category 3 (Recommended): Minor work required to prevent a deterioration of the service provided by the asset. | 20 | 2019-10-13 | 4.5339 | 75.4661 | x | 4 | 2. Minor | 10264 | Predictive Maintenance | 182.5
1001368 | Pumps - General | C (Poor): Asset is operational but major repair or replacement will be needed. | Category 4 (Normal): No work required beyond normal maintenance. | 20 | 2014-11-24 | 9.4182 | 63.5818 | x | 4 | 4. Significant | 10219 | Predictive Maintenance | 162.5
1001369 | Pumps - General | C (Poor): Asset is operational but major repair or replacement will be needed. | Category 4 (Normal): No work required beyond normal maintenance. | 20 | 2017-03-02 | 7.1485 | 65.8515 | x | 4 | 4. Significant | 10219 | Predictive Maintenance | 162.5
1001372 | Pumps - General | B (Average): Asset is sound, operationally safe and exhibits only minor deterioration. | Category 3 (Recommended): Minor work required to prevent a deterioration of the service provided by the asset. | 20 | 2012-07-25 | 11.7509 | 70.2491 | x | 3 | 4. Significant | 10267 | Predictive Maintenance | 91.25
1001374 | Pumps - General | B (Average): Asset is sound, operationally safe and exhibits only minor deterioration. | Category 3 (Recommended): Minor work required to prevent a deterioration of the service provided by the asset. | 20 | 2016-10-21 | 7.5099 | 70.4901 | x | 5 | 4. Significant | 10217 | Predictive Maintenance | 91.25
1001375 | Roof and Canopy Fall Protection Systems | B (Average): Asset is sound, operationally safe and exhibits only minor deterioration. | Category 3 (Recommended): Minor work required to prevent a deterioration of the service provided by the asset. | 15 | 2011-07-17 | 12.7748 | 60.9669 | x | 5 | 5. Severe | 10063 | Predictive Maintenance | 28
1001376 | Pumps - General | B (Average): Asset is sound, operationally safe and exhibits only minor deterioration. | Category 3 (Recommended): Minor work required to prevent a deterioration of the service provided by the asset. | 20 | 2020-03-21 | 4.0958 | 73.9042 | x | 5 | 4. Significant | 10208 | Predictive Maintenance | 91.25
1001377 | Pumps - General | B (Average): Asset is sound, operationally safe and exhibits only minor deterioration. | Category 3 (Recommended): Minor work required to prevent a deterioration of the service provided by the asset. | 20 | 2010-04-26 | 13.9986 | 64.0014 | x | 5 | 4. Significant | 10268 | Predictive Maintenance | 91.25
1001379 | Pumps - General | B (Average): Asset is sound, operationally safe and exhibits only minor deterioration. | Category 3 (Recommended): Minor work required to prevent a deterioration of the service provided by the asset. | 20 | 2012-05-05 | 11.9726 | 66.0274 | x | 5 | 4. Significant | 10268 | Predictive Maintenance | 91.25
1001380 | Pumps - General | B (Average): Asset is sound, operationally safe and exhibits only minor deterioration. | Category 3 (Recommended): Minor work required to prevent a deterioration of the service provided by the asset. | 20 | 2008-10-14 | 15.5291 | 62.4709 | x | 5 | 4. Significant | 10268 | Predictive Maintenance | 91.25
1001381 | Air Dirt Separators | B (Average): Asset is sound, operationally safe and exhibits only minor deterioration. | Category 3 (Recommended): Minor work required to prevent a deterioration of the service provided by the asset. | 20 | 2005-08-02 | 18.7296 | 59.2704 | x | 5 | 4. Significant | 10268 | Predictive Maintenance | 91.25
1001382 | Meter Reading - Gas | B (Average): Asset is sound, operationally safe and exhibits only minor deterioration. | Category 3 (Recommended): Minor work required to prevent a deterioration of the service provided by the asset. | 20 | 2022-12-15 | 1.3607 | 76.6393 | x | 5 | 2. Minor | 10268 | Predictive Maintenance | 182.5
1001383 | Solenoid Gas/Oil Shut-off (Safety) Valves | B (Average): Asset is sound, operationally safe and exhibits only minor deterioration. | Category 3 (Recommended): Minor work required to prevent a deterioration of the service provided by the asset. | 15 | 2021-01-21 | 3.258 | 73.6559 | x | 5 | 5. Severe | 10268 | Predictive Maintenance | 28
1001384 | Pumps - General | B (Average): Asset is sound, operationally safe and exhibits only minor deterioration. | Category 3 (Recommended): Minor work required to prevent a deterioration of the service provided by the asset. | 20 | 2005-08-24 | 18.6694 | 63.3306 | x | 3 | 4. Significant | 10269 | Predictive Maintenance | 91.25
1001385 | Pumps - General | B (Average): Asset is sound, operationally safe and exhibits only minor deterioration. | Category 3 (Recommended): Minor work required to prevent a deterioration of the service provided by the asset. | 20 | 2007-08-03 | 16.7283 | 65.2717 | x | 3 | 4. Significant | 10269 | Predictive Maintenance | 91.25
1001386 | Meter Reading - Water | B (Average): Asset is sound, operationally safe and exhibits only minor deterioration. | Category 3 (Recommended): Minor work required to prevent a deterioration of the service provided by the asset. | 20 | 2014-06-29 | 9.8234 | 68.1766 | x | 5 | 2. Minor | 10270 | Predictive Maintenance | 182.5
1001387 | Meter Reading - Water | B (Average): Asset is sound, operationally safe and exhibits only minor deterioration. | Category 3 (Recommended): Minor work required to prevent a deterioration of the service provided by the asset. | 20 | 2013-03-02 | 11.1485 | 66.8515 | x | 5 | 2. Minor | 10270 | Predictive Maintenance | 182.5
1001388 | Pumps - General | B (Average): Asset is sound, operationally safe and exhibits only minor deterioration. | Category 3 (Recommended): Minor work required to prevent a deterioration of the service provided by the asset. | 20 | 2012-08-24 | 11.6687 | 66.3313 | x | 5 | 4. Significant | 10270 | Predictive Maintenance | 91.25
1001389 | Secondary Hot Water Circulating Pumps | B (Average): Asset is sound, operationally safe and exhibits only minor deterioration. | Category 3 (Recommended): Minor work required to prevent a deterioration of the service provided by the asset. | 20 | 2011-02-20 | 13.1773 | 64.8227 | x | 5 | 3. Moderate | 10270 | Predictive Maintenance | 91.25
1001392 | Meter Reading - Gas | B (Average): Asset is sound, operationally safe and exhibits only minor deterioration. | Category 3 (Recommended): Minor work required to prevent a deterioration of the service provided by the asset. | 20 | 2018-04-29 | 5.9904 | 72.0096 | x | 5 | 2. Minor | 10270 | Predictive Maintenance | 182.5
1001394 | Solenoid Gas/Oil Shut-off (Safety) Valves | B (Average): Asset is sound, operationally safe and exhibits only minor deterioration. | Category 3 (Recommended): Minor work required to prevent a deterioration of the service provided by the asset. | 15 | 2023-02-18 | 1.1828 | 76.423 | x | 5 | 5. Severe | 10270 | Predictive Maintenance | 28
1001395 | Pumps - General | B (Average): Asset is sound, operationally safe and exhibits only minor deterioration. | Category 3 (Recommended): Minor work required to prevent a deterioration of the service provided by the asset. | 20 | 2016-04-12 | 8.0356 | 69.9644 | x | 5 | 4. Significant | 10270 | Predictive Maintenance | 91.25
1001397 | Water Booster Pumps | B (Average): Asset is sound, operationally safe and exhibits only minor deterioration. | Category 3 (Recommended): Minor work required to prevent a deterioration of the service provided by the asset. | 15 | 2013-04-13 | 11.0335 | 65.2886 | x | 4 | 4. Significant | 10272 | Predictive Maintenance | 91.25
1001398 | Ventilating Fans - General | B (Average): Asset is sound, operationally safe and exhibits only minor deterioration. | Category 3 (Recommended): Minor work required to prevent a deterioration of the service provided by the asset. | 20 | 2018-11-30 | 5.4018 | 72.5982 | x | 5 | 2. Minor | 10273 | Predictive Maintenance | 182.5
1001401 | Pumps - General | B (Average): Asset is sound, operationally safe and exhibits only minor deterioration. | Category 3 (Recommended): Minor work required to prevent a deterioration of the service provided by the asset. | 20 | 2022-05-06 | 1.9713 | 76.0287 | x | 5 | 4. Significant | 10270 | Predictive Maintenance | 91.25
1001402 | Pumps - General | B (Average): Asset is sound, operationally safe and exhibits only minor deterioration. | Category 3 (Recommended): Minor work required to prevent a deterioration of the service provided by the asset. | 20 | 2006-07-21 | 17.7632 | 60.2368 | x | 5 | 4. Significant | 10270 | Predictive Maintenance | 91.25
1001403 | Pumps - General | B (Average): Asset is sound, operationally safe and exhibits only minor deterioration. | Category 3 (Recommended): Minor work required to prevent a deterioration of the service provided by the asset. | 20 | 2022-07-21 | 1.7632 | 76.2368 | x | 5 | 4. Significant | 10270 | Predictive Maintenance | 91.25
1001404 | Pumps - General | B (Average): Asset is sound, operationally safe and exhibits only minor deterioration. | Category 3 (Recommended): Minor work required to prevent a deterioration of the service provided by the asset. | 20 | 2007-06-10 | 16.8761 | 61.1239 | x | 5 | 4. Significant | 10270 | Predictive Maintenance | 91.25
1001406 | Pumps - General | B (Average): Asset is sound, operationally safe and exhibits only minor deterioration. | Category 3 (Recommended): Minor work required to prevent a deterioration of the service provided by the asset. | 20 | 2013-11-06 | 10.4668 | 67.5332 | x | 5 | 4. Significant | 10270 | Predictive Maintenance | 91.25
1001407 | Pumps - General | B (Average): Asset is sound, operationally safe and exhibits only minor deterioration. | Category 3 (Recommended): Minor work required to prevent a deterioration of the service provided by the asset. | 20 | 2017-05-21 | 6.9295 | 71.0705 | x | 5 | 4. Significant | 10270 | Predictive Maintenance | 91.25
1001408 | Pumps - General | B (Average): Asset is sound, operationally safe and exhibits only minor deterioration. | Category 3 (Recommended): Minor work required to prevent a deterioration of the service provided by the asset. | 20 | 2010-02-01 | 14.2286 | 63.7714 | x | 5 | 4. Significant | 10268 | Predictive Maintenance | 91.25
1001409 | Meter Reading - Water | B (Average): Asset is sound, operationally safe and exhibits only minor deterioration. | Category 3 (Recommended): Minor work required to prevent a deterioration of the service provided by the asset. | 20 | 2022-01-18 | 2.2669 | 75.7331 | x | 5 | 2. Minor | 10268 | Predictive Maintenance | 182.5
1001410 | Meter Reading - Water | B (Average): Asset is sound, operationally safe and exhibits only minor deterioration. | Category 3 (Recommended): Minor work required to prevent a deterioration of the service provided by the asset. | 20 | 2019-05-26 | 4.9172 | 73.0828 | x | 5 | 2. Minor | 10268 | Predictive Maintenance | 182.5
1001411 | Meter Reading - Water | B (Average): Asset is sound, operationally safe and exhibits only minor deterioration. | Category 3 (Recommended): Minor work required to prevent a deterioration of the service provided by the asset. | 20 | 2022-12-18 | 1.3525 | 76.6475 | x | 5 | 2. Minor | 10268 | Predictive Maintenance | 182.5
1001413 | Pumps - General | B (Average): Asset is sound, operationally safe and exhibits only minor deterioration. | Category 3 (Recommended): Minor work required to prevent a deterioration of the service provided by the asset. | 20 | 2018-11-13 | 5.4483 | 72.5517 | x | 5 | 4. Significant | 10268 | Predictive Maintenance | 91.25
1001414 | Pumps - General | B (Average): Asset is sound, operationally safe and exhibits only minor deterioration. | Category 3 (Recommended): Minor work required to prevent a deterioration of the service provided by the asset. | 20 | 2014-06-09 | 9.8782 | 68.1218 | x | 5 | 4. Significant | 10268 | Predictive Maintenance | 91.25
1001415 | Pumps - General | B (Average): Asset is sound, operationally safe and exhibits only minor deterioration. | Category 3 (Recommended): Minor work required to prevent a deterioration of the service provided by the asset. | 20 | 2016-05-09 | 7.9617 | 70.0383 | x | 5 | 4. Significant | 10268 | Predictive Maintenance | 91.25
1001416 | Room Air Conditioners | B (Average): Asset is sound, operationally safe and exhibits only minor deterioration. | Category 3 (Recommended): Minor work required to prevent a deterioration of the service provided by the asset. | 15 | 2014-08-31 | 9.6509 | 69.1321 | x | 3 | 3. Moderate | 10039 | Predictive Maintenance | 91.25
1001417 | Room Air Conditioners | B (Average): Asset is sound, operationally safe and exhibits only minor deterioration. | Category 3 (Recommended): Minor work required to prevent a deterioration of the service provided by the asset. | 15 | 2019-03-27 | 5.0815 | 75.2247 | x | 3 | 3. Moderate | 10039 | Predictive Maintenance | 91.25
1001418 | Room Air Conditioners | B (Average): Asset is sound, operationally safe and exhibits only minor deterioration. | Category 3 (Recommended): Minor work required to prevent a deterioration of the service provided by the asset. | 15 | 2023-10-16 | 0.52567 | 81.2991 | x | 3 | 3. Moderate | 10039 | Predictive Maintenance | 91.25
1001419 | Room Air Conditioners | B (Average): Asset is sound, operationally safe and exhibits only minor deterioration. | Category 3 (Recommended): Minor work required to prevent a deterioration of the service provided by the asset. | 15 | 2018-02-17 | 6.1848 | 73.7536 | x | 3 | 3. Moderate | 10039 | Predictive Maintenance | 91.25
1001421 | Ducting - Volume Control Dampers and Fire/Smoke Dampers | B (Average): Asset is sound, operationally safe and exhibits only minor deterioration. | Category 3 (Recommended): Minor work required to prevent a deterioration of the service provided by the asset. | 15 | 2011-12-15 | 12.3614 | 69.5181 | x | 1 | 5. Severe | 10243 | Predictive Maintenance | 28
1001422 | Trace Heating - Electrical | B (Average): Asset is sound, operationally safe and exhibits only minor deterioration. | Category 3 (Recommended): Minor work required to prevent a deterioration of the service provided by the asset. | 20 | 2005-03-16 | 19.1102 | 62.8898 | x | 3 | 4. Significant | 10039 | Predictive Maintenance | 91.25
1001423 | Trace Heating - Electrical | B (Average): Asset is sound, operationally safe and exhibits only minor deterioration. | Category 3 (Recommended): Minor work required to prevent a deterioration of the service provided by the asset. | 20 | 2019-07-23 | 4.7584 | 77.2416 | x | 3 | 4. Significant | 10039 | Predictive Maintenance | 91.25
1001424 | Laboratory Fume Cupboard | B (Average): Asset is sound, operationally safe and exhibits only minor deterioration. | Category 3 (Recommended): Minor work required to prevent a deterioration of the service provided by the asset. | 15 | 2023-10-03 | 0.56126 | 81.2517 | x | 3 | 4. Significant | 10039 | Predictive Maintenance | 91.25
1001425 | Ventilating Fans - General | B (Average): Asset is sound, operationally safe and exhibits only minor deterioration. | Category 3 (Recommended): Minor work required to prevent a deterioration of the service provided by the asset. | 20 | 2005-09-17 | 18.6037 | 63.3963 | x | 3 | 2. Minor | 10039 | Predictive Maintenance | 182.5
1001427 | Emergency eye wash station (Plumbed System) | B (Average): Asset is sound, operationally safe and exhibits only minor deterioration. | Category 3 (Recommended): Minor work required to prevent a deterioration of the service provided by the asset. | 10 | 2018-10-14 | 5.5305 | 70.9391 | x | 3 | 3. Moderate | 10274 | Predictive Maintenance | 91.25
1001428 | Emergency Drench Showers (Plumbed System) | B (Average): Asset is sound, operationally safe and exhibits only minor deterioration. | Category 3 (Recommended): Minor work required to prevent a deterioration of the service provided by the asset. | 30 | 2000-06-18 | 23.8522 | 66.0986 | x | 3 | 4. Significant | 10275 | Predictive Maintenance | 91.25
1001429 | Emergency eye wash station (Plumbed System) | B (Average): Asset is sound, operationally safe and exhibits only minor deterioration. | Category 3 (Recommended): Minor work required to prevent a deterioration of the service provided by the asset. | 10 | 2019-02-07 | 5.2129 | 71.5743 | x | 3 | 3. Moderate | 10276 | Predictive Maintenance | 91.25
1001430 | Ducting - Volume Control Dampers and Fire/Smoke Dampers | B (Average): Asset is sound, operationally safe and exhibits only minor deterioration. | Category 3 (Recommended): Minor work required to prevent a deterioration of the service provided by the asset. | 15 | 2015-11-29 | 8.4052 | 74.7931 | x | 1 | 5. Severe | 10243 | Predictive Maintenance | 28
1001431 | Ducting - Volume Control Dampers and Fire/Smoke Dampers | B (Average): Asset is sound, operationally safe and exhibits only minor deterioration. | Category 3 (Recommended): Minor work required to prevent a deterioration of the service provided by the asset. | 15 | 2011-03-18 | 13.1061 | 68.5252 | x | 1 | 5. Severe | 10243 | Predictive Maintenance | 28
1001432 | Ducting - Volume Control Dampers and Fire/Smoke Dampers | B (Average): Asset is sound, operationally safe and exhibits only minor deterioration. | Category 3 (Recommended): Minor work required to prevent a deterioration of the service provided by the asset. | 15 | 2011-01-13 | 13.2813 | 68.2916 | x | 1 | 5. Severe | 10243 | Predictive Maintenance | 28
1001433 | Ducting - Volume Control Dampers and Fire/Smoke Dampers | B (Average): Asset is sound, operationally safe and exhibits only minor deterioration. | Category 3 (Recommended): Minor work required to prevent a deterioration of the service provided by the asset. | 15 | 2016-06-01 | 7.8987 | 75.4684 | x | 1 | 5. Severe | 10243 | Predictive Maintenance | 28
1001434 | Ducting - Volume Control Dampers and Fire/Smoke Dampers | B (Average): Asset is sound, operationally safe and exhibits only minor deterioration. | Category 3 (Recommended): Minor work required to prevent a deterioration of the service provided by the asset. | 15 | 2021-05-12 | 2.9541 | 82.0611 | x | 1 | 5. Severe | 10243 | Predictive Maintenance | 28
1001435 | Ventilating Fans - General | B (Average): Asset is sound, operationally safe and exhibits only minor deterioration. | Category 3 (Recommended): Minor work required to prevent a deterioration of the service provided by the asset. | 20 | 2009-11-07 | 14.4641 | 67.5359 | x | 3 | 2. Minor | 10039 | Predictive Maintenance | 182.5
1001436 | Ventilating Fans - General | B (Average): Asset is sound, operationally safe and exhibits only minor deterioration. | Category 3 (Recommended): Minor work required to prevent a deterioration of the service provided by the asset. | 20 | 2011-11-03 | 12.4764 | 69.5236 | x | 3 | 2. Minor | 10039 | Predictive Maintenance | 182.5
1001437 | Packaged Chiller Units | B (Average): Asset is sound, operationally safe and exhibits only minor deterioration. | Category 3 (Recommended): Minor work required to prevent a deterioration of the service provided by the asset. | 20 | 2021-07-26 | 2.7488 | 79.2512 | x | 3 | 4. Significant | 10039 | Predictive Maintenance | 91.25
1001438 | Packaged Chiller Units | B (Average): Asset is sound, operationally safe and exhibits only minor deterioration. | Category 3 (Recommended): Minor work required to prevent a deterioration of the service provided by the asset. | 20 | 2008-01-02 | 16.3121 | 65.6879 | x | 3 | 4. Significant | 10039 | Predictive Maintenance | 91.25
1001439 | Packaged Chiller Units | B (Average): Asset is sound, operationally safe and exhibits only minor deterioration. | Category 3 (Recommended): Minor work required to prevent a deterioration of the service provided by the asset. | 20 | 2014-05-01 | 9.9849 | 72.0151 | x | 3 | 4. Significant | 10277 | Predictive Maintenance | 91.25
1001441 | Packaged Chiller Units | B (Average): Asset is sound, operationally safe and exhibits only minor deterioration. | Category 3 (Recommended): Minor work required to prevent a deterioration of the service provided by the asset. | 20 | 2005-05-10 | 18.9596 | 63.0404 | x | 3 | 4. Significant | 10039 | Predictive Maintenance | 91.25
1001442 | Packaged Chiller Units | B (Average): Asset is sound, operationally safe and exhibits only minor deterioration. | Category 3 (Recommended): Minor work required to prevent a deterioration of the service provided by the asset. | 20 | 2006-12-10 | 17.3744 | 64.6256 | x | 3 | 4. Significant | 10039 | Predictive Maintenance | 91.25
1001443 | Packaged Chiller Units | A (Good): Asset is as new and can be expected to perform adequately to its full normal life if maintained appropriately. | Category 4 (Normal): No work required beyond normal maintenance. | 20 | 2006-06-18 | 17.8535 | 78.1465 | x | 3 | 4. Significant | 10039 | Predictive Maintenance | 162.5
1001444 | Room Air Conditioners | B (Average): Asset is sound, operationally safe and exhibits only minor deterioration. | Category 3 (Recommended): Minor work required to prevent a deterioration of the service provided by the asset. | 15 | 2010-07-31 | 13.7358 | 63.6856 | x | 3 | 3. Moderate | 10039 | Predictive Maintenance | 91.25
1001445 | Room Air Conditioners | B (Average): Asset is sound, operationally safe and exhibits only minor deterioration. | Category 3 (Recommended): Minor work required to prevent a deterioration of the service provided by the asset. | 15 | 2018-04-13 | 6.0342 | 73.9544 | x | 3 | 3. Moderate | 10039 | Predictive Maintenance | 91.25
1001446 | Room Air Conditioners | B (Average): Asset is sound, operationally safe and exhibits only minor deterioration. | Category 3 (Recommended): Minor work required to prevent a deterioration of the service provided by the asset. | 15 | 2017-12-23 | 6.3381 | 73.5492 | x | 3 | 3. Moderate | 10039 | Predictive Maintenance | 91.25
1001447 | Pumps - General | B (Average): Asset is sound, operationally safe and exhibits only minor deterioration. | Category 3 (Recommended): Minor work required to prevent a deterioration of the service provided by the asset. | 20 | 2006-07-23 | 17.7577 | 64.2423 | x | 3 | 4. Significant | 10269 | Predictive Maintenance | 91.25
1001448 | Pumps - General | B (Average): Asset is sound, operationally safe and exhibits only minor deterioration. | Category 3 (Recommended): Minor work required to prevent a deterioration of the service provided by the asset. | 20 | 2004-07-26 | 19.7481 | 62.2519 | x | 3 | 4. Significant | 10269 | Predictive Maintenance | 91.25
1001450 | Room Air Conditioners | B (Average): Asset is sound, operationally safe and exhibits only minor deterioration. | Category 3 (Recommended): Minor work required to prevent a deterioration of the service provided by the asset. | 15 | 2015-02-15 | 9.191 | 69.7454 | x | 3 | 3. Moderate | 10039 | Predictive Maintenance | 91.25
1001451 | Room Air Conditioners | B (Average): Asset is sound, operationally safe and exhibits only minor deterioration. | Category 3 (Recommended): Minor work required to prevent a deterioration of the service provided by the asset. | 15 | 2019-05-01 | 4.9856 | 75.3525 | x | 3 | 3. Moderate | 10039 | Predictive Maintenance | 91.25
1001452 | Room Air Conditioners | B (Average): Asset is sound, operationally safe and exhibits only minor deterioration. | Category 3 (Recommended): Minor work required to prevent a deterioration of the service provided by the asset. | 15 | 2017-07-05 | 6.8063 | 72.9249 | x | 3 | 3. Moderate | 10039 | Predictive Maintenance | 91.25
1001453 | Air Dirt Separators | B (Average): Asset is sound, operationally safe and exhibits only minor deterioration. | Category 3 (Recommended): Minor work required to prevent a deterioration of the service provided by the asset. | 20 | 2006-03-01 | 18.152 | 63.848 | x | 3 | 4. Significant | 10269 | Predictive Maintenance | 91.25
1001457 | Pumps - General | B (Average): Asset is sound, operationally safe and exhibits only minor deterioration. | Category 3 (Recommended): Minor work required to prevent a deterioration of the service provided by the asset. | 20 | 2019-07-01 | 4.8186 | 77.1814 | x | 3 | 4. Significant | 10269 | Predictive Maintenance | 91.25
1001458 | Pumps - General | B (Average): Asset is sound, operationally safe and exhibits only minor deterioration. | Category 3 (Recommended): Minor work required to prevent a deterioration of the service provided by the asset. | 20 | 2021-12-04 | 2.3901 | 79.6099 | x | 3 | 4. Significant | 10269 | Predictive Maintenance | 91.25
1001459 | Pumps - General | B (Average): Asset is sound, operationally safe and exhibits only minor deterioration. | Category 3 (Recommended): Minor work required to prevent a deterioration of the service provided by the asset. | 20 | 2011-02-10 | 13.2047 | 68.7953 | x | 3 | 4. Significant | 10269 | Predictive Maintenance | 91.25
1001460 | Pumps - General | B (Average): Asset is sound, operationally safe and exhibits only minor deterioration. | Category 3 (Recommended): Minor work required to prevent a deterioration of the service provided by the asset. | 20 | 2008-06-27 | 15.8275 | 62.1725 | x | 5 | 4. Significant | 10270 | Predictive Maintenance | 91.25
1001461 | Pumps - General | B (Average): Asset is sound, operationally safe and exhibits only minor deterioration. | Category 3 (Recommended): Minor work required to prevent a deterioration of the service provided by the asset. | 20 | 2009-02-23 | 15.1677 | 62.8323 | x | 5 | 4. Significant | 10270 | Predictive Maintenance | 91.25
1001462 | Pumps - General | B (Average): Asset is sound, operationally safe and exhibits only minor deterioration. | Category 3 (Recommended): Minor work required to prevent a deterioration of the service provided by the asset. | 20 | 2011-12-29 | 12.3231 | 65.6769 | x | 5 | 4. Significant | 10270 | Predictive Maintenance | 91.25
1001463 | Meter Reading - Gas | B (Average): Asset is sound, operationally safe and exhibits only minor deterioration. | Category 3 (Recommended): Minor work required to prevent a deterioration of the service provided by the asset. | 20 | 2011-12-18 | 12.3532 | 65.6468 | x | 5 | 2. Minor | 10270 | Predictive Maintenance | 182.5
1001464 | Pumps - General | B (Average): Asset is sound, operationally safe and exhibits only minor deterioration. | Category 3 (Recommended): Minor work required to prevent a deterioration of the service provided by the asset. | 20 | 2015-05-07 | 8.9692 | 69.0308 | x | 5 | 4. Significant | 10268 | Predictive Maintenance | 91.25
1001465 | Pumps - General | B (Average): Asset is sound, operationally safe and exhibits only minor deterioration. | Category 3 (Recommended): Minor work required to prevent a deterioration of the service provided by the asset. | 20 | 2019-02-21 | 5.1745 | 72.8255 | x | 5 | 4. Significant | 10268 | Predictive Maintenance | 91.25
1001466 | Pumps - General | B (Average): Asset is sound, operationally safe and exhibits only minor deterioration. | Category 3 (Recommended): Minor work required to prevent a deterioration of the service provided by the asset. | 20 | 2010-09-15 | 13.6099 | 68.3901 | x | 3 | 4. Significant | 10280 | Predictive Maintenance | 91.25
1001467 | Solenoid Gas/Oil Shut-off (Safety) Valves | B (Average): Asset is sound, operationally safe and exhibits only minor deterioration. | Category 3 (Recommended): Minor work required to prevent a deterioration of the service provided by the asset. | 15 | 2021-07-02 | 2.8145 | 78.2473 | x | 3 | 5. Severe | 10269 | Predictive Maintenance | 28
1001468 | Fixed Access Ladders and Stairs | B (Average): Asset is sound, operationally safe and exhibits only minor deterioration. | Category 3 (Recommended): Minor work required to prevent a deterioration of the service provided by the asset. | 20 | 2006-05-04 | 17.9767 | 66.0233 | x | 2 | 3. Moderate | 10281 | Predictive Maintenance | 91.25
1001469 | Fixed Access Ladders and Stairs | B (Average): Asset is sound, operationally safe and exhibits only minor deterioration. | Category 3 (Recommended): Minor work required to prevent a deterioration of the service provided by the asset. | 20 | 2007-10-16 | 16.5257 | 69.4743 | x | 1 | 3. Moderate | 10282 | Predictive Maintenance | 91.25
1001470 | Meter Reading - Gas | B (Average): Asset is sound, operationally safe and exhibits only minor deterioration. | Category 3 (Recommended): Minor work required to prevent a deterioration of the service provided by the asset. | 20 | 2018-03-23 | 6.0917 | 75.9083 | x | 3 | 2. Minor | 10269 | Predictive Maintenance | 182.5
1001471 | Gas Safety Shut-off Valve (GSSV) | B (Average): Asset is sound, operationally safe and exhibits only minor deterioration. | Category 3 (Recommended): Minor work required to prevent a deterioration of the service provided by the asset. | 15 | 2010-10-17 | 13.5222 | 59.9703 | x | 5 | 5. Severe | 10283 | Predictive Maintenance | 28
1001472 | Room Air Conditioners | B (Average): Asset is sound, operationally safe and exhibits only minor deterioration. | Category 3 (Recommended): Minor work required to prevent a deterioration of the service provided by the asset. | 15 | 2021-11-02 | 2.4778 | 80.6963 | x | 2 | 3. Moderate | 10284 | Predictive Maintenance | 91.25
1001473 | Room Air Conditioners | B (Average): Asset is sound, operationally safe and exhibits only minor deterioration. | Category 3 (Recommended): Minor work required to prevent a deterioration of the service provided by the asset. | 15 | 2021-01-24 | 3.2498 | 79.6669 | x | 2 | 3. Moderate | 10284 | Predictive Maintenance | 91.25
1001474 | Room Air Conditioners | B (Average): Asset is sound, operationally safe and exhibits only minor deterioration. | Category 3 (Recommended): Minor work required to prevent a deterioration of the service provided by the asset. | 15 | 2011-03-06 | 13.1389 | 66.4814 | x | 2 | 3. Moderate | 10285 | Predictive Maintenance | 91.25
1001475 | Room Air Conditioners | B (Average): Asset is sound, operationally safe and exhibits only minor deterioration. | Category 3 (Recommended): Minor work required to prevent a deterioration of the service provided by the asset. | 15 | 2023-02-24 | 1.1663 | 82.4449 | x | 2 | 3. Moderate | 10284 | Predictive Maintenance | 91.25
1001476 | Room Air Conditioners | B (Average): Asset is sound, operationally safe and exhibits only minor deterioration. | Category 3 (Recommended): Minor work required to prevent a deterioration of the service provided by the asset. | 15 | 2011-05-16 | 12.9446 | 66.7406 | x | 2 | 3. Moderate | 10285 | Predictive Maintenance | 91.25
1001477 | Air Handling Units - General | B (Average): Asset is sound, operationally safe and exhibits only minor deterioration. | Category 3 (Recommended): Minor work required to prevent a deterioration of the service provided by the asset. | 20 | 2016-11-26 | 7.4114 | 76.5886 | x | 2 | 3. Moderate | 10284 | Predictive Maintenance | 91.25
1001478 | Room Air Conditioners | B (Average): Asset is sound, operationally safe and exhibits only minor deterioration. | Category 3 (Recommended): Minor work required to prevent a deterioration of the service provided by the asset. | 15 | 2020-08-29 | 3.655 | 79.1266 | x | 2 | 3. Moderate | 10284 | Predictive Maintenance | 91.25
1001479 | Room Air Conditioners | B (Average): Asset is sound, operationally safe and exhibits only minor deterioration. | Category 3 (Recommended): Minor work required to prevent a deterioration of the service provided by the asset. | 15 | 2012-05-24 | 11.9206 | 68.1059 | x | 2 | 3. Moderate | 10284 | Predictive Maintenance | 91.25
1001481 | Pumps - General | B (Average): Asset is sound, operationally safe and exhibits only minor deterioration. | Category 3 (Recommended): Minor work required to prevent a deterioration of the service provided by the asset. | 20 | 2013-02-24 | 11.165 | 70.835 | x | 3 | 4. Significant | 10286 | Predictive Maintenance | 91.25
1001482 | Water Booster Pumps | B (Average): Asset is sound, operationally safe and exhibits only minor deterioration. | Category 3 (Recommended): Minor work required to prevent a deterioration of the service provided by the asset. | 15 | 2022-02-09 | 2.2067 | 83.0577 | x | 1 | 4. Significant | 10287 | Predictive Maintenance | 91.25
1001483 | Pumps - General | B (Average): Asset is sound, operationally safe and exhibits only minor deterioration. | Category 3 (Recommended): Minor work required to prevent a deterioration of the service provided by the asset. | 20 | 2017-06-02 | 6.8966 | 73.1034 | x | 4 | 4. Significant | 10288 | Predictive Maintenance | 91.25
1001484 | Pumps - General | B (Average): Asset is sound, operationally safe and exhibits only minor deterioration. | Category 3 (Recommended): Minor work required to prevent a deterioration of the service provided by the asset. | 20 | 2011-04-30 | 12.9884 | 67.0116 | x | 4 | 4. Significant | 10288 | Predictive Maintenance | 91.25
1001485 | Pumps - General | B (Average): Asset is sound, operationally safe and exhibits only minor deterioration. | Category 3 (Recommended): Minor work required to prevent a deterioration of the service provided by the asset. | 20 | 2023-10-21 | 0.51198 | 79.488 | x | 4 | 4. Significant | 10288 | Predictive Maintenance | 91.25
1001486 | Room Air Conditioners | B (Average): Asset is sound, operationally safe and exhibits only minor deterioration. | Category 3 (Recommended): Minor work required to prevent a deterioration of the service provided by the asset. | 15 | 2011-04-06 | 13.0541 | 66.5946 | x | 2 | 3. Moderate | 10284 | Predictive Maintenance | 91.25
1001487 | Room Air Conditioners | B (Average): Asset is sound, operationally safe and exhibits only minor deterioration. | Category 3 (Recommended): Minor work required to prevent a deterioration of the service provided by the asset. | 15 | 2018-08-01 | 5.7331 | 76.3559 | x | 2 | 3. Moderate | 10284 | Predictive Maintenance | 91.25
1001488 | Pumps - General | B (Average): Asset is sound, operationally safe and exhibits only minor deterioration. | Category 3 (Recommended): Minor work required to prevent a deterioration of the service provided by the asset. | 20 | 2021-11-28 | 2.4066 | 79.5934 | x | 3 | 4. Significant | 10286 | Predictive Maintenance | 91.25
1001489 | Pumps - General | B (Average): Asset is sound, operationally safe and exhibits only minor deterioration. | Category 3 (Recommended): Minor work required to prevent a deterioration of the service provided by the asset. | 20 | 2020-06-22 | 3.8412 | 78.1588 | x | 3 | 4. Significant | 10286 | Predictive Maintenance | 91.25
1001491 | Pumps - General | B (Average): Asset is sound, operationally safe and exhibits only minor deterioration. | Category 3 (Recommended): Minor work required to prevent a deterioration of the service provided by the asset. | 20 | 2020-07-26 | 3.7481 | 78.2519 | x | 3 | 4. Significant | 10286 | Predictive Maintenance | 91.25
1001492 | Pumps - General | B (Average): Asset is sound, operationally safe and exhibits only minor deterioration. | Category 3 (Recommended): Minor work required to prevent a deterioration of the service provided by the asset. | 20 | 2019-08-23 | 4.6735 | 77.3265 | x | 3 | 4. Significant | 10290 | Predictive Maintenance | 91.25
1001493 | Pumps - General | B (Average): Asset is sound, operationally safe and exhibits only minor deterioration. | Category 3 (Recommended): Minor work required to prevent a deterioration of the service provided by the asset. | 20 | 2004-08-25 | 19.666 | 62.334 | x | 3 | 4. Significant | 10291 | Predictive Maintenance | 91.25
1001494 | Pumps - General | B (Average): Asset is sound, operationally safe and exhibits only minor deterioration. | Category 3 (Recommended): Minor work required to prevent a deterioration of the service provided by the asset. | 20 | 2016-05-20 | 7.9316 | 74.0684 | x | 3 | 4. Significant | 10290 | Predictive Maintenance | 91.25
1001495 | Water Booster Pumps | B (Average): Asset is sound, operationally safe and exhibits only minor deterioration. | Category 3 (Recommended): Minor work required to prevent a deterioration of the service provided by the asset. | 15 | 2011-12-31 | 12.3176 | 69.5765 | x | 1 | 4. Significant | 10044 | Predictive Maintenance | 91.25
1001496 | Cable and Track/Rail Based Safety Systems | B (Average): Asset is sound, operationally safe and exhibits only minor deterioration. | Category 3 (Recommended): Minor work required to prevent a deterioration of the service provided by the asset. | 12 | 2020-09-02 | 3.6441 | 75.9265 | x | 3 | 3. Moderate | 10292 | Predictive Maintenance | 91.25
1001497 | Secondary Hot Water Circulating Pumps | B (Average): Asset is sound, operationally safe and exhibits only minor deterioration. | Category 3 (Recommended): Minor work required to prevent a deterioration of the service provided by the asset. | 20 | 2005-08-13 | 18.6995 | 67.3005 | x | 1 | 3. Moderate | 10044 | Predictive Maintenance | 91.25
1001498 | Roof and Canopy Fall Protection Systems | B (Average): Asset is sound, operationally safe and exhibits only minor deterioration. | Category 3 (Recommended): Minor work required to prevent a deterioration of the service provided by the asset. | 15 | 2022-11-23 | 1.4209 | 78.1054 | x | 4 | 5. Severe | 10293 | Predictive Maintenance | 28
1001499 | Cable and Track/Rail Based Safety Systems | B (Average): Asset is sound, operationally safe and exhibits only minor deterioration. | Category 3 (Recommended): Minor work required to prevent a deterioration of the service provided by the asset. | 12 | 2023-10-09 | 0.54483 | 79.0919 | x | 4 | 3. Moderate | 10294 | Predictive Maintenance | 91.25
1001500 | Meter Reading - Water | B (Average): Asset is sound, operationally safe and exhibits only minor deterioration. | Category 3 (Recommended): Minor work required to prevent a deterioration of the service provided by the asset. | 20 | 2019-09-02 | 4.6461 | 81.3539 | x | 1 | 2. Minor | 10044 | Predictive Maintenance | 182.5
1001501 | Meter Reading - Water | B (Average): Asset is sound, operationally safe and exhibits only minor deterioration. | Category 3 (Recommended): Minor work required to prevent a deterioration of the service provided by the asset. | 20 | 2012-06-18 | 11.8522 | 74.1478 | x | 1 | 2. Minor | 10044 | Predictive Maintenance | 182.5
1001502 | Air Dirt Separators | B (Average): Asset is sound, operationally safe and exhibits only minor deterioration. | Category 3 (Recommended): Minor work required to prevent a deterioration of the service provided by the asset. | 20 | 2023-11-08 | 0.4627 | 79.5373 | x | 4 | 4. Significant | 10295 | Predictive Maintenance | 91.25
1001503 | Pumps - General | B (Average): Asset is sound, operationally safe and exhibits only minor deterioration. | Category 3 (Recommended): Minor work required to prevent a deterioration of the service provided by the asset. | 20 | 2013-11-21 | 10.4257 | 69.5743 | x | 4 | 4. Significant | 10295 | Predictive Maintenance | 91.25
1001504 | Fixed Access Ladders and Stairs | B (Average): Asset is sound, operationally safe and exhibits only minor deterioration. | Category 3 (Recommended): Minor work required to prevent a deterioration of the service provided by the asset. | 20 | 2018-06-30 | 5.8207 | 74.1793 | x | 4 | 3. Moderate | 10296 | Predictive Maintenance | 91.25
1001505 | Pumps - General | B (Average): Asset is sound, operationally safe and exhibits only minor deterioration. | Category 3 (Recommended): Minor work required to prevent a deterioration of the service provided by the asset. | 20 | 2004-03-01 | 20.1506 | 59.8494 | x | 4 | 4. Significant | 10297 | Predictive Maintenance | 91.25
1001506 | Pumps - General | B (Average): Asset is sound, operationally safe and exhibits only minor deterioration. | Category 3 (Recommended): Minor work required to prevent a deterioration of the service provided by the asset. | 20 | 2022-08-24 | 1.6701 | 78.3299 | x | 4 | 4. Significant | 10297 | Predictive Maintenance | 91.25
1001507 | Pumps - General | B (Average): Asset is sound, operationally safe and exhibits only minor deterioration. | Category 3 (Recommended): Minor work required to prevent a deterioration of the service provided by the asset. | 20 | 2020-09-07 | 3.6304 | 76.3696 | x | 4 | 4. Significant | 10297 | Predictive Maintenance | 91.25
1001508 | Cable and Track/Rail Based Safety Systems | B (Average): Asset is sound, operationally safe and exhibits only minor deterioration. | Category 3 (Recommended): Minor work required to prevent a deterioration of the service provided by the asset. | 12 | 2020-09-09 | 3.6249 | 73.9585 | x | 4 | 3. Moderate | 10295 | Predictive Maintenance | 91.25
1001509 | Roof and Canopy Fall Protection Systems | B (Average): Asset is sound, operationally safe and exhibits only minor deterioration. | Category 3 (Recommended): Minor work required to prevent a deterioration of the service provided by the asset. | 15 | 2012-10-07 | 11.5483 | 64.6023 | x | 4 | 5. Severe | 10295 | Predictive Maintenance | 28
1001510 | Rising Fire Mains and Hydrants | B (Average): Asset is sound, operationally safe and exhibits only minor deterioration. | Category 3 (Recommended): Minor work required to prevent a deterioration of the service provided by the asset. | 20 | 2018-01-20 | 6.2615 | 73.7385 | x | 4 | 5. Severe | 10298 | Predictive Maintenance | 28
1001511 | Packaged Chiller Units | B (Average): Asset is sound, operationally safe and exhibits only minor deterioration. | Category 3 (Recommended): Minor work required to prevent a deterioration of the service provided by the asset. | 20 | 2014-09-21 | 9.5934 | 70.4066 | x | 4 | 4. Significant | 10295 | Predictive Maintenance | 91.25
1001512 | Water Buffer/Surge Tanks | B (Average): Asset is sound, operationally safe and exhibits only minor deterioration. | Category 3 (Recommended): Minor work required to prevent a deterioration of the service provided by the asset. | 25 | 2002-01-03 | 22.308 | 62.1536 | x | 4 | 4. Significant | 10295 | Predictive Maintenance | 91.25
1001513 | Pumps - General | B (Average): Asset is sound, operationally safe and exhibits only minor deterioration. | Category 3 (Recommended): Minor work required to prevent a deterioration of the service provided by the asset. | 20 | 2006-08-01 | 17.7331 | 62.2669 | x | 4 | 4. Significant | 10295 | Predictive Maintenance | 91.25
1001514 | Air Dirt Separators | B (Average): Asset is sound, operationally safe and exhibits only minor deterioration. | Category 3 (Recommended): Minor work required to prevent a deterioration of the service provided by the asset. | 20 | 2017-08-07 | 6.7159 | 73.2841 | x | 4 | 4. Significant | 10295 | Predictive Maintenance | 91.25
1001515 | Ventilating Fans - General | B (Average): Asset is sound, operationally safe and exhibits only minor deterioration. | Category 3 (Recommended): Minor work required to prevent a deterioration of the service provided by the asset. | 20 | 2011-04-29 | 12.9911 | 67.0089 | x | 4 | 2. Minor | 10299 | Predictive Maintenance | 182.5
1001516 | Pumps - General | B (Average): Asset is sound, operationally safe and exhibits only minor deterioration. | Category 3 (Recommended): Minor work required to prevent a deterioration of the service provided by the asset. | 20 | 2004-04-18 | 20.0192 | 59.9808 | x | 4 | 4. Significant | 10295 | Predictive Maintenance | 91.25
1001517 | Cable and Track/Rail Based Safety Systems | B (Average): Asset is sound, operationally safe and exhibits only minor deterioration. | Category 3 (Recommended): Minor work required to prevent a deterioration of the service provided by the asset. | 12 | 2016-12-17 | 7.3539 | 69.7436 | x | 3 | 3. Moderate | 10039 | Predictive Maintenance | 91.25
1001518 | Roof and Canopy Fall Protection Systems | B (Average): Asset is sound, operationally safe and exhibits only minor deterioration. | Category 3 (Recommended): Minor work required to prevent a deterioration of the service provided by the asset. | 15 | 2014-03-30 | 10.0726 | 66.5699 | x | 4 | 5. Severe | 10295 | Predictive Maintenance | 28
1001519 | Roof and Canopy Fall Protection Systems | B (Average): Asset is sound, operationally safe and exhibits only minor deterioration. | Category 3 (Recommended): Minor work required to prevent a deterioration of the service provided by the asset. | 15 | 2010-12-26 | 13.3306 | 64.2259 | x | 3 | 5. Severe | 10039 | Predictive Maintenance | 28
1001520 | Cable and Track/Rail Based Safety Systems | B (Average): Asset is sound, operationally safe and exhibits only minor deterioration. | Category 3 (Recommended): Minor work required to prevent a deterioration of the service provided by the asset. | 12 | 2018-02-15 | 6.1903 | 71.6829 | x | 3 | 3. Moderate | 10039 | Predictive Maintenance | 91.25
1001521 | Fixed Access Ladders and Stairs | B (Average): Asset is sound, operationally safe and exhibits only minor deterioration. | Category 3 (Recommended): Minor work required to prevent a deterioration of the service provided by the asset. | 20 | 2009-11-10 | 14.4559 | 65.5441 | x | 4 | 3. Moderate | 10295 | Predictive Maintenance | 91.25
1001522 | Roof and Canopy Fall Protection Systems | B (Average): Asset is sound, operationally safe and exhibits only minor deterioration. | Category 3 (Recommended): Minor work required to prevent a deterioration of the service provided by the asset. | 15 | 2016-04-23 | 8.0055 | 69.326 | x | 4 | 5. Severe | 10295 | Predictive Maintenance | 28
1001523 | Cable and Track/Rail Based Safety Systems | B (Average): Asset is sound, operationally safe and exhibits only minor deterioration. | Category 3 (Recommended): Minor work required to prevent a deterioration of the service provided by the asset. | 12 | 2013-12-20 | 10.3463 | 62.7561 | x | 4 | 3. Moderate | 10295 | Predictive Maintenance | 91.25
1001524 | Fixed Access Ladders and Stairs | B (Average): Asset is sound, operationally safe and exhibits only minor deterioration. | Category 3 (Recommended): Minor work required to prevent a deterioration of the service provided by the asset. | 20 | 2006-09-10 | 17.6235 | 62.3765 | x | 4 | 3. Moderate | 10295 | Predictive Maintenance | 91.25
1001525 | Roof and Canopy Fall Protection Systems | B (Average): Asset is sound, operationally safe and exhibits only minor deterioration. | Category 3 (Recommended): Minor work required to prevent a deterioration of the service provided by the asset. | 15 | 2023-06-17 | 0.85695 | 78.8574 | x | 4 | 5. Severe | 10295 | Predictive Maintenance | 28
1001526 | Cable and Track/Rail Based Safety Systems | B (Average): Asset is sound, operationally safe and exhibits only minor deterioration. | Category 3 (Recommended): Minor work required to prevent a deterioration of the service provided by the asset. | 12 | 2021-12-24 | 2.3354 | 76.1077 | x | 4 | 3. Moderate | 10295 | Predictive Maintenance | 91.25
1001527 | Ventilating Fans - General | B (Average): Asset is sound, operationally safe and exhibits only minor deterioration. | Category 3 (Recommended): Minor work required to prevent a deterioration of the service provided by the asset. | 20 | 2007-06-09 | 16.8789 | 63.1211 | x | 4 | 2. Minor | 10295 | Predictive Maintenance | 182.5
1001528 | Solenoid Gas/Oil Shut-off (Safety) Valves | B (Average): Asset is sound, operationally safe and exhibits only minor deterioration. | Category 3 (Recommended): Minor work required to prevent a deterioration of the service provided by the asset. | 15 | 2024-01-10 | 0.29021 | 79.6131 | x | 4 | 5. Severe | 10295 | Predictive Maintenance | 28
1001529 | Pumps - General | B (Average): Asset is sound, operationally safe and exhibits only minor deterioration. | Category 3 (Recommended): Minor work required to prevent a deterioration of the service provided by the asset. | 20 | 2014-12-24 | 9.3361 | 70.6639 | x | 4 | 4. Significant | 10295 | Predictive Maintenance | 91.25
1001530 | Pumps - General | B (Average): Asset is sound, operationally safe and exhibits only minor deterioration. | Category 3 (Recommended): Minor work required to prevent a deterioration of the service provided by the asset. | 20 | 2008-06-21 | 15.8439 | 64.1561 | x | 4 | 4. Significant | 10295 | Predictive Maintenance | 91.25
1001531 | Pumps - General | B (Average): Asset is sound, operationally safe and exhibits only minor deterioration. | Category 3 (Recommended): Minor work required to prevent a deterioration of the service provided by the asset. | 20 | 2013-05-05 | 10.9733 | 69.0267 | x | 4 | 4. Significant | 10295 | Predictive Maintenance | 91.25
1001532 | Pumps - General | B (Average): Asset is sound, operationally safe and exhibits only minor deterioration. | Category 3 (Recommended): Minor work required to prevent a deterioration of the service provided by the asset. | 20 | 2021-06-09 | 2.8775 | 77.1225 | x | 4 | 4. Significant | 10295 | Predictive Maintenance | 91.25
1001533 | Pumps - General | B (Average): Asset is sound, operationally safe and exhibits only minor deterioration. | Category 3 (Recommended): Minor work required to prevent a deterioration of the service provided by the asset. | 20 | 2023-07-09 | 0.79671 | 79.2033 | x | 4 | 4. Significant | 10295 | Predictive Maintenance | 91.25
1001534 | Room Air Conditioners | B (Average): Asset is sound, operationally safe and exhibits only minor deterioration. | Category 3 (Recommended): Minor work required to prevent a deterioration of the service provided by the asset. | 15 | 2017-10-10 | 6.5407 | 73.279 | x | 3 | 3. Moderate | 10039 | Predictive Maintenance | 91.25
1001535 | Roof and Canopy Fall Protection Systems | B (Average): Asset is sound, operationally safe and exhibits only minor deterioration. | Category 3 (Recommended): Minor work required to prevent a deterioration of the service provided by the asset. | 15 | 2016-04-03 | 8.0602 | 69.253 | x | 4 | 5. Severe | 10295 | Predictive Maintenance | 28
1001536 | Roof and Canopy Fall Protection Systems | B (Average): Asset is sound, operationally safe and exhibits only minor deterioration. | Category 3 (Recommended): Minor work required to prevent a deterioration of the service provided by the asset. | 15 | 2020-05-26 | 3.9151 | 76.7798 | x | 3 | 5. Severe | 10039 | Predictive Maintenance | 28
1001539 | Pumps - General | B (Average): Asset is sound, operationally safe and exhibits only minor deterioration. | Category 3 (Recommended): Minor work required to prevent a deterioration of the service provided by the asset. | 20 | 2019-12-14 | 4.3641 | 75.6359 | x | 4 | 4. Significant | 10297 | Predictive Maintenance | 91.25
1001540 | Pumps - General | B (Average): Asset is sound, operationally safe and exhibits only minor deterioration. | Category 3 (Recommended): Minor work required to prevent a deterioration of the service provided by the asset. | 20 | 2019-01-16 | 5.2731 | 80.7269 | x | 1 | 4. Significant | 10300 | Predictive Maintenance | 91.25
1001541 | Room Air Conditioners | B (Average): Asset is sound, operationally safe and exhibits only minor deterioration. | Category 3 (Recommended): Minor work required to prevent a deterioration of the service provided by the asset. | 15 | 2015-05-19 | 8.9363 | 72.0849 | x | 2 | 3. Moderate | 10301 | Predictive Maintenance | 91.25
1001542 | Room Air Conditioners | B (Average): Asset is sound, operationally safe and exhibits only minor deterioration. | Category 3 (Recommended): Minor work required to prevent a deterioration of the service provided by the asset. | 15 | 2015-07-14 | 8.783 | 72.2893 | x | 2 | 3. Moderate | 10301 | Predictive Maintenance | 91.25
1001543 | Room Air Conditioners | B (Average): Asset is sound, operationally safe and exhibits only minor deterioration. | Category 3 (Recommended): Minor work required to prevent a deterioration of the service provided by the asset. | 15 | 2019-04-29 | 4.9911 | 77.3452 | x | 2 | 3. Moderate | 10285 | Predictive Maintenance | 91.25
1001544 | Room Air Conditioners | B (Average): Asset is sound, operationally safe and exhibits only minor deterioration. | Category 3 (Recommended): Minor work required to prevent a deterioration of the service provided by the asset. | 15 | 2014-05-18 | 9.9384 | 70.7488 | x | 2 | 3. Moderate | 10285 | Predictive Maintenance | 91.25
1001545 | Room Air Conditioners | B (Average): Asset is sound, operationally safe and exhibits only minor deterioration. | Category 3 (Recommended): Minor work required to prevent a deterioration of the service provided by the asset. | 15 | 2019-05-09 | 4.9637 | 77.3817 | x | 2 | 3. Moderate | 10285 | Predictive Maintenance | 91.25
1001546 | Room Air Conditioners | B (Average): Asset is sound, operationally safe and exhibits only minor deterioration. | Category 3 (Recommended): Minor work required to prevent a deterioration of the service provided by the asset. | 15 | 2015-11-01 | 8.4819 | 72.6909 | x | 2 | 3. Moderate | 10285 | Predictive Maintenance | 91.25
1001547 | Room Air Conditioners | B (Average): Asset is sound, operationally safe and exhibits only minor deterioration. | Category 3 (Recommended): Minor work required to prevent a deterioration of the service provided by the asset. | 15 | 2012-05-23 | 11.9233 | 68.1022 | x | 2 | 3. Moderate | 10301 | Predictive Maintenance | 91.25
1001548 | Pumps - General | B (Average): Asset is sound, operationally safe and exhibits only minor deterioration. | Category 3 (Recommended): Minor work required to prevent a deterioration of the service provided by the asset. | 20 | 2021-02-12 | 3.1978 | 80.8022 | x | 2 | 4. Significant | 10285 | Predictive Maintenance | 91.25
1001549 | Room Air Conditioners | B (Average): Asset is sound, operationally safe and exhibits only minor deterioration. | Category 3 (Recommended): Minor work required to prevent a deterioration of the service provided by the asset. | 15 | 2020-02-20 | 4.178 | 78.4294 | x | 2 | 3. Moderate | 10285 | Predictive Maintenance | 91.25
1001550 | Pumps - General | B (Average): Asset is sound, operationally safe and exhibits only minor deterioration. | Category 3 (Recommended): Minor work required to prevent a deterioration of the service provided by the asset. | 20 | 2015-07-21 | 8.7639 | 75.2361 | x | 2 | 4. Significant | 10285 | Predictive Maintenance | 91.25
1001551 | Pumps - General | B (Average): Asset is sound, operationally safe and exhibits only minor deterioration. | Category 3 (Recommended): Minor work required to prevent a deterioration of the service provided by the asset. | 20 | 2022-01-26 | 2.245 | 81.755 | x | 2 | 4. Significant | 10285 | Predictive Maintenance | 91.25
1001552 | Pumps - General | B (Average): Asset is sound, operationally safe and exhibits only minor deterioration. | Category 3 (Recommended): Minor work required to prevent a deterioration of the service provided by the asset. | 20 | 2022-09-01 | 1.6482 | 82.3518 | x | 2 | 4. Significant | 10285 | Predictive Maintenance | 91.25
1001553 | Pressurisation Units - Chilled Water, Condenser Water and LTHW Types | B (Average): Asset is sound, operationally safe and exhibits only minor deterioration. | Category 3 (Recommended): Minor work required to prevent a deterioration of the service provided by the asset. | 15 | 2022-12-24 | 1.3361 | 82.2186 | x | 2 | 4. Significant | 10285 | Predictive Maintenance | 91.25
1001554 | Room Air Conditioners | B (Average): Asset is sound, operationally safe and exhibits only minor deterioration. | Category 3 (Recommended): Minor work required to prevent a deterioration of the service provided by the asset. | 15 | 2012-01-19 | 12.2656 | 67.6459 | x | 2 | 3. Moderate | 10301 | Predictive Maintenance | 91.25
1001555 | Room Air Conditioners | B (Average): Asset is sound, operationally safe and exhibits only minor deterioration. | Category 3 (Recommended): Minor work required to prevent a deterioration of the service provided by the asset. | 15 | 2014-09-27 | 9.577 | 71.2307 | x | 2 | 3. Moderate | 10285 | Predictive Maintenance | 91.25
1001556 | Room Air Conditioners | B (Average): Asset is sound, operationally safe and exhibits only minor deterioration. | Category 3 (Recommended): Minor work required to prevent a deterioration of the service provided by the asset. | 15 | 2019-04-16 | 5.0267 | 77.2977 | x | 2 | 3. Moderate | 10301 | Predictive Maintenance | 91.25
1001557 | Room Air Conditioners | B (Average): Asset is sound, operationally safe and exhibits only minor deterioration. | Category 3 (Recommended): Minor work required to prevent a deterioration of the service provided by the asset. | 15 | 2021-02-01 | 3.2279 | 79.6961 | x | 2 | 3. Moderate | 10285 | Predictive Maintenance | 91.25
1001558 | Solenoid Gas/Oil Shut-off (Safety) Valves | B (Average): Asset is sound, operationally safe and exhibits only minor deterioration. | Category 3 (Recommended): Minor work required to prevent a deterioration of the service provided by the asset. | 15 | 2015-11-07 | 8.4654 | 72.7128 | x | 2 | 5. Severe | 10285 | Predictive Maintenance | 28
1001560 | Ventilating Fans - General | D (Very Poor): Asset runs a serious risk of imminent breakdown or poses a health and safety risk. | Category 3 (Recommended): Minor work required to prevent a deterioration of the service provided by the asset. | 20 | 2019-04-19 | 5.0185 | 59.9815 | x | 1 | 2. Minor | 10302 | Predictive Maintenance | 182.5
1001561 | Fixed Access Ladders and Stairs | B (Average): Asset is sound, operationally safe and exhibits only minor deterioration. | Category 3 (Recommended): Minor work required to prevent a deterioration of the service provided by the asset. | 20 | 2015-06-25 | 8.835 | 75.165 | x | 2 | 3. Moderate | 10303 | Predictive Maintenance | 91.25
1001562 | Fixed Access Ladders and Stairs | B (Average): Asset is sound, operationally safe and exhibits only minor deterioration. | Category 3 (Recommended): Minor work required to prevent a deterioration of the service provided by the asset. | 20 | 2006-06-14 | 17.8645 | 64.1355 | x | 3 | 3. Moderate | 10304 | Predictive Maintenance | 91.25
1001563 | Pumps - General | B (Average): Asset is sound, operationally safe and exhibits only minor deterioration. | Category 3 (Recommended): Minor work required to prevent a deterioration of the service provided by the asset. | 20 | 2007-11-21 | 16.4271 | 67.5729 | x | 2 | 4. Significant | 10305 | Predictive Maintenance | 91.25
1001564 | Secondary Hot Water Circulating Pumps | A (Good): Asset is as new and can be expected to perform adequately to its full normal life if maintained appropriately. | Category 4 (Normal): No work required beyond normal maintenance. | 20 | 2022-01-31 | 2.2313 | 97.7687 | x | 1 | 3. Moderate | 10079 | Predictive Maintenance | 365
1001565 | Secondary Hot Water Circulating Pumps | A (Good): Asset is as new and can be expected to perform adequately to its full normal life if maintained appropriately. | Category 4 (Normal): No work required beyond normal maintenance. | 20 | 2015-01-27 | 9.243 | 90.757 | x | 1 | 3. Moderate | 10079 | Predictive Maintenance | 365
1001566 | Secondary Hot Water Circulating Pumps | A (Good): Asset is as new and can be expected to perform adequately to its full normal life if maintained appropriately. | Category 4 (Normal): No work required beyond normal maintenance. | 20 | 2006-10-03 | 17.5606 | 82.4394 | x | 1 | 3. Moderate | 10079 | Predictive Maintenance | 365
1001567 | Pumps - General | B (Average): Asset is sound, operationally safe and exhibits only minor deterioration. | Category 3 (Recommended): Minor work required to prevent a deterioration of the service provided by the asset. | 20 | 2021-11-26 | 2.412 | 81.588 | x | 2 | 4. Significant | 10306 | Predictive Maintenance | 91.25
1001568 | Pumps - General | B (Average): Asset is sound, operationally safe and exhibits only minor deterioration. | Category 3 (Recommended): Minor work required to prevent a deterioration of the service provided by the asset. | 20 | 2022-09-25 | 1.5825 | 82.4175 | x | 2 | 4. Significant | 10306 | Predictive Maintenance | 91.25
1001569 | Room Air Conditioners | A (Good): Asset is as new and can be expected to perform adequately to its full normal life if maintained appropriately. | Category 4 (Normal): No work required beyond normal maintenance. | 15 | 2012-09-04 | 11.6386 | 84.4819 | x | 1 | 3. Moderate | 10042 | Predictive Maintenance | 365
1001570 | Pumps - General | B (Average): Asset is sound, operationally safe and exhibits only minor deterioration. | Category 3 (Recommended): Minor work required to prevent a deterioration of the service provided by the asset. | 20 | 2010-08-18 | 13.6865 | 66.3135 | x | 4 | 4. Significant | 10307 | Predictive Maintenance | 91.25
1001571 | Pumps - General | B (Average): Asset is sound, operationally safe and exhibits only minor deterioration. | Category 3 (Recommended): Minor work required to prevent a deterioration of the service provided by the asset. | 20 | 2017-07-10 | 6.7926 | 73.2074 | x | 4 | 4. Significant | 10307 | Predictive Maintenance | 91.25
1001572 | Outstations | A (Good): Asset is as new and can be expected to perform adequately to its full normal life if maintained appropriately. | Category 4 (Normal): No work required beyond normal maintenance. | 10 | 2018-05-05 | 5.974 | 80.052 | x | 5 | 4. Significant | 10159 | Predictive Maintenance | 162.5
1001573 | Instantaneous Electric Water Heaters (Non Drinks Type) | B (Average): Asset is sound, operationally safe and exhibits only minor deterioration. | Category 3 (Recommended): Minor work required to prevent a deterioration of the service provided by the asset. | 12 | 2023-05-13 | 0.95277 | 84.412 | x | 1 | 3. Moderate | 10102 | Predictive Maintenance | 91.25
1001574 | Pressurisation Units - Chilled Water, Condenser Water and LTHW Types | B (Average): Asset is sound, operationally safe and exhibits only minor deterioration. | Category 3 (Recommended): Minor work required to prevent a deterioration of the service provided by the asset. | 15 | 2023-02-24 | 1.1663 | 80.4449 | x | 3 | 4. Significant | 10286 | Predictive Maintenance | 91.25
1001575 | Circulating Pumps - General | A (Good): Asset is as new and can be expected to perform adequately to its full normal life if maintained appropriately. | Category 4 (Normal): No work required beyond normal maintenance. | 20 | 2012-05-05 | 11.9726 | 88.0274 | x | 1 | 4. Significant | 10308 | Predictive Maintenance | 162.5
1001576 | Fixed Access Ladders and Stairs | B (Average): Asset is sound, operationally safe and exhibits only minor deterioration. | Category 3 (Recommended): Minor work required to prevent a deterioration of the service provided by the asset. | 20 | 2006-02-18 | 18.1821 | 61.8179 | x | 4 | 3. Moderate | 10295 | Predictive Maintenance | 91.25
1001577 | Air Handling Units - General | B (Average): Asset is sound, operationally safe and exhibits only minor deterioration. | Category 3 (Recommended): Minor work required to prevent a deterioration of the service provided by the asset. | 20 | 2017-06-12 | 6.8693 | 73.1307 | x | 4 | 3. Moderate | 10295 | Predictive Maintenance | 91.25
1001578 | Air Handling Units - General | B (Average): Asset is sound, operationally safe and exhibits only minor deterioration. | Category 3 (Recommended): Minor work required to prevent a deterioration of the service provided by the asset. | 20 | 2010-06-05 | 13.8891 | 66.1109 | x | 4 | 3. Moderate | 10295 | Predictive Maintenance | 91.25
1001579 | Air Handling Units - General | B (Average): Asset is sound, operationally safe and exhibits only minor deterioration. | Category 3 (Recommended): Minor work required to prevent a deterioration of the service provided by the asset. | 20 | 2019-07-08 | 4.7995 | 75.2005 | x | 4 | 3. Moderate | 10295 | Predictive Maintenance | 91.25
1001580 | Pumps - General | B (Average): Asset is sound, operationally safe and exhibits only minor deterioration. | Category 3 (Recommended): Minor work required to prevent a deterioration of the service provided by the asset. | 20 | 2013-06-27 | 10.8282 | 75.1718 | x | 1 | 4. Significant | 10309 | Predictive Maintenance | 91.25
1001581 | Roof and Canopy Fall Protection Systems | A (Good): Asset is as new and can be expected to perform adequately to its full normal life if maintained appropriately. | Category 4 (Normal): No work required beyond normal maintenance. | 15 | 2015-02-28 | 9.1554 | 79.7928 | x | 5 | 5. Severe | 10159 | Predictive Maintenance | 162.5
1001582 | Instantaneous Electric Water Heaters (Non Drinks Type) | B (Average): Asset is sound, operationally safe and exhibits only minor deterioration. | Category 3 (Recommended): Minor work required to prevent a deterioration of the service provided by the asset. | 12 | 2020-03-21 | 4.0958 | 79.1736 | x | 1 | 3. Moderate | 10183 | Predictive Maintenance | 91.25
1001583 | Pumps - General | B (Average): Asset is sound, operationally safe and exhibits only minor deterioration. | Category 3 (Recommended): Minor work required to prevent a deterioration of the service provided by the asset. | 20 | 2014-02-13 | 10.1958 | 67.8042 | x | 5 | 4. Significant | 10310 | Predictive Maintenance | 91.25
1001584 | Circulating Pumps - General | A (Good): Asset is as new and can be expected to perform adequately to its full normal life if maintained appropriately. | Category 4 (Normal): No work required beyond normal maintenance. | 20 | 2011-12-10 | 12.3751 | 83.6249 | x | 3 | 4. Significant | 10311 | Predictive Maintenance | 162.5
1001585 | Roof and Canopy Fall Protection Systems | B (Average): Asset is sound, operationally safe and exhibits only minor deterioration. | Category 3 (Recommended): Minor work required to prevent a deterioration of the service provided by the asset. | 15 | 2011-06-09 | 12.8789 | 66.8282 | x | 2 | 5. Severe | 10285 | Predictive Maintenance | 28
1001586 | Circulating Pumps - General | A (Good): Asset is as new and can be expected to perform adequately to its full normal life if maintained appropriately. | Category 4 (Normal): No work required beyond normal maintenance. | 20 | 2004-02-08 | 20.2108 | 75.7892 | x | 3 | 4. Significant | 10312 | Predictive Maintenance | 162.5
1001587 | Water Booster Pumps | B (Average): Asset is sound, operationally safe and exhibits only minor deterioration. | Category 3 (Recommended): Minor work required to prevent a deterioration of the service provided by the asset. | 15 | 2023-06-09 | 0.87885 | 78.8282 | x | 4 | 4. Significant | 10295 | Predictive Maintenance | 91.25
1001588 | Roof and Canopy Fall Protection Systems | B (Average): Asset is sound, operationally safe and exhibits only minor deterioration. | Category 3 (Recommended): Minor work required to prevent a deterioration of the service provided by the asset. | 15 | 2019-02-20 | 5.1773 | 77.097 | x | 2 | 5. Severe | 10285 | Predictive Maintenance | 28
1001589 | Pressurisation Pumps | A (Good): Asset is as new and can be expected to perform adequately to its full normal life if maintained appropriately. | Category 4 (Normal): No work required beyond normal maintenance. | 15 | 2013-12-22 | 10.3409 | 82.2122 | x | 3 | 4. Significant | 10313 | Predictive Maintenance | 162.5
1001590 | Hot Water Calorifiers - Heated by LTHW | A (Good): Asset is as new and can be expected to perform adequately to its full normal life if maintained appropriately. | Category 3 (Recommended): Minor work required to prevent a deterioration of the service provided by the asset. | 20 | 2008-08-13 | 15.6988 | 77.3012 | x | 1 | 4. Significant | 10308 | Predictive Maintenance | 91.25
1001591 | Expansion Vessels | B (Average): Asset is sound, operationally safe and exhibits only minor deterioration. | Category 3 (Recommended): Minor work required to prevent a deterioration of the service provided by the asset. | 15 | 2015-02-21 | 9.1745 | 65.7673 | x | 5 | 4. Significant | 10314 | Predictive Maintenance | 91.25
1001592 | Ventilating Fans - General | A (Good): Asset is as new and can be expected to perform adequately to its full normal life if maintained appropriately. | Category 4 (Normal): No work required beyond normal maintenance. | 20 | 2022-04-15 | 2.0287 | 93.9713 | x | 3 | 2. Minor | 10166 | Predictive Maintenance | 365
1001593 | Ventilating Fans - General | C (Poor): Asset is operational but major repair or replacement will be needed. | Category 3 (Recommended): Minor work required to prevent a deterioration of the service provided by the asset. | 20 | 2022-11-02 | 1.4784 | 64.5216 | x | 4 | 2. Minor | 10315 | Predictive Maintenance | 182.5
1001594 | Fixed Access Ladders and Stairs | B (Average): Asset is sound, operationally safe and exhibits only minor deterioration. | Category 3 (Recommended): Minor work required to prevent a deterioration of the service provided by the asset. | 20 | 2013-06-02 | 10.8966 | 69.1034 | x | 4 | 3. Moderate | 10316 | Predictive Maintenance | 91.25
1001595 | Fixed Access Ladders and Stairs | B (Average): Asset is sound, operationally safe and exhibits only minor deterioration. | Category 3 (Recommended): Minor work required to prevent a deterioration of the service provided by the asset. | 20 | 2022-04-04 | 2.0589 | 79.9411 | x | 3 | 3. Moderate | 10317 | Predictive Maintenance | 91.25
1001596 | Pumps - General | B (Average): Asset is sound, operationally safe and exhibits only minor deterioration. | Category 3 (Recommended): Minor work required to prevent a deterioration of the service provided by the asset. | 20 | 2009-03-20 | 15.0992 | 64.9008 | x | 4 | 4. Significant | 10315 | Predictive Maintenance | 91.25
1001597 | Circulating Pumps - General | A (Good): Asset is as new and can be expected to perform adequately to its full normal life if maintained appropriately. | Category 4 (Normal): No work required beyond normal maintenance. | 20 | 2014-10-29 | 9.4894 | 90.5106 | x | 1 | 4. Significant | 10318 | Predictive Maintenance | 162.5
1001598 | Roof and Canopy Fall Protection Systems | B (Average): Asset is sound, operationally safe and exhibits only minor deterioration. | Category 3 (Recommended): Minor work required to prevent a deterioration of the service provided by the asset. | 15 | 2011-11-20 | 12.4298 | 67.4269 | x | 2 | 5. Severe | 10285 | Predictive Maintenance | 28
1001601 | Room Air Conditioners | B (Average): Asset is sound, operationally safe and exhibits only minor deterioration. | Category 3 (Recommended): Minor work required to prevent a deterioration of the service provided by the asset. | 15 | 2022-03-15 | 2.1136 | 75.1818 | x | 5 | 3. Moderate | 10154 | Predictive Maintenance | 91.25
1001602 | Room Air Conditioners | B (Average): Asset is sound, operationally safe and exhibits only minor deterioration. | Category 3 (Recommended): Minor work required to prevent a deterioration of the service provided by the asset. | 15 | 2021-09-11 | 2.6201 | 74.5065 | x | 5 | 3. Moderate | 10154 | Predictive Maintenance | 91.25
1001603 | Laboratory Fume Cupboard | B (Average): Asset is sound, operationally safe and exhibits only minor deterioration. | Category 3 (Recommended): Minor work required to prevent a deterioration of the service provided by the asset. | 15 | 2010-10-01 | 13.5661 | 59.9119 | x | 5 | 4. Significant | 10154 | Predictive Maintenance | 91.25
1001604 | Room Air Conditioners | B (Average): Asset is sound, operationally safe and exhibits only minor deterioration. | Category 3 (Recommended): Minor work required to prevent a deterioration of the service provided by the asset. | 15 | 2016-05-03 | 7.9781 | 67.3625 | x | 5 | 3. Moderate | 10154 | Predictive Maintenance | 91.25
1001606 | Laboratory Fume Cupboard | B (Average): Asset is sound, operationally safe and exhibits only minor deterioration. | Category 3 (Recommended): Minor work required to prevent a deterioration of the service provided by the asset. | 15 | 2022-12-04 | 1.3908 | 76.1456 | x | 5 | 4. Significant | 10154 | Predictive Maintenance | 91.25
1001610 | Room Air Conditioners | B (Average): Asset is sound, operationally safe and exhibits only minor deterioration. | Category 3 (Recommended): Minor work required to prevent a deterioration of the service provided by the asset. | 15 | 2020-08-14 | 3.6961 | 73.0719 | x | 5 | 3. Moderate | 10154 | Predictive Maintenance | 91.25
1001613 | Room Air Conditioners | B (Average): Asset is sound, operationally safe and exhibits only minor deterioration. | Category 3 (Recommended): Minor work required to prevent a deterioration of the service provided by the asset. | 15 | 2018-10-17 | 5.5222 | 70.637 | x | 5 | 3. Moderate | 10154 | Predictive Maintenance | 91.25
1001620 | Solenoid Gas/Oil Shut-off (Safety) Valves | B (Average): Asset is sound, operationally safe and exhibits only minor deterioration. | Category 3 (Recommended): Minor work required to prevent a deterioration of the service provided by the asset. | 15 | 2012-12-27 | 11.3265 | 68.898 | x | 2 | 5. Severe | 10301 | Predictive Maintenance | 28
1001621 | Meter Reading - Gas | B (Average): Asset is sound, operationally safe and exhibits only minor deterioration. | Category 3 (Recommended): Minor work required to prevent a deterioration of the service provided by the asset. | 20 | 2023-02-25 | 1.1636 | 82.8364 | x | 2 | 2. Minor | 10301 | Predictive Maintenance | 182.5
1001622 | Pumps - General | B (Average): Asset is sound, operationally safe and exhibits only minor deterioration. | Category 3 (Recommended): Minor work required to prevent a deterioration of the service provided by the asset. | 20 | 2009-02-23 | 15.1677 | 68.8323 | x | 2 | 4. Significant | 10320 | Predictive Maintenance | 91.25
1001623 | Room Air Conditioners | B (Average): Asset is sound, operationally safe and exhibits only minor deterioration. | Category 3 (Recommended): Minor work required to prevent a deterioration of the service provided by the asset. | 15 | 2012-03-31 | 12.0684 | 67.9087 | x | 2 | 3. Moderate | 10285 | Predictive Maintenance | 91.25
1001624 | Ventilating Fans - General | B (Average): Asset is sound, operationally safe and exhibits only minor deterioration. | Category 3 (Recommended): Minor work required to prevent a deterioration of the service provided by the asset. | 20 | 2018-07-15 | 5.7796 | 76.2204 | x | 3 | 2. Minor | 10039 | Predictive Maintenance | 182.5
1001625 | Cable and Track/Rail Based Safety Systems | B (Average): Asset is sound, operationally safe and exhibits only minor deterioration. | Category 3 (Recommended): Minor work required to prevent a deterioration of the service provided by the asset. | 12 | 2016-07-03 | 7.8111 | 66.9815 | x | 4 | 3. Moderate | 10296 | Predictive Maintenance | 91.25
1001626 | Ventilating Fans - General | C (Poor): Asset is operational but major repair or replacement will be needed. | Category 3 (Recommended): Minor work required to prevent a deterioration of the service provided by the asset. | 20 | 2017-06-15 | 6.8611 | 61.1389 | x | 3 | 2. Minor | 10039 | Predictive Maintenance | 182.5
1001627 | Cable and Track/Rail Based Safety Systems | B (Average): Asset is sound, operationally safe and exhibits only minor deterioration. | Category 3 (Recommended): Minor work required to prevent a deterioration of the service provided by the asset. | 12 | 2016-06-16 | 7.8576 | 66.9039 | x | 4 | 3. Moderate | 10296 | Predictive Maintenance | 91.25
1001628 | Cable and Track/Rail Based Safety Systems | B (Average): Asset is sound, operationally safe and exhibits only minor deterioration. | Category 3 (Recommended): Minor work required to prevent a deterioration of the service provided by the asset. | 12 | 2020-10-01 | 3.5647 | 74.0589 | x | 4 | 3. Moderate | 10321 | Predictive Maintenance | 91.25
1001629 | Cable and Track/Rail Based Safety Systems | B (Average): Asset is sound, operationally safe and exhibits only minor deterioration. | Category 3 (Recommended): Minor work required to prevent a deterioration of the service provided by the asset. | 12 | 2013-07-21 | 10.7625 | 62.0625 | x | 4 | 3. Moderate | 10321 | Predictive Maintenance | 91.25
1001630 | Cable and Track/Rail Based Safety Systems | B (Average): Asset is sound, operationally safe and exhibits only minor deterioration. | Category 3 (Recommended): Minor work required to prevent a deterioration of the service provided by the asset. | 12 | 2016-07-27 | 7.7454 | 67.091 | x | 4 | 3. Moderate | 10321 | Predictive Maintenance | 91.25
1001632 | Cable and Track/Rail Based Safety Systems | B (Average): Asset is sound, operationally safe and exhibits only minor deterioration. | Category 3 (Recommended): Minor work required to prevent a deterioration of the service provided by the asset. | 12 | 2020-07-09 | 3.7947 | 73.6756 | x | 4 | 3. Moderate | 10321 | Predictive Maintenance | 91.25
1001633 | Cable and Track/Rail Based Safety Systems | B (Average): Asset is sound, operationally safe and exhibits only minor deterioration. | Category 3 (Recommended): Minor work required to prevent a deterioration of the service provided by the asset. | 12 | 2017-05-11 | 6.9569 | 68.4052 | x | 4 | 3. Moderate | 10296 | Predictive Maintenance | 91.25
1001634 | Pumps - General | B (Average): Asset is sound, operationally safe and exhibits only minor deterioration. | Category 3 (Recommended): Minor work required to prevent a deterioration of the service provided by the asset. | 20 | 2007-09-18 | 16.6023 | 67.3977 | x | 2 | 4. Significant | 10301 | Predictive Maintenance | 91.25
1001635 | Pumps - General | B (Average): Asset is sound, operationally safe and exhibits only minor deterioration. | Category 3 (Recommended): Minor work required to prevent a deterioration of the service provided by the asset. | 20 | 2022-03-07 | 2.1355 | 81.8645 | x | 2 | 4. Significant | 10301 | Predictive Maintenance | 91.25
1001636 | Pumps - General | B (Average): Asset is sound, operationally safe and exhibits only minor deterioration. | Category 3 (Recommended): Minor work required to prevent a deterioration of the service provided by the asset. | 20 | 2022-12-28 | 1.3251 | 82.6749 | x | 2 | 4. Significant | 10301 | Predictive Maintenance | 91.25
1001637 | Emergency eye wash station (Plumbed System) | B (Average): Asset is sound, operationally safe and exhibits only minor deterioration. | Category 3 (Recommended): Minor work required to prevent a deterioration of the service provided by the asset. | 10 | 2015-05-29 | 8.909 | 66.1821 | x | 2 | 3. Moderate | 10322 | Predictive Maintenance | 91.25
1001641 | Pumps - General | B (Average): Asset is sound, operationally safe and exhibits only minor deterioration. | Category 3 (Recommended): Minor work required to prevent a deterioration of the service provided by the asset. | 20 | 2021-12-17 | 2.3546 | 81.6454 | x | 2 | 4. Significant | 10326 | Predictive Maintenance | 91.25
1001642 | Water Booster Pumps | B (Average): Asset is sound, operationally safe and exhibits only minor deterioration. | Category 3 (Recommended): Minor work required to prevent a deterioration of the service provided by the asset. | 15 | 2019-03-13 | 5.1198 | 79.1736 | x | 1 | 4. Significant | 10327 | Predictive Maintenance | 91.25
1001643 | Room Air Conditioners | B (Average): Asset is sound, operationally safe and exhibits only minor deterioration. | Category 3 (Recommended): Minor work required to prevent a deterioration of the service provided by the asset. | 15 | 2016-10-08 | 7.5455 | 67.9393 | x | 5 | 3. Moderate | 10160 | Predictive Maintenance | 91.25
1001646 | Emergency eye wash station (Plumbed System) | B (Average): Asset is sound, operationally safe and exhibits only minor deterioration. | Category 3 (Recommended): Minor work required to prevent a deterioration of the service provided by the asset. | 10 | 2019-10-10 | 4.5421 | 76.9158 | x | 1 | 3. Moderate | 10302 | Predictive Maintenance | 91.25
1001647 | Emergency eye wash station (Plumbed System) | B (Average): Asset is sound, operationally safe and exhibits only minor deterioration. | Category 3 (Recommended): Minor work required to prevent a deterioration of the service provided by the asset. | 10 | 2019-02-07 | 5.2129 | 75.5743 | x | 1 | 3. Moderate | 10328 | Predictive Maintenance | 91.25
1001648 | Emergency eye wash station (Plumbed System) | B (Average): Asset is sound, operationally safe and exhibits only minor deterioration. | Category 3 (Recommended): Minor work required to prevent a deterioration of the service provided by the asset. | 10 | 2021-03-17 | 3.1075 | 79.7851 | x | 1 | 3. Moderate | 10329 | Predictive Maintenance | 91.25
1001649 | Room Air Conditioners | B (Average): Asset is sound, operationally safe and exhibits only minor deterioration. | Category 3 (Recommended): Minor work required to prevent a deterioration of the service provided by the asset. | 15 | 2013-08-28 | 10.6585 | 63.7887 | x | 5 | 3. Moderate | 10154 | Predictive Maintenance | 91.25
1001650 | Room Air Conditioners | B (Average): Asset is sound, operationally safe and exhibits only minor deterioration. | Category 3 (Recommended): Minor work required to prevent a deterioration of the service provided by the asset. | 15 | 2020-08-31 | 3.6496 | 73.1339 | x | 5 | 3. Moderate | 10154 | Predictive Maintenance | 91.25
1001651 | Room Air Conditioners | B (Average): Asset is sound, operationally safe and exhibits only minor deterioration. | Category 3 (Recommended): Minor work required to prevent a deterioration of the service provided by the asset. | 15 | 2018-09-05 | 5.6372 | 70.4837 | x | 5 | 3. Moderate | 10154 | Predictive Maintenance | 91.25
1001652 | Room Air Conditioners | B (Average): Asset is sound, operationally safe and exhibits only minor deterioration. | Category 3 (Recommended): Minor work required to prevent a deterioration of the service provided by the asset. | 15 | 2017-07-06 | 6.8036 | 68.9286 | x | 5 | 3. Moderate | 10154 | Predictive Maintenance | 91.25
1001653 | Room Air Conditioners | B (Average): Asset is sound, operationally safe and exhibits only minor deterioration. | Category 3 (Recommended): Minor work required to prevent a deterioration of the service provided by the asset. | 15 | 2019-09-04 | 4.6407 | 71.8125 | x | 5 | 3. Moderate | 10154 | Predictive Maintenance | 91.25
1001654 | Room Air Conditioners | B (Average): Asset is sound, operationally safe and exhibits only minor deterioration. | Category 3 (Recommended): Minor work required to prevent a deterioration of the service provided by the asset. | 15 | 2010-11-30 | 13.4018 | 60.131 | x | 5 | 3. Moderate | 10154 | Predictive Maintenance | 91.25
1001656 | Pumps - General | B (Average): Asset is sound, operationally safe and exhibits only minor deterioration. | Category 3 (Recommended): Minor work required to prevent a deterioration of the service provided by the asset. | 20 | 2011-05-16 | 12.9446 | 67.0554 | x | 4 | 4. Significant | 10153 | Predictive Maintenance | 91.25
1001658 | Meter Reading - Gas | B (Average): Asset is sound, operationally safe and exhibits only minor deterioration. | Category 3 (Recommended): Minor work required to prevent a deterioration of the service provided by the asset. | 20 | 2011-11-26 | 12.4134 | 67.5866 | x | 4 | 2. Minor | 10153 | Predictive Maintenance | 182.5
1001659 | Pumps - General | B (Average): Asset is sound, operationally safe and exhibits only minor deterioration. | Category 3 (Recommended): Minor work required to prevent a deterioration of the service provided by the asset. | 20 | 2018-10-04 | 5.5578 | 74.4422 | x | 4 | 4. Significant | 10153 | Predictive Maintenance | 91.25
1001660 | Emergency eye wash station (Plumbed System) | B (Average): Asset is sound, operationally safe and exhibits only minor deterioration. | Category 3 (Recommended): Minor work required to prevent a deterioration of the service provided by the asset. | 10 | 2019-09-04 | 4.6407 | 76.7187 | x | 1 | 3. Moderate | 10331 | Predictive Maintenance | 91.25
1001661 | Pumps - General | B (Average): Asset is sound, operationally safe and exhibits only minor deterioration. | Category 3 (Recommended): Minor work required to prevent a deterioration of the service provided by the asset. | 20 | 2016-03-12 | 8.1205 | 77.8795 | x | 1 | 4. Significant | 10187 | Predictive Maintenance | 91.25
1001662 | Pumps - General | B (Average): Asset is sound, operationally safe and exhibits only minor deterioration. | Category 3 (Recommended): Minor work required to prevent a deterioration of the service provided by the asset. | 20 | 2013-04-11 | 11.039 | 74.961 | x | 1 | 4. Significant | 10187 | Predictive Maintenance | 91.25
1001663 | Cold Water Storage Tanks and Cisterns | B (Average): Asset is sound, operationally safe and exhibits only minor deterioration. | Category 3 (Recommended): Minor work required to prevent a deterioration of the service provided by the asset. | 20 | 2021-05-10 | 2.9596 | 83.0404 | x | 1 | 4. Significant | 10187 | Predictive Maintenance | 91.25
1001664 | Emergency eye wash station (Plumbed System) | B (Average): Asset is sound, operationally safe and exhibits only minor deterioration. | Category 3 (Recommended): Minor work required to prevent a deterioration of the service provided by the asset. | 10 | 2023-09-29 | 0.57221 | 84.8556 | x | 1 | 3. Moderate | 10332 | Predictive Maintenance | 91.25
1001666 | Emergency eye wash station (Plumbed System) | B (Average): Asset is sound, operationally safe and exhibits only minor deterioration. | Category 3 (Recommended): Minor work required to prevent a deterioration of the service provided by the asset. | 10 | 2015-12-03 | 8.3943 | 69.2115 | x | 1 | 3. Moderate | 10187 | Predictive Maintenance | 91.25
1001667 | Water Booster Pumps | A (Good): Asset is as new and can be expected to perform adequately to its full normal life if maintained appropriately. | Category 4 (Normal): No work required beyond normal maintenance. | 15 | 2015-05-22 | 8.9281 | 84.0958 | x | 3 | 4. Significant | 10334 | Predictive Maintenance | 162.5
1001668 | Pumps - General | B (Average): Asset is sound, operationally safe and exhibits only minor deterioration. | Category 3 (Recommended): Minor work required to prevent a deterioration of the service provided by the asset. | 20 | 2014-08-15 | 9.6947 | 72.3053 | x | 3 | 4. Significant | 10334 | Predictive Maintenance | 91.25
1001669 | Pumps - General | B (Average): Asset is sound, operationally safe and exhibits only minor deterioration. | Category 3 (Recommended): Minor work required to prevent a deterioration of the service provided by the asset. | 20 | 2016-07-19 | 7.7673 | 74.2327 | x | 3 | 4. Significant | 10182 | Predictive Maintenance | 91.25
1001670 | Pumps - General | B (Average): Asset is sound, operationally safe and exhibits only minor deterioration. | Category 3 (Recommended): Minor work required to prevent a deterioration of the service provided by the asset. | 20 | 2006-11-18 | 17.4346 | 68.5654 | x | 1 | 4. Significant | 10335 | Predictive Maintenance | 91.25
1001671 | Pumps - General | B (Average): Asset is sound, operationally safe and exhibits only minor deterioration. | Category 3 (Recommended): Minor work required to prevent a deterioration of the service provided by the asset. | 20 | 2005-03-30 | 19.0719 | 66.9281 | x | 1 | 4. Significant | 10336 | Predictive Maintenance | 91.25
1001674 | Pumps - General | B (Average): Asset is sound, operationally safe and exhibits only minor deterioration. | Category 3 (Recommended): Minor work required to prevent a deterioration of the service provided by the asset. | 20 | 2012-03-02 | 12.1478 | 73.8522 | x | 1 | 4. Significant | 10338 | Predictive Maintenance | 91.25
1001675 | Pumps - General | B (Average): Asset is sound, operationally safe and exhibits only minor deterioration. | Category 3 (Recommended): Minor work required to prevent a deterioration of the service provided by the asset. | 20 | 2023-08-28 | 0.65982 | 85.3402 | x | 1 | 4. Significant | 10339 | Predictive Maintenance | 91.25
1001676 | Pumps - General | B (Average): Asset is sound, operationally safe and exhibits only minor deterioration. | Category 3 (Recommended): Minor work required to prevent a deterioration of the service provided by the asset. | 20 | 2009-08-03 | 14.7269 | 71.2731 | x | 1 | 4. Significant | 10340 | Predictive Maintenance | 91.25
1001677 | Pumps - General | B (Average): Asset is sound, operationally safe and exhibits only minor deterioration. | Category 3 (Recommended): Minor work required to prevent a deterioration of the service provided by the asset. | 20 | 2023-12-06 | 0.38604 | 85.614 | x | 1 | 4. Significant | 10341 | Predictive Maintenance | 91.25
1001678 | Pumps - General | B (Average): Asset is sound, operationally safe and exhibits only minor deterioration. | Category 3 (Recommended): Minor work required to prevent a deterioration of the service provided by the asset. | 20 | 2004-04-22 | 20.0082 | 61.9918 | x | 3 | 4. Significant | 10342 | Predictive Maintenance | 91.25
1001679 | Hot Water Calorifiers - Heated by Electricity | B (Average): Asset is sound, operationally safe and exhibits only minor deterioration. | Category 3 (Recommended): Minor work required to prevent a deterioration of the service provided by the asset. | 25 | 1999-05-11 | 24.9582 | 66.0334 | x | 1 | 4. Significant | 10343 | Predictive Maintenance | 91.25
1001680 | Hot Water Calorifiers - Heated by Electricity | B (Average): Asset is sound, operationally safe and exhibits only minor deterioration. | Category 3 (Recommended): Minor work required to prevent a deterioration of the service provided by the asset. | 25 | 2018-01-20 | 6.2615 | 80.9908 | x | 1 | 4. Significant | 10343 | Predictive Maintenance | 91.25
1001683 | Pumps - General | B (Average): Asset is sound, operationally safe and exhibits only minor deterioration. | Category 3 (Recommended): Minor work required to prevent a deterioration of the service provided by the asset. | 20 | 2010-12-09 | 13.3771 | 66.6229 | x | 4 | 4. Significant | 10153 | Predictive Maintenance | 91.25
1001684 | Heat meter, calculator and temperature probes | B (Average): Asset is sound, operationally safe and exhibits only minor deterioration. | Category 3 (Recommended): Minor work required to prevent a deterioration of the service provided by the asset. | 15 | 2015-06-09 | 8.8789 | 68.1615 | x | 4 | 2. Minor | 10153 | Predictive Maintenance | 182.5
1001685 | Heat meter, calculator and temperature probes | B (Average): Asset is sound, operationally safe and exhibits only minor deterioration. | Category 3 (Recommended): Minor work required to prevent a deterioration of the service provided by the asset. | 15 | 2015-04-22 | 9.0103 | 67.9863 | x | 4 | 2. Minor | 10153 | Predictive Maintenance | 182.5
1001686 | Heat meter, calculator and temperature probes | B (Average): Asset is sound, operationally safe and exhibits only minor deterioration. | Category 3 (Recommended): Minor work required to prevent a deterioration of the service provided by the asset. | 15 | 2016-02-29 | 8.1533 | 69.1289 | x | 4 | 2. Minor | 10153 | Predictive Maintenance | 182.5
1001687 | Room Air Conditioners | A (Good): Asset is as new and can be expected to perform adequately to its full normal life if maintained appropriately. | Category 4 (Normal): No work required beyond normal maintenance. | 15 | 2011-09-18 | 12.6023 | 75.1969 | x | 5 | 3. Moderate | 10154 | Predictive Maintenance | 365
1001688 | Room Air Conditioners | B (Average): Asset is sound, operationally safe and exhibits only minor deterioration. | Category 3 (Recommended): Minor work required to prevent a deterioration of the service provided by the asset. | 15 | 2015-05-30 | 8.9062 | 66.125 | x | 5 | 3. Moderate | 10154 | Predictive Maintenance | 91.25
1001689 | Room Air Conditioners | B (Average): Asset is sound, operationally safe and exhibits only minor deterioration. | Category 3 (Recommended): Minor work required to prevent a deterioration of the service provided by the asset. | 15 | 2022-07-04 | 1.8097 | 75.587 | x | 5 | 3. Moderate | 10154 | Predictive Maintenance | 91.25
1001692 | Heat meter, calculator and temperature probes | B (Average): Asset is sound, operationally safe and exhibits only minor deterioration. | Category 3 (Recommended): Minor work required to prevent a deterioration of the service provided by the asset. | 15 | 2021-05-09 | 2.9624 | 76.0502 | x | 4 | 2. Minor | 10153 | Predictive Maintenance | 182.5
1001693 | Heat meter, calculator and temperature probes | B (Average): Asset is sound, operationally safe and exhibits only minor deterioration. | Category 3 (Recommended): Minor work required to prevent a deterioration of the service provided by the asset. | 15 | 2012-07-20 | 11.7645 | 64.3139 | x | 4 | 2. Minor | 10153 | Predictive Maintenance | 182.5
1001694 | Heat meter, calculator and temperature probes | B (Average): Asset is sound, operationally safe and exhibits only minor deterioration. | Category 3 (Recommended): Minor work required to prevent a deterioration of the service provided by the asset. | 15 | 2012-02-03 | 12.2245 | 63.7007 | x | 4 | 2. Minor | 10153 | Predictive Maintenance | 182.5
1001697 | Pumps - General | B (Average): Asset is sound, operationally safe and exhibits only minor deterioration. | Category 3 (Recommended): Minor work required to prevent a deterioration of the service provided by the asset. | 20 | 2018-02-23 | 6.1684 | 73.8316 | x | 4 | 4. Significant | 10153 | Predictive Maintenance | 91.25
1001698 | Pumps - General | B (Average): Asset is sound, operationally safe and exhibits only minor deterioration. | Category 3 (Recommended): Minor work required to prevent a deterioration of the service provided by the asset. | 20 | 2014-07-23 | 9.7577 | 70.2423 | x | 4 | 4. Significant | 10153 | Predictive Maintenance | 91.25
1001699 | Water Booster Pumps | A (Good): Asset is as new and can be expected to perform adequately to its full normal life if maintained appropriately. | Category 4 (Normal): No work required beyond normal maintenance. | 15 | 2010-10-30 | 13.4867 | 78.0178 | x | 3 | 4. Significant | 10344 | Predictive Maintenance | 162.5
1001700 | Pumps - General | B (Average): Asset is sound, operationally safe and exhibits only minor deterioration. | Category 3 (Recommended): Minor work required to prevent a deterioration of the service provided by the asset. | 20 | 2009-12-17 | 14.3546 | 65.6454 | x | 4 | 4. Significant | 10153 | Predictive Maintenance | 91.25
1001701 | Pumps - General | B (Average): Asset is sound, operationally safe and exhibits only minor deterioration. | Category 3 (Recommended): Minor work required to prevent a deterioration of the service provided by the asset. | 20 | 2010-01-04 | 14.3053 | 71.6947 | x | 1 | 4. Significant | 10343 | Predictive Maintenance | 91.25
1001702 | Pumps - General | B (Average): Asset is sound, operationally safe and exhibits only minor deterioration. | Category 3 (Recommended): Minor work required to prevent a deterioration of the service provided by the asset. | 20 | 2010-08-18 | 13.6865 | 72.3135 | x | 1 | 4. Significant | 10345 | Predictive Maintenance | 91.25
1001703 | Pumps - General | B (Average): Asset is sound, operationally safe and exhibits only minor deterioration. | Category 3 (Recommended): Minor work required to prevent a deterioration of the service provided by the asset. | 20 | 2016-07-25 | 7.7509 | 78.2491 | x | 1 | 4. Significant | 10346 | Predictive Maintenance | 91.25
1001705 | Pumps - General | B (Average): Asset is sound, operationally safe and exhibits only minor deterioration. | Category 3 (Recommended): Minor work required to prevent a deterioration of the service provided by the asset. | 20 | 2019-10-25 | 4.501 | 81.499 | x | 1 | 4. Significant | 10347 | Predictive Maintenance | 91.25
1001706 | Water Booster Pumps | A (Good): Asset is as new and can be expected to perform adequately to its full normal life if maintained appropriately. | Category 4 (Normal): No work required beyond normal maintenance. | 15 | 2023-01-10 | 1.2895 | 94.2806 | x | 3 | 4. Significant | 10348 | Predictive Maintenance | 162.5
1001707 | Pumps - General | B (Average): Asset is sound, operationally safe and exhibits only minor deterioration. | Category 3 (Recommended): Minor work required to prevent a deterioration of the service provided by the asset. | 20 | 2016-05-19 | 7.9343 | 78.0657 | x | 1 | 4. Significant | 10349 | Predictive Maintenance | 91.25
1001708 | Pumps - General | B (Average): Asset is sound, operationally safe and exhibits only minor deterioration. | Category 3 (Recommended): Minor work required to prevent a deterioration of the service provided by the asset. | 20 | 2006-12-21 | 17.3443 | 68.6557 | x | 1 | 4. Significant | 10350 | Predictive Maintenance | 91.25
1001709 | Pumps - General | B (Average): Asset is sound, operationally safe and exhibits only minor deterioration. | Category 3 (Recommended): Minor work required to prevent a deterioration of the service provided by the asset. | 20 | 2021-12-15 | 2.36 | 83.64 | x | 1 | 4. Significant | 10351 | Predictive Maintenance | 91.25
1001710 | Pumps - General | B (Average): Asset is sound, operationally safe and exhibits only minor deterioration. | Category 3 (Recommended): Minor work required to prevent a deterioration of the service provided by the asset. | 20 | 2004-10-01 | 19.5647 | 62.4353 | x | 3 | 4. Significant | 10352 | Predictive Maintenance | 91.25
1001711 | Pumps - General | B (Average): Asset is sound, operationally safe and exhibits only minor deterioration. | Category 3 (Recommended): Minor work required to prevent a deterioration of the service provided by the asset. | 20 | 2016-11-02 | 7.4771 | 74.5229 | x | 3 | 4. Significant | 10348 | Predictive Maintenance | 91.25
1001712 | Pumps - General | B (Average): Asset is sound, operationally safe and exhibits only minor deterioration. | Category 3 (Recommended): Minor work required to prevent a deterioration of the service provided by the asset. | 20 | 2023-08-01 | 0.73374 | 85.2663 | x | 1 | 4. Significant | 10353 | Predictive Maintenance | 91.25
1001713 | Water Booster Pumps | A (Good): Asset is as new and can be expected to perform adequately to its full normal life if maintained appropriately. | Category 4 (Normal): No work required beyond normal maintenance. | 15 | 2015-11-21 | 8.4271 | 84.7639 | x | 3 | 4. Significant | 10354 | Predictive Maintenance | 162.5
1001714 | Pumps - General | B (Average): Asset is sound, operationally safe and exhibits only minor deterioration. | Category 3 (Recommended): Minor work required to prevent a deterioration of the service provided by the asset. | 20 | 2016-11-27 | 7.4086 | 74.5914 | x | 3 | 4. Significant | 10354 | Predictive Maintenance | 91.25
1001715 | Pumps - General | B (Average): Asset is sound, operationally safe and exhibits only minor deterioration. | Category 3 (Recommended): Minor work required to prevent a deterioration of the service provided by the asset. | 20 | 2017-06-20 | 6.8474 | 79.1526 | x | 1 | 4. Significant | 10355 | Predictive Maintenance | 91.25
1001716 | Pumps - General | B (Average): Asset is sound, operationally safe and exhibits only minor deterioration. | Category 3 (Recommended): Minor work required to prevent a deterioration of the service provided by the asset. | 20 | 2012-07-03 | 11.8111 | 70.1889 | x | 3 | 4. Significant | 10178 | Predictive Maintenance | 91.25
1001717 | Pumps - General | B (Average): Asset is sound, operationally safe and exhibits only minor deterioration. | Category 3 (Recommended): Minor work required to prevent a deterioration of the service provided by the asset. | 20 | 2007-06-16 | 16.8597 | 65.1403 | x | 3 | 4. Significant | 10356 | Predictive Maintenance | 91.25
1001718 | Pumps - General | B (Average): Asset is sound, operationally safe and exhibits only minor deterioration. | Category 3 (Recommended): Minor work required to prevent a deterioration of the service provided by the asset. | 20 | 2005-09-18 | 18.601 | 63.399 | x | 3 | 4. Significant | 10357 | Predictive Maintenance | 91.25
1001719 | Pumps - General | B (Average): Asset is sound, operationally safe and exhibits only minor deterioration. | Category 3 (Recommended): Minor work required to prevent a deterioration of the service provided by the asset. | 20 | 2016-04-23 | 8.0055 | 77.9945 | x | 1 | 4. Significant | 10358 | Predictive Maintenance | 91.25
1001720 | Pumps - General | B (Average): Asset is sound, operationally safe and exhibits only minor deterioration. | Category 3 (Recommended): Minor work required to prevent a deterioration of the service provided by the asset. | 20 | 2012-06-17 | 11.8549 | 74.1451 | x | 1 | 4. Significant | 10359 | Predictive Maintenance | 91.25
1001721 | Pumps - General | B (Average): Asset is sound, operationally safe and exhibits only minor deterioration. | Category 3 (Recommended): Minor work required to prevent a deterioration of the service provided by the asset. | 20 | 2009-06-24 | 14.8364 | 71.1636 | x | 1 | 4. Significant | 10360 | Predictive Maintenance | 91.25
1001722 | Pumps - General | B (Average): Asset is sound, operationally safe and exhibits only minor deterioration. | Category 3 (Recommended): Minor work required to prevent a deterioration of the service provided by the asset. | 20 | 2006-04-19 | 18.0178 | 67.9822 | x | 1 | 4. Significant | 10079 | Predictive Maintenance | 91.25
1001723 | Pumps - General | B (Average): Asset is sound, operationally safe and exhibits only minor deterioration. | Category 3 (Recommended): Minor work required to prevent a deterioration of the service provided by the asset. | 20 | 2013-01-30 | 11.2334 | 74.7666 | x | 1 | 4. Significant | 10079 | Predictive Maintenance | 91.25
1001724 | Solenoid Gas/Oil Shut-off (Safety) Valves | B (Average): Asset is sound, operationally safe and exhibits only minor deterioration. | Category 3 (Recommended): Minor work required to prevent a deterioration of the service provided by the asset. | 15 | 2012-04-23 | 12.0055 | 69.9927 | x | 1 | 5. Severe | 10079 | Predictive Maintenance | 28
1001725 | Pumps - General | B (Average): Asset is sound, operationally safe and exhibits only minor deterioration. | Category 3 (Recommended): Minor work required to prevent a deterioration of the service provided by the asset. | 20 | 2023-11-24 | 0.41889 | 85.5811 | x | 1 | 4. Significant | 10079 | Predictive Maintenance | 91.25
1001726 | Pumps - General | B (Average): Asset is sound, operationally safe and exhibits only minor deterioration. | Category 3 (Recommended): Minor work required to prevent a deterioration of the service provided by the asset. | 20 | 2011-09-17 | 12.6051 | 73.3949 | x | 1 | 4. Significant | 10079 | Predictive Maintenance | 91.25
1001727 | Pumps - General | B (Average): Asset is sound, operationally safe and exhibits only minor deterioration. | Category 3 (Recommended): Minor work required to prevent a deterioration of the service provided by the asset. | 20 | 2019-03-13 | 5.1198 | 80.8802 | x | 1 | 4. Significant | 10079 | Predictive Maintenance | 91.25
1001728 | Pumps - General | B (Average): Asset is sound, operationally safe and exhibits only minor deterioration. | Category 3 (Recommended): Minor work required to prevent a deterioration of the service provided by the asset. | 20 | 2005-06-17 | 18.8556 | 67.1444 | x | 1 | 4. Significant | 10079 | Predictive Maintenance | 91.25
1001729 | Pumps - General | B (Average): Asset is sound, operationally safe and exhibits only minor deterioration. | Category 3 (Recommended): Minor work required to prevent a deterioration of the service provided by the asset. | 20 | 2010-02-01 | 14.2286 | 71.7714 | x | 1 | 4. Significant | 10079 | Predictive Maintenance | 91.25
1001730 | Pumps - General | B (Average): Asset is sound, operationally safe and exhibits only minor deterioration. | Category 3 (Recommended): Minor work required to prevent a deterioration of the service provided by the asset. | 20 | 2021-01-29 | 3.2361 | 82.7639 | x | 1 | 4. Significant | 10079 | Predictive Maintenance | 91.25
1001731 | Pumps - General | B (Average): Asset is sound, operationally safe and exhibits only minor deterioration. | Category 3 (Recommended): Minor work required to prevent a deterioration of the service provided by the asset. | 20 | 2022-09-09 | 1.6263 | 84.3737 | x | 1 | 4. Significant | 10079 | Predictive Maintenance | 91.25
1001732 | Pumps - General | C (Poor): Asset is operational but major repair or replacement will be needed. | Category 3 (Recommended): Minor work required to prevent a deterioration of the service provided by the asset. | 20 | 2020-08-04 | 3.7235 | 68.2765 | x | 1 | 4. Significant | 10079 | Predictive Maintenance | 91.25
1001733 | Pumps - General | C (Poor): Asset is operational but major repair or replacement will be needed. | Category 3 (Recommended): Minor work required to prevent a deterioration of the service provided by the asset. | 20 | 2009-08-02 | 14.7296 | 57.2704 | x | 1 | 4. Significant | 10079 | Predictive Maintenance | 91.25
1001734 | Pumps - General | B (Average): Asset is sound, operationally safe and exhibits only minor deterioration. | Category 3 (Recommended): Minor work required to prevent a deterioration of the service provided by the asset. | 20 | 2011-01-11 | 13.2868 | 72.7132 | x | 1 | 4. Significant | 10079 | Predictive Maintenance | 91.25
1001735 | Hot Water Calorifiers - Heated by Electricity | C (Poor): Asset is operational but major repair or replacement will be needed. | Category 4 (Normal): No work required beyond normal maintenance. | 25 | 2006-01-20 | 18.2615 | 64.3908 | x | 1 | 4. Significant | 10079 | Predictive Maintenance | 162.5
1001736 | Pumps - General | B (Average): Asset is sound, operationally safe and exhibits only minor deterioration. | Category 3 (Recommended): Minor work required to prevent a deterioration of the service provided by the asset. | 20 | 2014-03-10 | 10.1273 | 75.8727 | x | 1 | 4. Significant | 10079 | Predictive Maintenance | 91.25
1001737 | Hot Water Calorifiers - Heated by Electricity | B (Average): Asset is sound, operationally safe and exhibits only minor deterioration. | Category 3 (Recommended): Minor work required to prevent a deterioration of the service provided by the asset. | 25 | 1999-06-19 | 24.8515 | 66.1188 | x | 1 | 4. Significant | 10079 | Predictive Maintenance | 91.25
1001738 | Meter Reading - Water | B (Average): Asset is sound, operationally safe and exhibits only minor deterioration. | Category 3 (Recommended): Minor work required to prevent a deterioration of the service provided by the asset. | 20 | 2017-08-15 | 6.694 | 79.306 | x | 1 | 2. Minor | 10079 | Predictive Maintenance | 182.5
1001739 | Meter Reading - Water | B (Average): Asset is sound, operationally safe and exhibits only minor deterioration. | Category 3 (Recommended): Minor work required to prevent a deterioration of the service provided by the asset. | 20 | 2021-05-14 | 2.9487 | 83.0513 | x | 1 | 2. Minor | 10079 | Predictive Maintenance | 182.5
1001740 | Pumps - General | B (Average): Asset is sound, operationally safe and exhibits only minor deterioration. | Category 3 (Recommended): Minor work required to prevent a deterioration of the service provided by the asset. | 20 | 2015-11-09 | 8.46 | 73.54 | x | 3 | 4. Significant | 10361 | Predictive Maintenance | 91.25
1001741 | Solenoid Gas/Oil Shut-off (Safety) Valves | B (Average): Asset is sound, operationally safe and exhibits only minor deterioration. | Category 3 (Recommended): Minor work required to prevent a deterioration of the service provided by the asset. | 15 | 2010-07-11 | 13.7906 | 63.6126 | x | 3 | 5. Severe | 10362 | Predictive Maintenance | 28
1001742 | Meter Reading - Gas | B (Average): Asset is sound, operationally safe and exhibits only minor deterioration. | Category 3 (Recommended): Minor work required to prevent a deterioration of the service provided by the asset. | 20 | 2007-02-14 | 17.1937 | 64.8063 | x | 3 | 2. Minor | 10362 | Predictive Maintenance | 182.5
1001743 | Pumps - General | B (Average): Asset is sound, operationally safe and exhibits only minor deterioration. | Category 3 (Recommended): Minor work required to prevent a deterioration of the service provided by the asset. | 20 | 2022-07-03 | 1.8125 | 80.1875 | x | 3 | 4. Significant | 10363 | Predictive Maintenance | 91.25
1001744 | Pumps - General | B (Average): Asset is sound, operationally safe and exhibits only minor deterioration. | Category 3 (Recommended): Minor work required to prevent a deterioration of the service provided by the asset. | 20 | 2015-03-10 | 9.128 | 72.872 | x | 3 | 4. Significant | 10364 | Predictive Maintenance | 91.25
1001745 | Pumps - General | B (Average): Asset is sound, operationally safe and exhibits only minor deterioration. | Category 3 (Recommended): Minor work required to prevent a deterioration of the service provided by the asset. | 20 | 2017-07-17 | 6.7734 | 75.2266 | x | 3 | 4. Significant | 10365 | Predictive Maintenance | 91.25
1001746 | Water Booster Pumps | B (Average): Asset is sound, operationally safe and exhibits only minor deterioration. | Category 3 (Recommended): Minor work required to prevent a deterioration of the service provided by the asset. | 15 | 2013-06-01 | 10.8994 | 67.4675 | x | 3 | 4. Significant | 10366 | Predictive Maintenance | 91.25
1001747 | Water Booster Pumps | B (Average): Asset is sound, operationally safe and exhibits only minor deterioration. | Category 3 (Recommended): Minor work required to prevent a deterioration of the service provided by the asset. | 15 | 2019-08-22 | 4.6762 | 75.765 | x | 3 | 4. Significant | 10366 | Predictive Maintenance | 91.25
1001748 | Water Booster Pumps | B (Average): Asset is sound, operationally safe and exhibits only minor deterioration. | Category 3 (Recommended): Minor work required to prevent a deterioration of the service provided by the asset. | 15 | 2023-12-07 | 0.3833 | 81.4889 | x | 3 | 4. Significant | 10366 | Predictive Maintenance | 91.25
1001749 | Pumps - General | B (Average): Asset is sound, operationally safe and exhibits only minor deterioration. | Category 3 (Recommended): Minor work required to prevent a deterioration of the service provided by the asset. | 20 | 2015-06-01 | 8.9008 | 73.0992 | x | 3 | 4. Significant | 10366 | Predictive Maintenance | 91.25
1001750 | Pumps - General | B (Average): Asset is sound, operationally safe and exhibits only minor deterioration. | Category 3 (Recommended): Minor work required to prevent a deterioration of the service provided by the asset. | 20 | 2016-11-14 | 7.4442 | 74.5558 | x | 3 | 4. Significant | 10194 | Predictive Maintenance | 91.25
1001752 | Water Booster Pumps | A (Good): Asset is as new and can be expected to perform adequately to its full normal life if maintained appropriately. | Category 4 (Normal): No work required beyond normal maintenance. | 15 | 2020-07-11 | 3.7892 | 90.9478 | x | 3 | 4. Significant | 10363 | Predictive Maintenance | 162.5
1001753 | Pumps - General | B (Average): Asset is sound, operationally safe and exhibits only minor deterioration. | Category 3 (Recommended): Minor work required to prevent a deterioration of the service provided by the asset. | 20 | 2004-07-07 | 19.8001 | 66.1999 | x | 1 | 4. Significant | 10368 | Predictive Maintenance | 91.25
1001754 | Pumps - General | B (Average): Asset is sound, operationally safe and exhibits only minor deterioration. | Category 3 (Recommended): Minor work required to prevent a deterioration of the service provided by the asset. | 20 | 2013-09-24 | 10.5845 | 75.4155 | x | 1 | 4. Significant | 10102 | Predictive Maintenance | 91.25
1001755 | Pumps - General | B (Average): Asset is sound, operationally safe and exhibits only minor deterioration. | Category 3 (Recommended): Minor work required to prevent a deterioration of the service provided by the asset. | 20 | 2010-09-09 | 13.6263 | 72.3737 | x | 1 | 4. Significant | 10102 | Predictive Maintenance | 91.25
1001757 | Pumps - General | B (Average): Asset is sound, operationally safe and exhibits only minor deterioration. | Category 3 (Recommended): Minor work required to prevent a deterioration of the service provided by the asset. | 20 | 2016-03-22 | 8.0931 | 77.9069 | x | 1 | 4. Significant | 10102 | Predictive Maintenance | 91.25
1001758 | Pumps - General | B (Average): Asset is sound, operationally safe and exhibits only minor deterioration. | Category 3 (Recommended): Minor work required to prevent a deterioration of the service provided by the asset. | 20 | 2016-07-27 | 7.7454 | 78.2546 | x | 1 | 4. Significant | 10102 | Predictive Maintenance | 91.25
1001759 | Pumps - General | B (Average): Asset is sound, operationally safe and exhibits only minor deterioration. | Category 3 (Recommended): Minor work required to prevent a deterioration of the service provided by the asset. | 20 | 2019-01-21 | 5.2594 | 80.7406 | x | 1 | 4. Significant | 10102 | Predictive Maintenance | 91.25
1001760 | Meter Reading - Gas | B (Average): Asset is sound, operationally safe and exhibits only minor deterioration. | Category 3 (Recommended): Minor work required to prevent a deterioration of the service provided by the asset. | 20 | 2023-05-22 | 0.92813 | 85.0719 | x | 1 | 2. Minor | 10102 | Predictive Maintenance | 182.5
1001761 | Solenoid Gas/Oil Shut-off (Safety) Valves | B (Average): Asset is sound, operationally safe and exhibits only minor deterioration. | Category 3 (Recommended): Minor work required to prevent a deterioration of the service provided by the asset. | 15 | 2010-01-07 | 14.2971 | 66.9373 | x | 1 | 5. Severe | 10102 | Predictive Maintenance | 28
1001762 | Pumps - General | A (Good): Asset is as new and can be expected to perform adequately to its full normal life if maintained appropriately. | Category 4 (Normal): No work required beyond normal maintenance. | 20 | 2010-04-26 | 13.9986 | 86.0014 | x | 1 | 4. Significant | 10102 | Predictive Maintenance | 162.5
1001763 | Hot Water Calorifiers - Heated by Electricity | C (Poor): Asset is operational but major repair or replacement will be needed. | Category 3 (Recommended): Minor work required to prevent a deterioration of the service provided by the asset. | 25 | 2001-04-24 | 23.0034 | 53.5973 | x | 1 | 4. Significant | 10102 | Predictive Maintenance | 91.25
1001764 | Pressurisation Units - Chilled Water, Condenser Water and LTHW Types | A (Good): Asset is as new and can be expected to perform adequately to its full normal life if maintained appropriately. | Category 4 (Normal): No work required beyond normal maintenance. | 15 | 2015-10-21 | 8.512 | 88.6507 | x | 1 | 4. Significant | 10368 | Predictive Maintenance | 162.5
1001765 | Pressurisation Units - Chilled Water, Condenser Water and LTHW Types | A (Good): Asset is as new and can be expected to perform adequately to its full normal life if maintained appropriately. | Category 4 (Normal): No work required beyond normal maintenance. | 15 | 2024-01-16 | 0.27379 | 99.635 | x | 1 | 4. Significant | 10102 | Predictive Maintenance | 162.5
1001767 | Water Booster Pumps | A (Good): Asset is as new and can be expected to perform adequately to its full normal life if maintained appropriately. | Category 4 (Normal): No work required beyond normal maintenance. | 15 | 2023-09-07 | 0.63244 | 95.1567 | x | 3 | 4. Significant | 10369 | Predictive Maintenance | 162.5
1001768 | Water Booster Pumps | A (Good): Asset is as new and can be expected to perform adequately to its full normal life if maintained appropriately. | Category 4 (Normal): No work required beyond normal maintenance. | 15 | 2013-02-02 | 11.2252 | 81.0331 | x | 3 | 4. Significant | 10369 | Predictive Maintenance | 162.5
1001769 | Pumps - General | B (Average): Asset is sound, operationally safe and exhibits only minor deterioration. | Category 3 (Recommended): Minor work required to prevent a deterioration of the service provided by the asset. | 20 | 2013-10-12 | 10.5352 | 75.4648 | x | 1 | 4. Significant | 10370 | Predictive Maintenance | 91.25
1001770 | Pumps - General | B (Average): Asset is sound, operationally safe and exhibits only minor deterioration. | Category 3 (Recommended): Minor work required to prevent a deterioration of the service provided by the asset. | 20 | 2023-04-05 | 1.0568 | 80.9432 | x | 3 | 4. Significant | 10371 | Predictive Maintenance | 91.25
1001771 | Pumps - General | B (Average): Asset is sound, operationally safe and exhibits only minor deterioration. | Category 3 (Recommended): Minor work required to prevent a deterioration of the service provided by the asset. | 20 | 2011-02-13 | 13.1964 | 72.8036 | x | 1 | 4. Significant | 10372 | Predictive Maintenance | 91.25
1001772 | Pumps - General | B (Average): Asset is sound, operationally safe and exhibits only minor deterioration. | Category 3 (Recommended): Minor work required to prevent a deterioration of the service provided by the asset. | 20 | 2006-09-23 | 17.588 | 68.412 | x | 1 | 4. Significant | 10373 | Predictive Maintenance | 91.25
1001773 | Pumps - General | B (Average): Asset is sound, operationally safe and exhibits only minor deterioration. | Category 3 (Recommended): Minor work required to prevent a deterioration of the service provided by the asset. | 20 | 2019-07-12 | 4.7885 | 77.2115 | x | 3 | 4. Significant | 10374 | Predictive Maintenance | 91.25
1001774 | Pumps - General | B (Average): Asset is sound, operationally safe and exhibits only minor deterioration. | Category 3 (Recommended): Minor work required to prevent a deterioration of the service provided by the asset. | 20 | 2006-06-05 | 17.8891 | 68.1109 | x | 1 | 4. Significant | 10375 | Predictive Maintenance | 91.25
1001775 | Pumps - General | B (Average): Asset is sound, operationally safe and exhibits only minor deterioration. | Category 3 (Recommended): Minor work required to prevent a deterioration of the service provided by the asset. | 20 | 2022-08-23 | 1.6728 | 84.3272 | x | 1 | 4. Significant | 10376 | Predictive Maintenance | 91.25
1001776 | Pumps - General | B (Average): Asset is sound, operationally safe and exhibits only minor deterioration. | Category 3 (Recommended): Minor work required to prevent a deterioration of the service provided by the asset. | 20 | 2016-07-09 | 7.7947 | 78.2053 | x | 1 | 4. Significant | 10377 | Predictive Maintenance | 91.25
1001777 | Pumps - General | B (Average): Asset is sound, operationally safe and exhibits only minor deterioration. | Category 3 (Recommended): Minor work required to prevent a deterioration of the service provided by the asset. | 20 | 2007-09-09 | 16.627 | 65.373 | x | 3 | 4. Significant | 10378 | Predictive Maintenance | 91.25
1001780 | Pumps - General | B (Average): Asset is sound, operationally safe and exhibits only minor deterioration. | Category 3 (Recommended): Minor work required to prevent a deterioration of the service provided by the asset. | 20 | 2011-08-15 | 12.6954 | 69.3046 | x | 3 | 4. Significant | 10381 | Predictive Maintenance | 91.25
1001781 | Pumps - General | B (Average): Asset is sound, operationally safe and exhibits only minor deterioration. | Category 3 (Recommended): Minor work required to prevent a deterioration of the service provided by the asset. | 20 | 2007-09-05 | 16.6379 | 69.3621 | x | 1 | 4. Significant | 10382 | Predictive Maintenance | 91.25
1001783 | Ventilating Fans - General | B (Average): Asset is sound, operationally safe and exhibits only minor deterioration. | Category 3 (Recommended): Minor work required to prevent a deterioration of the service provided by the asset. | 20 | 2020-02-17 | 4.1862 | 73.8138 | x | 5 | 2. Minor | 10384 | Predictive Maintenance | 182.5
1001785 | Ventilating Fans - General | B (Average): Asset is sound, operationally safe and exhibits only minor deterioration. | Category 3 (Recommended): Minor work required to prevent a deterioration of the service provided by the asset. | 20 | 2005-09-15 | 18.6092 | 65.3908 | x | 2 | 2. Minor | 10385 | Predictive Maintenance | 182.5
1001786 | Room Air Conditioners | B (Average): Asset is sound, operationally safe and exhibits only minor deterioration. | Category 3 (Recommended): Minor work required to prevent a deterioration of the service provided by the asset. | 15 | 2014-09-02 | 9.6454 | 65.1394 | x | 5 | 3. Moderate | 10384 | Predictive Maintenance | 91.25
1001787 | Room Air Conditioners | B (Average): Asset is sound, operationally safe and exhibits only minor deterioration. | Category 3 (Recommended): Minor work required to prevent a deterioration of the service provided by the asset. | 15 | 2014-12-10 | 9.3744 | 65.5008 | x | 5 | 3. Moderate | 10384 | Predictive Maintenance | 91.25
1001788 | Ventilating Fans - General | B (Average): Asset is sound, operationally safe and exhibits only minor deterioration. | Category 3 (Recommended): Minor work required to prevent a deterioration of the service provided by the asset. | 20 | 2020-07-21 | 3.7618 | 80.2382 | x | 2 | 2. Minor | 10385 | Predictive Maintenance | 182.5
1001789 | Ventilating Fans - General | B (Average): Asset is sound, operationally safe and exhibits only minor deterioration. | Category 3 (Recommended): Minor work required to prevent a deterioration of the service provided by the asset. | 20 | 2020-05-23 | 3.9233 | 80.0767 | x | 2 | 2. Minor | 10385 | Predictive Maintenance | 182.5
1001790 | Ventilating Fans - General | B (Average): Asset is sound, operationally safe and exhibits only minor deterioration. | Category 3 (Recommended): Minor work required to prevent a deterioration of the service provided by the asset. | 20 | 2011-10-20 | 12.5147 | 71.4853 | x | 2 | 2. Minor | 10385 | Predictive Maintenance | 182.5
1001791 | Ventilating Fans - General | B (Average): Asset is sound, operationally safe and exhibits only minor deterioration. | Category 3 (Recommended): Minor work required to prevent a deterioration of the service provided by the asset. | 20 | 2012-11-08 | 11.4606 | 72.5394 | x | 2 | 2. Minor | 10385 | Predictive Maintenance | 182.5
1001796 | Eyebolts used for Personal Fall Protection | B (Average): Asset is sound, operationally safe and exhibits only minor deterioration. | Category 3 (Recommended): Minor work required to prevent a deterioration of the service provided by the asset. | 12 | 2018-11-24 | 5.4182 | 74.9697 | x | 2 | 3. Moderate | 10385 | Predictive Maintenance | 91.25
1001797 | Ventilating Fans - General | B (Average): Asset is sound, operationally safe and exhibits only minor deterioration. | Category 3 (Recommended): Minor work required to prevent a deterioration of the service provided by the asset. | 20 | 2007-11-17 | 16.4381 | 61.5619 | x | 5 | 2. Minor | 10386 | Predictive Maintenance | 182.5
1001798 | Ventilating Fans - General | B (Average): Asset is sound, operationally safe and exhibits only minor deterioration. | Category 3 (Recommended): Minor work required to prevent a deterioration of the service provided by the asset. | 20 | 2004-02-07 | 20.2136 | 57.7864 | x | 5 | 2. Minor | 10386 | Predictive Maintenance | 182.5
1001799 | Eyebolts used for Personal Fall Protection | B (Average): Asset is sound, operationally safe and exhibits only minor deterioration. | Category 3 (Recommended): Minor work required to prevent a deterioration of the service provided by the asset. | 12 | 2021-01-29 | 3.2361 | 78.6064 | x | 2 | 3. Moderate | 10385 | Predictive Maintenance | 91.25
1001800 | Eyebolts used for Personal Fall Protection | B (Average): Asset is sound, operationally safe and exhibits only minor deterioration. | Category 3 (Recommended): Minor work required to prevent a deterioration of the service provided by the asset. | 12 | 2014-04-07 | 10.0507 | 67.2489 | x | 2 | 3. Moderate | 10385 | Predictive Maintenance | 91.25
1001801 | Eyebolts used for Personal Fall Protection | B (Average): Asset is sound, operationally safe and exhibits only minor deterioration. | Category 3 (Recommended): Minor work required to prevent a deterioration of the service provided by the asset. | 12 | 2023-10-03 | 0.56126 | 83.0646 | x | 2 | 3. Moderate | 10385 | Predictive Maintenance | 91.25
1001802 | Eyebolts used for Personal Fall Protection | B (Average): Asset is sound, operationally safe and exhibits only minor deterioration. | Category 3 (Recommended): Minor work required to prevent a deterioration of the service provided by the asset. | 12 | 2014-10-10 | 9.5414 | 68.0977 | x | 2 | 3. Moderate | 10385 | Predictive Maintenance | 91.25
1001803 | Eyebolts used for Personal Fall Protection | B (Average): Asset is sound, operationally safe and exhibits only minor deterioration. | Category 3 (Recommended): Minor work required to prevent a deterioration of the service provided by the asset. | 12 | 2022-11-15 | 1.4428 | 81.5953 | x | 2 | 3. Moderate | 10385 | Predictive Maintenance | 91.25
1001804 | Eyebolts used for Personal Fall Protection | B (Average): Asset is sound, operationally safe and exhibits only minor deterioration. | Category 3 (Recommended): Minor work required to prevent a deterioration of the service provided by the asset. | 12 | 2014-06-17 | 9.8563 | 67.5729 | x | 2 | 3. Moderate | 10385 | Predictive Maintenance | 91.25
1001805 | Eyebolts used for Personal Fall Protection | B (Average): Asset is sound, operationally safe and exhibits only minor deterioration. | Category 3 (Recommended): Minor work required to prevent a deterioration of the service provided by the asset. | 12 | 2023-06-15 | 0.86242 | 82.5626 | x | 2 | 3. Moderate | 10385 | Predictive Maintenance | 91.25
1001806 | Eyebolts used for Personal Fall Protection | B (Average): Asset is sound, operationally safe and exhibits only minor deterioration. | Category 3 (Recommended): Minor work required to prevent a deterioration of the service provided by the asset. | 12 | 2017-12-28 | 6.3244 | 73.4593 | x | 2 | 3. Moderate | 10385 | Predictive Maintenance | 91.25
1001807 | Eyebolts used for Personal Fall Protection | B (Average): Asset is sound, operationally safe and exhibits only minor deterioration. | Category 3 (Recommended): Minor work required to prevent a deterioration of the service provided by the asset. | 12 | 2016-06-18 | 7.8522 | 70.9131 | x | 2 | 3. Moderate | 10385 | Predictive Maintenance | 91.25
1001808 | Eyebolts used for Personal Fall Protection | B (Average): Asset is sound, operationally safe and exhibits only minor deterioration. | Category 3 (Recommended): Minor work required to prevent a deterioration of the service provided by the asset. | 12 | 2018-12-17 | 5.3552 | 75.0746 | x | 2 | 3. Moderate | 10385 | Predictive Maintenance | 91.25
1001809 | Eyebolts used for Personal Fall Protection | B (Average): Asset is sound, operationally safe and exhibits only minor deterioration. | Category 3 (Recommended): Minor work required to prevent a deterioration of the service provided by the asset. | 12 | 2022-06-24 | 1.8371 | 80.9382 | x | 2 | 3. Moderate | 10385 | Predictive Maintenance | 91.25
1001810 | Eyebolts used for Personal Fall Protection | B (Average): Asset is sound, operationally safe and exhibits only minor deterioration. | Category 3 (Recommended): Minor work required to prevent a deterioration of the service provided by the asset. | 12 | 2023-12-24 | 0.33676 | 83.4387 | x | 2 | 3. Moderate | 10385 | Predictive Maintenance | 91.25
1001811 | Eyebolts used for Personal Fall Protection | B (Average): Asset is sound, operationally safe and exhibits only minor deterioration. | Category 3 (Recommended): Minor work required to prevent a deterioration of the service provided by the asset. | 12 | 2019-08-30 | 4.6543 | 76.2428 | x | 2 | 3. Moderate | 10385 | Predictive Maintenance | 91.25
1001812 | Eyebolts used for Personal Fall Protection | B (Average): Asset is sound, operationally safe and exhibits only minor deterioration. | Category 3 (Recommended): Minor work required to prevent a deterioration of the service provided by the asset. | 12 | 2018-03-22 | 6.0945 | 73.8426 | x | 2 | 3. Moderate | 10385 | Predictive Maintenance | 91.25
1001813 | Eyebolts used for Personal Fall Protection | B (Average): Asset is sound, operationally safe and exhibits only minor deterioration. | Category 3 (Recommended): Minor work required to prevent a deterioration of the service provided by the asset. | 12 | 2020-07-25 | 3.7509 | 77.7486 | x | 2 | 3. Moderate | 10385 | Predictive Maintenance | 91.25
1001814 | Eyebolts used for Personal Fall Protection | B (Average): Asset is sound, operationally safe and exhibits only minor deterioration. | Category 3 (Recommended): Minor work required to prevent a deterioration of the service provided by the asset. | 12 | 2016-05-29 | 7.9069 | 70.8218 | x | 2 | 3. Moderate | 10385 | Predictive Maintenance | 91.25
1001815 | Eyebolts used for Personal Fall Protection | B (Average): Asset is sound, operationally safe and exhibits only minor deterioration. | Category 3 (Recommended): Minor work required to prevent a deterioration of the service provided by the asset. | 12 | 2016-08-18 | 7.6851 | 71.1914 | x | 2 | 3. Moderate | 10385 | Predictive Maintenance | 91.25
1001816 | Eyebolts used for Personal Fall Protection | B (Average): Asset is sound, operationally safe and exhibits only minor deterioration. | Category 3 (Recommended): Minor work required to prevent a deterioration of the service provided by the asset. | 12 | 2014-09-10 | 9.6235 | 67.9608 | x | 2 | 3. Moderate | 10385 | Predictive Maintenance | 91.25
1001817 | Eyebolts used for Personal Fall Protection | B (Average): Asset is sound, operationally safe and exhibits only minor deterioration. | Category 3 (Recommended): Minor work required to prevent a deterioration of the service provided by the asset. | 12 | 2013-02-17 | 11.1841 | 65.3598 | x | 2 | 3. Moderate | 10385 | Predictive Maintenance | 91.25
1001818 | Eyebolts used for Personal Fall Protection | B (Average): Asset is sound, operationally safe and exhibits only minor deterioration. | Category 3 (Recommended): Minor work required to prevent a deterioration of the service provided by the asset. | 12 | 2015-03-31 | 9.0705 | 68.8825 | x | 2 | 3. Moderate | 10385 | Predictive Maintenance | 91.25
1001819 | Eyebolts used for Personal Fall Protection | B (Average): Asset is sound, operationally safe and exhibits only minor deterioration. | Category 3 (Recommended): Minor work required to prevent a deterioration of the service provided by the asset. | 12 | 2015-06-19 | 8.8515 | 69.2475 | x | 2 | 3. Moderate | 10385 | Predictive Maintenance | 91.25
1001820 | Eyebolts used for Personal Fall Protection | B (Average): Asset is sound, operationally safe and exhibits only minor deterioration. | Category 3 (Recommended): Minor work required to prevent a deterioration of the service provided by the asset. | 12 | 2021-10-18 | 2.5188 | 79.802 | x | 2 | 3. Moderate | 10385 | Predictive Maintenance | 91.25
1001821 | Eyebolts used for Personal Fall Protection | B (Average): Asset is sound, operationally safe and exhibits only minor deterioration. | Category 3 (Recommended): Minor work required to prevent a deterioration of the service provided by the asset. | 12 | 2019-12-30 | 4.3203 | 76.7995 | x | 2 | 3. Moderate | 10385 | Predictive Maintenance | 91.25
1001822 | Eyebolts used for Personal Fall Protection | B (Average): Asset is sound, operationally safe and exhibits only minor deterioration. | Category 3 (Recommended): Minor work required to prevent a deterioration of the service provided by the asset. | 12 | 2020-07-18 | 3.77 | 77.7166 | x | 2 | 3. Moderate | 10385 | Predictive Maintenance | 91.25
1001824 | Fixed Access Ladders and Stairs | B (Average): Asset is sound, operationally safe and exhibits only minor deterioration. | Category 3 (Recommended): Minor work required to prevent a deterioration of the service provided by the asset. | 20 | 2022-01-17 | 2.2697 | 83.7303 | x | 1 | 3. Moderate | 10387 | Predictive Maintenance | 91.25
1001825 | Solenoid Gas/Oil Shut-off (Safety) Valves | B (Average): Asset is sound, operationally safe and exhibits only minor deterioration. | Category 3 (Recommended): Minor work required to prevent a deterioration of the service provided by the asset. | 15 | 2013-09-10 | 10.6229 | 67.8362 | x | 3 | 5. Severe | 10388 | Predictive Maintenance | 28
1001826 | Cable and Track/Rail Based Safety Systems | B (Average): Asset is sound, operationally safe and exhibits only minor deterioration. | Category 3 (Recommended): Minor work required to prevent a deterioration of the service provided by the asset. | 12 | 2018-09-30 | 5.5688 | 76.7187 | x | 1 | 3. Moderate | 10389 | Predictive Maintenance | 91.25
1001829 | Meter Reading - Gas | B (Average): Asset is sound, operationally safe and exhibits only minor deterioration. | Category 3 (Recommended): Minor work required to prevent a deterioration of the service provided by the asset. | 20 | 2009-08-01 | 14.7324 | 69.2676 | x | 2 | 2. Minor | 10285 | Predictive Maintenance | 182.5
1001831 | Electric Heaters - Radiators, Tubular Heaters and Oil Filled Heaters | A (Good): Asset is as new and can be expected to perform adequately to its full normal life if maintained appropriately. | Category 4 (Normal): No work required beyond normal maintenance. | 6 | 2020-02-24 | 4.167 | 86.11 | x | 1 | 3. Moderate | 10391 | Predictive Maintenance | 365
1001833 | Cable and Track/Rail Based Safety Systems | B (Average): Asset is sound, operationally safe and exhibits only minor deterioration. | Category 3 (Recommended): Minor work required to prevent a deterioration of the service provided by the asset. | 12 | 2016-09-24 | 7.5838 | 73.3603 | x | 1 | 3. Moderate | 10390 | Predictive Maintenance | 91.25
1001835 | Laboratory Fume Cupboard | B (Average): Asset is sound, operationally safe and exhibits only minor deterioration. | Category 3 (Recommended): Minor work required to prevent a deterioration of the service provided by the asset. | 15 | 2020-07-01 | 3.8166 | 72.9112 | x | 5 | 4. Significant | 10154 | Predictive Maintenance | 91.25
1001836 | Meter Reading - Water | B (Average): Asset is sound, operationally safe and exhibits only minor deterioration. | Category 3 (Recommended): Minor work required to prevent a deterioration of the service provided by the asset. | 20 | 2016-07-05 | 7.8056 | 76.1944 | x | 2 | 2. Minor | 10393 | Predictive Maintenance | 182.5
1001838 | Cold Water Storage Tanks and Cisterns | B (Average): Asset is sound, operationally safe and exhibits only minor deterioration. | Category 3 (Recommended): Minor work required to prevent a deterioration of the service provided by the asset. | 15 | 2017-07-28 | 6.7433 | 77.0089 | x | 1 | 4. Significant | 10395 | Predictive Maintenance | 91.25
1001839 | Cold Water Storage Tanks and Cisterns | B (Average): Asset is sound, operationally safe and exhibits only minor deterioration. | Category 3 (Recommended): Minor work required to prevent a deterioration of the service provided by the asset. | 35 | 2007-07-02 | 16.8159 | 76.3909 | x | 1 | 4. Significant | 10395 | Predictive Maintenance | 91.25
1001842 | Meter Reading - Gas | B (Average): Asset is sound, operationally safe and exhibits only minor deterioration. | Category 3 (Recommended): Minor work required to prevent a deterioration of the service provided by the asset. | 20 | 2021-06-30 | 2.82 | 75.18 | x | 5 | 2. Minor | 10397 | Predictive Maintenance | 182.5
1001845 | Cold Water Storage Tanks and Cisterns | B (Average): Asset is sound, operationally safe and exhibits only minor deterioration. | Category 3 (Recommended): Minor work required to prevent a deterioration of the service provided by the asset. | 25 | 2001-08-15 | 22.694 | 59.8448 | x | 5 | 4. Significant | 10398 | Predictive Maintenance | 91.25
1001846 | Ventilating Fans - General | B (Average): Asset is sound, operationally safe and exhibits only minor deterioration. | Category 3 (Recommended): Minor work required to prevent a deterioration of the service provided by the asset. | 20 | 2021-03-27 | 3.0801 | 74.9199 | x | 5 | 2. Minor | 10093 | Predictive Maintenance | 182.5
1001847 | Pumps - General | B (Average): Asset is sound, operationally safe and exhibits only minor deterioration. | Category 3 (Recommended): Minor work required to prevent a deterioration of the service provided by the asset. | 20 | 2006-02-08 | 18.2094 | 59.7906 | x | 5 | 4. Significant | 10386 | Predictive Maintenance | 91.25
1001848 | Meter Reading - Gas | B (Average): Asset is sound, operationally safe and exhibits only minor deterioration. | Category 3 (Recommended): Minor work required to prevent a deterioration of the service provided by the asset. | 20 | 2018-02-12 | 6.1985 | 71.8015 | x | 5 | 2. Minor | 10399 | Predictive Maintenance | 182.5
1001850 | Hot Water Calorifiers - Heated by LTHW | D (Very Poor): Asset runs a serious risk of imminent breakdown or poses a health and safety risk. | Category 3 (Recommended): Minor work required to prevent a deterioration of the service provided by the asset. | 20 | 2018-03-08 | 6.1328 | 52.8672 | x | 4 | 4. Significant | 10400 | Predictive Maintenance | 91.25
1001855 | Solenoid Gas/Oil Shut-off (Safety) Valves | B (Average): Asset is sound, operationally safe and exhibits only minor deterioration. | Category 3 (Recommended): Minor work required to prevent a deterioration of the service provided by the asset. | 15 | 2018-04-22 | 6.0096 | 71.9872 | x | 4 | 5. Severe | 10400 | Predictive Maintenance | 28
1001858 | Pumps - General | B (Average): Asset is sound, operationally safe and exhibits only minor deterioration. | Category 3 (Recommended): Minor work required to prevent a deterioration of the service provided by the asset. | 20 | 2010-04-24 | 14.0041 | 63.9959 | x | 5 | 4. Significant | 10093 | Predictive Maintenance | 91.25
1001861 | Pumps - General | B (Average): Asset is sound, operationally safe and exhibits only minor deterioration. | Category 3 (Recommended): Minor work required to prevent a deterioration of the service provided by the asset. | 20 | 2015-04-22 | 9.0103 | 68.9897 | x | 5 | 4. Significant | 10401 | Predictive Maintenance | 91.25
1001862 | Pumps - General | B (Average): Asset is sound, operationally safe and exhibits only minor deterioration. | Category 3 (Recommended): Minor work required to prevent a deterioration of the service provided by the asset. | 20 | 2006-10-24 | 17.5031 | 60.4969 | x | 5 | 4. Significant | 10093 | Predictive Maintenance | 91.25
1001864 | Fixed Access Ladders and Stairs | B (Average): Asset is sound, operationally safe and exhibits only minor deterioration. | Category 3 (Recommended): Minor work required to prevent a deterioration of the service provided by the asset. | 20 | 2009-11-20 | 14.4285 | 67.5715 | x | 3 | 3. Moderate | 10403 | Predictive Maintenance | 91.25
1001865 | Pumps - General | B (Average): Asset is sound, operationally safe and exhibits only minor deterioration. | Category 3 (Recommended): Minor work required to prevent a deterioration of the service provided by the asset. | 20 | 2023-12-13 | 0.36687 | 77.6331 | x | 5 | 4. Significant | 10093 | Predictive Maintenance | 91.25
1001866 | Fixed Access Ladders and Stairs | B (Average): Asset is sound, operationally safe and exhibits only minor deterioration. | Category 3 (Recommended): Minor work required to prevent a deterioration of the service provided by the asset. | 20 | 2004-10-08 | 19.5455 | 64.4545 | x | 2 | 3. Moderate | 10404 | Predictive Maintenance | 91.25
1001867 | Pumps - General | B (Average): Asset is sound, operationally safe and exhibits only minor deterioration. | Category 3 (Recommended): Minor work required to prevent a deterioration of the service provided by the asset. | 20 | 2019-03-28 | 5.0787 | 72.9213 | x | 5 | 4. Significant | 10093 | Predictive Maintenance | 91.25
1001868 | Pumps - General | B (Average): Asset is sound, operationally safe and exhibits only minor deterioration. | Category 3 (Recommended): Minor work required to prevent a deterioration of the service provided by the asset. | 20 | 2007-08-05 | 16.7228 | 61.2772 | x | 5 | 4. Significant | 10386 | Predictive Maintenance | 91.25
1001873 | Solenoid Gas/Oil Shut-off (Safety) Valves | B (Average): Asset is sound, operationally safe and exhibits only minor deterioration. | Category 3 (Recommended): Minor work required to prevent a deterioration of the service provided by the asset. | 15 | 2018-04-13 | 6.0342 | 69.9544 | x | 5 | 5. Severe | 10093 | Predictive Maintenance | 28
1001874 | Solenoid Gas/Oil Shut-off (Safety) Valves | B (Average): Asset is sound, operationally safe and exhibits only minor deterioration. | Category 3 (Recommended): Minor work required to prevent a deterioration of the service provided by the asset. | 15 | 2022-11-23 | 1.4209 | 84.1054 | x | 1 | 5. Severe | 10368 | Predictive Maintenance | 28
1001875 | Meter Reading - Gas | B (Average): Asset is sound, operationally safe and exhibits only minor deterioration. | Category 3 (Recommended): Minor work required to prevent a deterioration of the service provided by the asset. | 20 | 2009-10-08 | 14.5462 | 71.4538 | x | 1 | 2. Minor | 10368 | Predictive Maintenance | 182.5
1001876 | Pumps - General | B (Average): Asset is sound, operationally safe and exhibits only minor deterioration. | Category 3 (Recommended): Minor work required to prevent a deterioration of the service provided by the asset. | 20 | 2004-11-11 | 19.4524 | 66.5476 | x | 1 | 4. Significant | 10368 | Predictive Maintenance | 91.25
1001877 | Pumps - General | B (Average): Asset is sound, operationally safe and exhibits only minor deterioration. | Category 3 (Recommended): Minor work required to prevent a deterioration of the service provided by the asset. | 20 | 2019-10-14 | 4.5311 | 81.4689 | x | 1 | 4. Significant | 10368 | Predictive Maintenance | 91.25
1001878 | Pumps - General | B (Average): Asset is sound, operationally safe and exhibits only minor deterioration. | Category 3 (Recommended): Minor work required to prevent a deterioration of the service provided by the asset. | 20 | 2018-03-16 | 6.1109 | 79.8891 | x | 1 | 4. Significant | 10368 | Predictive Maintenance | 91.25
1001879 | Pumps - General | B (Average): Asset is sound, operationally safe and exhibits only minor deterioration. | Category 3 (Recommended): Minor work required to prevent a deterioration of the service provided by the asset. | 20 | 2018-01-22 | 6.256 | 79.744 | x | 1 | 4. Significant | 10368 | Predictive Maintenance | 91.25
1001881 | Ventilating Fans - General | B (Average): Asset is sound, operationally safe and exhibits only minor deterioration. | Category 3 (Recommended): Minor work required to prevent a deterioration of the service provided by the asset. | 20 | 2011-11-25 | 12.4162 | 67.5838 | x | 4 | 2. Minor | 10405 | Predictive Maintenance | 182.5
1001882 | Pumps - General | B (Average): Asset is sound, operationally safe and exhibits only minor deterioration. | Category 3 (Recommended): Minor work required to prevent a deterioration of the service provided by the asset. | 20 | 2023-10-26 | 0.49829 | 83.5017 | x | 2 | 4. Significant | 10156 | Predictive Maintenance | 91.25
1001883 | Eyebolts used for Personal Fall Protection | B (Average): Asset is sound, operationally safe and exhibits only minor deterioration. | Category 3 (Recommended): Minor work required to prevent a deterioration of the service provided by the asset. | 12 | 2015-06-02 | 8.898 | 65.17 | x | 4 | 3. Moderate | 10405 | Predictive Maintenance | 91.25
1001884 | Eyebolts used for Personal Fall Protection | B (Average): Asset is sound, operationally safe and exhibits only minor deterioration. | Category 3 (Recommended): Minor work required to prevent a deterioration of the service provided by the asset. | 12 | 2021-10-19 | 2.5161 | 75.8065 | x | 4 | 3. Moderate | 10405 | Predictive Maintenance | 91.25
1001885 | Eyebolts used for Personal Fall Protection | B (Average): Asset is sound, operationally safe and exhibits only minor deterioration. | Category 3 (Recommended): Minor work required to prevent a deterioration of the service provided by the asset. | 12 | 2022-10-22 | 1.5086 | 77.4857 | x | 4 | 3. Moderate | 10405 | Predictive Maintenance | 91.25
1001886 | Meter Reading - Gas | B (Average): Asset is sound, operationally safe and exhibits only minor deterioration. | Category 3 (Recommended): Minor work required to prevent a deterioration of the service provided by the asset. | 20 | 2013-02-24 | 11.165 | 74.835 | x | 1 | 2. Minor | 10079 | Predictive Maintenance | 182.5
1001889 | Ventilating Fans - General | B (Average): Asset is sound, operationally safe and exhibits only minor deterioration. | Category 3 (Recommended): Minor work required to prevent a deterioration of the service provided by the asset. | 20 | 2006-06-04 | 17.8919 | 62.1081 | x | 4 | 2. Minor | 10407 | Predictive Maintenance | 182.5
1001890 | Meter Reading - Gas | B (Average): Asset is sound, operationally safe and exhibits only minor deterioration. | Category 3 (Recommended): Minor work required to prevent a deterioration of the service provided by the asset. | 20 | 2016-12-22 | 7.3402 | 78.6598 | x | 1 | 2. Minor | 10079 | Predictive Maintenance | 182.5
1001891 | Cable and Track/Rail Based Safety Systems | B (Average): Asset is sound, operationally safe and exhibits only minor deterioration. | Category 3 (Recommended): Minor work required to prevent a deterioration of the service provided by the asset. | 12 | 2016-08-13 | 7.6988 | 67.1686 | x | 4 | 3. Moderate | 10407 | Predictive Maintenance | 91.25
1001892 | Power Generation - Stand-by Generator | B (Average): Asset is sound, operationally safe and exhibits only minor deterioration. | Category 3 (Recommended): Minor work required to prevent a deterioration of the service provided by the asset. | 30 | 2007-03-24 | 17.0897 | 66.6069 | x | 5 | 4. Significant | 10408 | Predictive Maintenance | 91.25
1001894 | Pumps - General | B (Average): Asset is sound, operationally safe and exhibits only minor deterioration. | Category 3 (Recommended): Minor work required to prevent a deterioration of the service provided by the asset. | 20 | 2013-07-10 | 10.7926 | 69.2074 | x | 4 | 4. Significant | 10409 | Predictive Maintenance | 91.25
1001896 | Pumps - General | B (Average): Asset is sound, operationally safe and exhibits only minor deterioration. | Category 3 (Recommended): Minor work required to prevent a deterioration of the service provided by the asset. | 20 | 2021-06-17 | 2.8556 | 77.1444 | x | 4 | 4. Significant | 10409 | Predictive Maintenance | 91.25
1001898 | Pumps - General | B (Average): Asset is sound, operationally safe and exhibits only minor deterioration. | Category 3 (Recommended): Minor work required to prevent a deterioration of the service provided by the asset. | 20 | 2015-03-18 | 9.1061 | 70.8939 | x | 4 | 4. Significant | 10409 | Predictive Maintenance | 91.25
1001901 | Pumps - General | B (Average): Asset is sound, operationally safe and exhibits only minor deterioration. | Category 3 (Recommended): Minor work required to prevent a deterioration of the service provided by the asset. | 20 | 2016-03-11 | 8.1232 | 71.8768 | x | 4 | 4. Significant | 10409 | Predictive Maintenance | 91.25
1001902 | Fixed Access Ladders and Stairs | B (Average): Asset is sound, operationally safe and exhibits only minor deterioration. | Category 3 (Recommended): Minor work required to prevent a deterioration of the service provided by the asset. | 20 | 2016-07-09 | 7.7947 | 74.2053 | x | 3 | 3. Moderate | 10410 | Predictive Maintenance | 91.25
1001903 | Ventilating Fans - General | B (Average): Asset is sound, operationally safe and exhibits only minor deterioration. | Category 3 (Recommended): Minor work required to prevent a deterioration of the service provided by the asset. | 20 | 2021-05-03 | 2.9788 | 79.0212 | x | 3 | 2. Minor | 10411 | Predictive Maintenance | 182.5
1001904 | Secondary Hot Water Circulating Pumps | B (Average): Asset is sound, operationally safe and exhibits only minor deterioration. | Category 3 (Recommended): Minor work required to prevent a deterioration of the service provided by the asset. | 20 | 2011-11-04 | 12.4736 | 73.5264 | x | 1 | 3. Moderate | 10183 | Predictive Maintenance | 91.25
1001906 | Power Generation - Stand-by Generator | B (Average): Asset is sound, operationally safe and exhibits only minor deterioration. | Category 3 (Recommended): Minor work required to prevent a deterioration of the service provided by the asset. | 30 | 1997-10-29 | 26.4887 | 66.3409 | x | 2 | 4. Significant | 10412 | Predictive Maintenance | 91.25
1001907 | Power Generation - Stand-by Generator | B (Average): Asset is sound, operationally safe and exhibits only minor deterioration. | Category 3 (Recommended): Minor work required to prevent a deterioration of the service provided by the asset. | 30 | 2013-11-15 | 10.4422 | 73.0386 | x | 4 | 4. Significant | 10413 | Predictive Maintenance | 91.25
1001910 | Room Air Conditioners | B (Average): Asset is sound, operationally safe and exhibits only minor deterioration. | Category 3 (Recommended): Minor work required to prevent a deterioration of the service provided by the asset. | 15 | 2010-10-15 | 13.5277 | 59.963 | x | 5 | 3. Moderate | 10414 | Predictive Maintenance | 91.25
1001917 | Room Air Conditioners | B (Average): Asset is sound, operationally safe and exhibits only minor deterioration. | Category 3 (Recommended): Minor work required to prevent a deterioration of the service provided by the asset. | 15 | 2013-03-13 | 11.1184 | 63.1755 | x | 5 | 3. Moderate | 10415 | Predictive Maintenance | 91.25
1001920 | Room Air Conditioners | B (Average): Asset is sound, operationally safe and exhibits only minor deterioration. | Category 3 (Recommended): Minor work required to prevent a deterioration of the service provided by the asset. | 15 | 2023-05-18 | 0.93908 | 76.7479 | x | 5 | 3. Moderate | 10399 | Predictive Maintenance | 91.25
1001921 | Room Air Conditioners | B (Average): Asset is sound, operationally safe and exhibits only minor deterioration. | Category 3 (Recommended): Minor work required to prevent a deterioration of the service provided by the asset. | 15 | 2017-03-22 | 7.0938 | 68.5416 | x | 5 | 3. Moderate | 10399 | Predictive Maintenance | 91.25
1001922 | Room Air Conditioners | B (Average): Asset is sound, operationally safe and exhibits only minor deterioration. | Category 3 (Recommended): Minor work required to prevent a deterioration of the service provided by the asset. | 15 | 2019-03-22 | 5.0951 | 71.2065 | x | 5 | 3. Moderate | 10415 | Predictive Maintenance | 91.25
1001924 | Meter Reading - Gas | B (Average): Asset is sound, operationally safe and exhibits only minor deterioration. | Category 3 (Recommended): Minor work required to prevent a deterioration of the service provided by the asset. | 20 | 2014-10-08 | 9.5469 | 68.4531 | x | 5 | 2. Minor | 10416 | Predictive Maintenance | 182.5
1001925 | Room Air Conditioners | B (Average): Asset is sound, operationally safe and exhibits only minor deterioration. | Category 3 (Recommended): Minor work required to prevent a deterioration of the service provided by the asset. | 15 | 2018-10-31 | 5.4839 | 70.6881 | x | 5 | 3. Moderate | 10399 | Predictive Maintenance | 91.25
1001926 | Air Handling Units - General | B (Average): Asset is sound, operationally safe and exhibits only minor deterioration. | Category 3 (Recommended): Minor work required to prevent a deterioration of the service provided by the asset. | 20 | 2010-05-16 | 13.9439 | 70.0561 | x | 2 | 3. Moderate | 10186 | Predictive Maintenance | 91.25
1001927 | Ventilating Fans - General | B (Average): Asset is sound, operationally safe and exhibits only minor deterioration. | Category 3 (Recommended): Minor work required to prevent a deterioration of the service provided by the asset. | 20 | 2018-04-13 | 6.0342 | 77.9658 | x | 2 | 2. Minor | 10186 | Predictive Maintenance | 182.5
1001928 | Ventilating Fans - General | B (Average): Asset is sound, operationally safe and exhibits only minor deterioration. | Category 3 (Recommended): Minor work required to prevent a deterioration of the service provided by the asset. | 20 | 2005-02-27 | 19.1567 | 64.8433 | x | 2 | 2. Minor | 10186 | Predictive Maintenance | 182.5
1001929 | Room Air Conditioners | B (Average): Asset is sound, operationally safe and exhibits only minor deterioration. | Category 3 (Recommended): Minor work required to prevent a deterioration of the service provided by the asset. | 15 | 2018-06-09 | 5.8782 | 76.1624 | x | 2 | 3. Moderate | 10404 | Predictive Maintenance | 91.25
1001930 | Air Handling Units - General | B (Average): Asset is sound, operationally safe and exhibits only minor deterioration. | Category 3 (Recommended): Minor work required to prevent a deterioration of the service provided by the asset. | 20 | 2004-07-06 | 19.8029 | 64.1971 | x | 2 | 3. Moderate | 10186 | Predictive Maintenance | 91.25
1001931 | Terminal Units - Fan Coil | B (Average): Asset is sound, operationally safe and exhibits only minor deterioration. | Category 3 (Recommended): Minor work required to prevent a deterioration of the service provided by the asset. | 15 | 2016-10-11 | 7.5373 | 69.9503 | x | 4 | 4. Significant | 10417 | Predictive Maintenance | 91.25
1001932 | Rising Fire Mains and Hydrants | B (Average): Asset is sound, operationally safe and exhibits only minor deterioration. | Category 3 (Recommended): Minor work required to prevent a deterioration of the service provided by the asset. | 20 | 2023-09-25 | 0.58316 | 77.4168 | x | 5 | 5. Severe | 10418 | Predictive Maintenance | 28
1001939 | Solenoid Gas/Oil Shut-off (Safety) Valves | B (Average): Asset is sound, operationally safe and exhibits only minor deterioration. | Category 3 (Recommended): Minor work required to prevent a deterioration of the service provided by the asset. | 15 | 2021-11-01 | 2.4805 | 76.6927 | x | 4 | 5. Severe | 10409 | Predictive Maintenance | 28
1001940 | Pumps - General | B (Average): Asset is sound, operationally safe and exhibits only minor deterioration. | Category 3 (Recommended): Minor work required to prevent a deterioration of the service provided by the asset. | 20 | 2010-05-01 | 13.9849 | 66.0151 | x | 4 | 4. Significant | 10400 | Predictive Maintenance | 91.25
1001941 | Pumps - General | B (Average): Asset is sound, operationally safe and exhibits only minor deterioration. | Category 3 (Recommended): Minor work required to prevent a deterioration of the service provided by the asset. | 20 | 2014-10-14 | 9.5305 | 68.4695 | x | 5 | 4. Significant | 10419 | Predictive Maintenance | 91.25
1001942 | Pumps - General | B (Average): Asset is sound, operationally safe and exhibits only minor deterioration. | Category 3 (Recommended): Minor work required to prevent a deterioration of the service provided by the asset. | 20 | 2023-05-16 | 0.94456 | 77.0554 | x | 5 | 4. Significant | 10419 | Predictive Maintenance | 91.25
1001943 | Room Air Conditioners | B (Average): Asset is sound, operationally safe and exhibits only minor deterioration. | Category 3 (Recommended): Minor work required to prevent a deterioration of the service provided by the asset. | 15 | 2014-08-19 | 9.6838 | 67.0883 | x | 4 | 3. Moderate | 10409 | Predictive Maintenance | 91.25
1001944 | Room Air Conditioners | B (Average): Asset is sound, operationally safe and exhibits only minor deterioration. | Category 3 (Recommended): Minor work required to prevent a deterioration of the service provided by the asset. | 15 | 2017-03-30 | 7.0719 | 70.5708 | x | 4 | 3. Moderate | 10409 | Predictive Maintenance | 91.25
1001945 | Room Air Conditioners | B (Average): Asset is sound, operationally safe and exhibits only minor deterioration. | Category 3 (Recommended): Minor work required to prevent a deterioration of the service provided by the asset. | 15 | 2019-12-06 | 4.386 | 74.152 | x | 4 | 3. Moderate | 10409 | Predictive Maintenance | 91.25
1001946 | Pumps - General | B (Average): Asset is sound, operationally safe and exhibits only minor deterioration. | Category 3 (Recommended): Minor work required to prevent a deterioration of the service provided by the asset. | 20 | 2017-02-18 | 7.1814 | 72.8186 | x | 4 | 4. Significant | 10420 | Predictive Maintenance | 91.25
1001948 | Distribution Boards | A (Good): Asset is as new and can be expected to perform adequately to its full normal life if maintained appropriately. | Category 4 (Normal): No work required beyond normal maintenance. | 20 | 2012-04-17 | 12.0219 | 83.9781 | x | 3 | 4. Significant | 10157 | Predictive Maintenance | 162.5
1001952 | Meter Reading - Gas | B (Average): Asset is sound, operationally safe and exhibits only minor deterioration. | Category 3 (Recommended): Minor work required to prevent a deterioration of the service provided by the asset. | 20 | 2023-09-13 | 0.61602 | 79.384 | x | 4 | 2. Minor | 10409 | Predictive Maintenance | 182.5
1001955 | Emergency eye wash station (Plumbed System) | B (Average): Asset is sound, operationally safe and exhibits only minor deterioration. | Category 3 (Recommended): Minor work required to prevent a deterioration of the service provided by the asset. | 10 | 2018-06-30 | 5.8207 | 68.3587 | x | 4 | 3. Moderate | 10423 | Predictive Maintenance | 91.25
1001958 | Fixed Access Ladders and Stairs | B (Average): Asset is sound, operationally safe and exhibits only minor deterioration. | Category 3 (Recommended): Minor work required to prevent a deterioration of the service provided by the asset. | 20 | 2020-12-16 | 3.3566 | 76.6434 | x | 4 | 3. Moderate | 10424 | Predictive Maintenance | 91.25
1001959 | Room Air Conditioners | B (Average): Asset is sound, operationally safe and exhibits only minor deterioration. | Category 3 (Recommended): Minor work required to prevent a deterioration of the service provided by the asset. | 15 | 2011-08-27 | 12.6626 | 63.1166 | x | 4 | 3. Moderate | 10409 | Predictive Maintenance | 91.25
1001961 | Room Air Conditioners | A (Good): Asset is as new and can be expected to perform adequately to its full normal life if maintained appropriately. | Category 4 (Normal): No work required beyond normal maintenance. | 15 | 2012-09-02 | 11.6441 | 84.4746 | x | 1 | 3. Moderate | 10042 | Predictive Maintenance | 365
1001964 | Electric Heaters - Radiators, Tubular Heaters and Oil Filled Heaters | A (Good): Asset is as new and can be expected to perform adequately to its full normal life if maintained appropriately. | Category 4 (Normal): No work required beyond normal maintenance. | 6 | 2021-04-10 | 3.0418 | 89.8608 | x | 1 | 3. Moderate | 10391 | Predictive Maintenance | 365
1001965 | Pumps - General | B (Average): Asset is sound, operationally safe and exhibits only minor deterioration. | Category 3 (Recommended): Minor work required to prevent a deterioration of the service provided by the asset. | 20 | 2020-09-01 | 3.6468 | 76.3532 | x | 4 | 4. Significant | 10400 | Predictive Maintenance | 91.25
1001966 | Fixed Access Ladders and Stairs | B (Average): Asset is sound, operationally safe and exhibits only minor deterioration. | Category 3 (Recommended): Minor work required to prevent a deterioration of the service provided by the asset. | 20 | 2008-09-20 | 15.5948 | 64.4052 | x | 4 | 3. Moderate | 10426 | Predictive Maintenance | 91.25
1001970 | Room Air Conditioners | B (Average): Asset is sound, operationally safe and exhibits only minor deterioration. | Category 3 (Recommended): Minor work required to prevent a deterioration of the service provided by the asset. | 15 | 2010-08-30 | 13.6537 | 61.7951 | x | 4 | 3. Moderate | 10407 | Predictive Maintenance | 91.25
1001971 | Room Air Conditioners | B (Average): Asset is sound, operationally safe and exhibits only minor deterioration. | Category 3 (Recommended): Minor work required to prevent a deterioration of the service provided by the asset. | 15 | 2013-10-11 | 10.538 | 65.9493 | x | 4 | 3. Moderate | 10407 | Predictive Maintenance | 91.25
1001972 | Room Air Conditioners | B (Average): Asset is sound, operationally safe and exhibits only minor deterioration. | Category 3 (Recommended): Minor work required to prevent a deterioration of the service provided by the asset. | 15 | 2018-01-27 | 6.2423 | 71.6769 | x | 4 | 3. Moderate | 10407 | Predictive Maintenance | 91.25
1001973 | Hot Water Calorifiers - Heated by Electricity | B (Average): Asset is sound, operationally safe and exhibits only minor deterioration. | Category 3 (Recommended): Minor work required to prevent a deterioration of the service provided by the asset. | 25 | 2004-10-13 | 19.5318 | 70.3745 | x | 1 | 4. Significant | 10368 | Predictive Maintenance | 91.25
1001975 | Hot Water Calorifiers - Heated by Electricity | B (Average): Asset is sound, operationally safe and exhibits only minor deterioration. | Category 3 (Recommended): Minor work required to prevent a deterioration of the service provided by the asset. | 25 | 2010-04-27 | 13.9959 | 74.8033 | x | 1 | 4. Significant | 10368 | Predictive Maintenance | 91.25
1001976 | Pumps - General | B (Average): Asset is sound, operationally safe and exhibits only minor deterioration. | Category 3 (Recommended): Minor work required to prevent a deterioration of the service provided by the asset. | 20 | 2014-12-01 | 9.399 | 76.601 | x | 1 | 4. Significant | 10368 | Predictive Maintenance | 91.25
1001977 | Pumps - General | B (Average): Asset is sound, operationally safe and exhibits only minor deterioration. | Category 3 (Recommended): Minor work required to prevent a deterioration of the service provided by the asset. | 20 | 2014-08-10 | 9.7084 | 76.2916 | x | 1 | 4. Significant | 10368 | Predictive Maintenance | 91.25
1001978 | Pumps - General | B (Average): Asset is sound, operationally safe and exhibits only minor deterioration. | Category 3 (Recommended): Minor work required to prevent a deterioration of the service provided by the asset. | 20 | 2021-10-18 | 2.5188 | 83.4812 | x | 1 | 4. Significant | 10368 | Predictive Maintenance | 91.25
1001979 | Pumps - General | B (Average): Asset is sound, operationally safe and exhibits only minor deterioration. | Category 3 (Recommended): Minor work required to prevent a deterioration of the service provided by the asset. | 20 | 2023-07-30 | 0.73922 | 85.2608 | x | 1 | 4. Significant | 10368 | Predictive Maintenance | 91.25
1001982 | Pumps - General | B (Average): Asset is sound, operationally safe and exhibits only minor deterioration. | Category 3 (Recommended): Minor work required to prevent a deterioration of the service provided by the asset. | 20 | 2006-09-04 | 17.64 | 68.36 | x | 1 | 4. Significant | 10183 | Predictive Maintenance | 91.25
1001984 | Pumps - General | B (Average): Asset is sound, operationally safe and exhibits only minor deterioration. | Category 3 (Recommended): Minor work required to prevent a deterioration of the service provided by the asset. | 20 | 2014-11-01 | 9.4812 | 72.5188 | x | 3 | 4. Significant | 10362 | Predictive Maintenance | 91.25
1001985 | Pumps - General | B (Average): Asset is sound, operationally safe and exhibits only minor deterioration. | Category 3 (Recommended): Minor work required to prevent a deterioration of the service provided by the asset. | 20 | 2019-07-07 | 4.8022 | 77.1978 | x | 3 | 4. Significant | 10362 | Predictive Maintenance | 91.25
1001986 | Cable and Track/Rail Based Safety Systems | B (Average): Asset is sound, operationally safe and exhibits only minor deterioration. | Category 3 (Recommended): Minor work required to prevent a deterioration of the service provided by the asset. | 12 | 2015-09-03 | 8.6434 | 65.5943 | x | 4 | 3. Moderate | 10298 | Predictive Maintenance | 91.25
1001987 | Ventilating Fans - General | C (Poor): Asset is operational but major repair or replacement will be needed. | Category 3 (Recommended): Minor work required to prevent a deterioration of the service provided by the asset. | 20 | 2023-04-12 | 1.0376 | 66.9624 | x | 3 | 2. Minor | 10039 | Predictive Maintenance | 182.5
1001988 | Ventilating Fans - General | B (Average): Asset is sound, operationally safe and exhibits only minor deterioration. | Category 3 (Recommended): Minor work required to prevent a deterioration of the service provided by the asset. | 20 | 2005-12-20 | 18.3463 | 63.6537 | x | 3 | 2. Minor | 10039 | Predictive Maintenance | 182.5
1001989 | Ventilating Fans - General | B (Average): Asset is sound, operationally safe and exhibits only minor deterioration. | Category 3 (Recommended): Minor work required to prevent a deterioration of the service provided by the asset. | 20 | 2023-06-15 | 0.86242 | 81.1376 | x | 3 | 2. Minor | 10039 | Predictive Maintenance | 182.5
1001990 | Ventilating Fans - General | B (Average): Asset is sound, operationally safe and exhibits only minor deterioration. | Category 3 (Recommended): Minor work required to prevent a deterioration of the service provided by the asset. | 20 | 2018-05-18 | 5.9384 | 76.0616 | x | 3 | 2. Minor | 10039 | Predictive Maintenance | 182.5
1001991 | Ventilating Fans - General | B (Average): Asset is sound, operationally safe and exhibits only minor deterioration. | Category 3 (Recommended): Minor work required to prevent a deterioration of the service provided by the asset. | 20 | 2011-05-15 | 12.9473 | 69.0527 | x | 3 | 2. Minor | 10039 | Predictive Maintenance | 182.5
1001992 | Ventilating Fans - General | B (Average): Asset is sound, operationally safe and exhibits only minor deterioration. | Category 3 (Recommended): Minor work required to prevent a deterioration of the service provided by the asset. | 20 | 2011-10-01 | 12.5667 | 69.4333 | x | 3 | 2. Minor | 10039 | Predictive Maintenance | 182.5
1001993 | Ventilating Fans - General | B (Average): Asset is sound, operationally safe and exhibits only minor deterioration. | Category 3 (Recommended): Minor work required to prevent a deterioration of the service provided by the asset. | 20 | 2016-01-24 | 8.2519 | 73.7481 | x | 3 | 2. Minor | 10039 | Predictive Maintenance | 182.5
1001994 | Ventilating Fans - General | B (Average): Asset is sound, operationally safe and exhibits only minor deterioration. | Category 3 (Recommended): Minor work required to prevent a deterioration of the service provided by the asset. | 20 | 2004-09-25 | 19.5811 | 62.4189 | x | 3 | 2. Minor | 10039 | Predictive Maintenance | 182.5
1001995 | Meter Reading - Gas | B (Average): Asset is sound, operationally safe and exhibits only minor deterioration. | Category 3 (Recommended): Minor work required to prevent a deterioration of the service provided by the asset. | 20 | 2022-09-25 | 1.5825 | 76.4175 | x | 5 | 2. Minor | 10430 | Predictive Maintenance | 182.5
1001996 | Meter Reading - Water | B (Average): Asset is sound, operationally safe and exhibits only minor deterioration. | Category 3 (Recommended): Minor work required to prevent a deterioration of the service provided by the asset. | 20 | 2016-06-24 | 7.8357 | 70.1643 | x | 5 | 2. Minor | 10431 | Predictive Maintenance | 182.5
1001997 | Meter Reading - Water | B (Average): Asset is sound, operationally safe and exhibits only minor deterioration. | Category 3 (Recommended): Minor work required to prevent a deterioration of the service provided by the asset. | 20 | 2016-10-12 | 7.5346 | 70.4654 | x | 5 | 2. Minor | 10431 | Predictive Maintenance | 182.5
1001998 | Meter Reading - Water | B (Average): Asset is sound, operationally safe and exhibits only minor deterioration. | Category 3 (Recommended): Minor work required to prevent a deterioration of the service provided by the asset. | 20 | 2006-01-22 | 18.256 | 59.744 | x | 5 | 2. Minor | 10431 | Predictive Maintenance | 182.5
1001999 | Pumps - General | B (Average): Asset is sound, operationally safe and exhibits only minor deterioration. | Category 3 (Recommended): Minor work required to prevent a deterioration of the service provided by the asset. | 20 | 2007-08-02 | 16.731 | 65.269 | x | 3 | 4. Significant | 10362 | Predictive Maintenance | 91.25
1002000 | Pumps - General | B (Average): Asset is sound, operationally safe and exhibits only minor deterioration. | Category 3 (Recommended): Minor work required to prevent a deterioration of the service provided by the asset. | 20 | 2023-12-12 | 0.36961 | 81.6304 | x | 3 | 4. Significant | 10362 | Predictive Maintenance | 91.25
1002001 | Pumps - General | B (Average): Asset is sound, operationally safe and exhibits only minor deterioration. | Category 3 (Recommended): Minor work required to prevent a deterioration of the service provided by the asset. | 20 | 2019-02-07 | 5.2129 | 76.7871 | x | 3 | 4. Significant | 10362 | Predictive Maintenance | 91.25
1002002 | Pressurisation Units - Chilled Water, Condenser Water and LTHW Types | B (Average): Asset is sound, operationally safe and exhibits only minor deterioration. | Category 3 (Recommended): Minor work required to prevent a deterioration of the service provided by the asset. | 15 | 2024-01-26 | 0.24641 | 81.6715 | x | 3 | 4. Significant | 10362 | Predictive Maintenance | 91.25
1002003 | Pressurisation Units - Chilled Water, Condenser Water and LTHW Types | B (Average): Asset is sound, operationally safe and exhibits only minor deterioration. | Category 3 (Recommended): Minor work required to prevent a deterioration of the service provided by the asset. | 15 | 2020-10-10 | 3.54 | 77.2799 | x | 3 | 4. Significant | 10362 | Predictive Maintenance | 91.25
1002004 | Pressurisation Units - Chilled Water, Condenser Water and LTHW Types | B (Average): Asset is sound, operationally safe and exhibits only minor deterioration. | Category 3 (Recommended): Minor work required to prevent a deterioration of the service provided by the asset. | 15 | 2010-03-03 | 14.1465 | 63.138 | x | 3 | 4. Significant | 10362 | Predictive Maintenance | 91.25
1002005 | Cable and Track/Rail Based Safety Systems | B (Average): Asset is sound, operationally safe and exhibits only minor deterioration. | Category 3 (Recommended): Minor work required to prevent a deterioration of the service provided by the asset. | 12 | 2013-03-23 | 11.091 | 61.5149 | x | 4 | 3. Moderate | 10298 | Predictive Maintenance | 91.25
1002006 | Ventilating Fans - General | B (Average): Asset is sound, operationally safe and exhibits only minor deterioration. | Category 3 (Recommended): Minor work required to prevent a deterioration of the service provided by the asset. | 20 | 2018-04-24 | 6.0041 | 75.9959 | x | 3 | 2. Minor | 10039 | Predictive Maintenance | 182.5
1002008 | Pumps - General | B (Average): Asset is sound, operationally safe and exhibits only minor deterioration. | Category 3 (Recommended): Minor work required to prevent a deterioration of the service provided by the asset. | 20 | 2008-03-19 | 16.1013 | 61.8987 | x | 5 | 4. Significant | 10429 | Predictive Maintenance | 91.25
1002009 | Pumps - General | B (Average): Asset is sound, operationally safe and exhibits only minor deterioration. | Category 3 (Recommended): Minor work required to prevent a deterioration of the service provided by the asset. | 20 | 2015-06-07 | 8.8843 | 69.1157 | x | 5 | 4. Significant | 10429 | Predictive Maintenance | 91.25
1002010 | Pumps - General | B (Average): Asset is sound, operationally safe and exhibits only minor deterioration. | Category 3 (Recommended): Minor work required to prevent a deterioration of the service provided by the asset. | 20 | 2018-10-02 | 5.5633 | 72.4367 | x | 5 | 4. Significant | 10429 | Predictive Maintenance | 91.25
1002011 | Meter Reading - Gas | B (Average): Asset is sound, operationally safe and exhibits only minor deterioration. | Category 3 (Recommended): Minor work required to prevent a deterioration of the service provided by the asset. | 20 | 2020-03-25 | 4.0849 | 73.9151 | x | 5 | 2. Minor | 10429 | Predictive Maintenance | 182.5
1002012 | Roof and Canopy Fall Protection Systems | B (Average): Asset is sound, operationally safe and exhibits only minor deterioration. | Category 3 (Recommended): Minor work required to prevent a deterioration of the service provided by the asset. | 15 | 2016-08-24 | 7.6687 | 71.775 | x | 3 | 5. Severe | 10330 | Predictive Maintenance | 28
1002013 | Roof and Canopy Fall Protection Systems | B (Average): Asset is sound, operationally safe and exhibits only minor deterioration. | Category 3 (Recommended): Minor work required to prevent a deterioration of the service provided by the asset. | 15 | 2021-07-25 | 2.7515 | 78.3313 | x | 3 | 5. Severe | 10330 | Predictive Maintenance | 28
1002014 | Cable and Track/Rail Based Safety Systems | B (Average): Asset is sound, operationally safe and exhibits only minor deterioration. | Category 3 (Recommended): Minor work required to prevent a deterioration of the service provided by the asset. | 12 | 2019-09-29 | 4.5722 | 72.3796 | x | 4 | 3. Moderate | 10321 | Predictive Maintenance | 91.25
1002015 | Emergency eye wash station (Plumbed System) | B (Average): Asset is sound, operationally safe and exhibits only minor deterioration. | Category 3 (Recommended): Minor work required to prevent a deterioration of the service provided by the asset. | 10 | 2021-03-28 | 3.0773 | 71.8453 | x | 5 | 3. Moderate | 10432 | Predictive Maintenance | 91.25
1002017 | Emergency eye wash station (Plumbed System) | B (Average): Asset is sound, operationally safe and exhibits only minor deterioration. | Category 3 (Recommended): Minor work required to prevent a deterioration of the service provided by the asset. | 10 | 2015-05-02 | 8.9829 | 60.0342 | x | 5 | 3. Moderate | 10433 | Predictive Maintenance | 91.25
1002018 | Emergency eye wash station (Plumbed System) | B (Average): Asset is sound, operationally safe and exhibits only minor deterioration. | Category 3 (Recommended): Minor work required to prevent a deterioration of the service provided by the asset. | 10 | 2021-04-18 | 3.0198 | 71.9603 | x | 5 | 3. Moderate | 10434 | Predictive Maintenance | 91.25
1002020 | Emergency eye wash station (Plumbed System) | B (Average): Asset is sound, operationally safe and exhibits only minor deterioration. | Category 3 (Recommended): Minor work required to prevent a deterioration of the service provided by the asset. | 10 | 2015-01-09 | 9.2923 | 65.4155 | x | 2 | 3. Moderate | 10436 | Predictive Maintenance | 91.25
1002021 | Hot Water Calorifiers - Heated by Electricity | C (Poor): Asset is operational but major repair or replacement will be needed. | Category 3 (Recommended): Minor work required to prevent a deterioration of the service provided by the asset. | 25 | 2021-05-09 | 2.9624 | 61.6301 | x | 5 | 4. Significant | 10437 | Predictive Maintenance | 91.25
1002022 | Water Booster Pumps | B (Average): Asset is sound, operationally safe and exhibits only minor deterioration. | Category 3 (Recommended): Minor work required to prevent a deterioration of the service provided by the asset. | 15 | 2012-08-24 | 11.6687 | 62.4417 | x | 5 | 4. Significant | 10437 | Predictive Maintenance | 91.25
1002023 | Hot Water Calorifiers - Heated by Electricity | B (Average): Asset is sound, operationally safe and exhibits only minor deterioration. | Category 3 (Recommended): Minor work required to prevent a deterioration of the service provided by the asset. | 25 | 2001-05-23 | 22.924 | 59.6608 | x | 5 | 4. Significant | 10437 | Predictive Maintenance | 91.25
1002027 | Cable and Track/Rail Based Safety Systems | B (Average): Asset is sound, operationally safe and exhibits only minor deterioration. | Category 3 (Recommended): Minor work required to prevent a deterioration of the service provided by the asset. | 12 | 2020-06-24 | 3.8357 | 77.6071 | x | 2 | 3. Moderate | 10385 | Predictive Maintenance | 91.25
1002028 | Eyebolts used for Personal Fall Protection | B (Average): Asset is sound, operationally safe and exhibits only minor deterioration. | Category 3 (Recommended): Minor work required to prevent a deterioration of the service provided by the asset. | 12 | 2013-05-31 | 10.9021 | 65.8298 | x | 2 | 3. Moderate | 10385 | Predictive Maintenance | 91.25
1002029 | Eyebolts used for Personal Fall Protection | B (Average): Asset is sound, operationally safe and exhibits only minor deterioration. | Category 3 (Recommended): Minor work required to prevent a deterioration of the service provided by the asset. | 12 | 2013-08-11 | 10.705 | 66.1583 | x | 2 | 3. Moderate | 10385 | Predictive Maintenance | 91.25
1002030 | Cable and Track/Rail Based Safety Systems | B (Average): Asset is sound, operationally safe and exhibits only minor deterioration. | Category 3 (Recommended): Minor work required to prevent a deterioration of the service provided by the asset. | 12 | 2020-07-26 | 3.7481 | 77.7531 | x | 2 | 3. Moderate | 10385 | Predictive Maintenance | 91.25
1002031 | Power Generation - Stand-by Generator | B (Average): Asset is sound, operationally safe and exhibits only minor deterioration. | Category 3 (Recommended): Minor work required to prevent a deterioration of the service provided by the asset. | 30 | 2018-05-28 | 5.911 | 76.0593 | x | 4 | 4. Significant | 10438 | Predictive Maintenance | 91.25
1002047 | Cable and Track/Rail Based Safety Systems | B (Average): Asset is sound, operationally safe and exhibits only minor deterioration. | Category 3 (Recommended): Minor work required to prevent a deterioration of the service provided by the asset. | 12 | 2013-11-08 | 10.4613 | 66.5645 | x | 2 | 3. Moderate | 10385 | Predictive Maintenance | 91.25
1002048 | Cable and Track/Rail Based Safety Systems | B (Average): Asset is sound, operationally safe and exhibits only minor deterioration. | Category 3 (Recommended): Minor work required to prevent a deterioration of the service provided by the asset. | 12 | 2019-11-02 | 4.4791 | 76.5348 | x | 2 | 3. Moderate | 10385 | Predictive Maintenance | 91.25
1002049 | Fixed Access Ladders and Stairs | B (Average): Asset is sound, operationally safe and exhibits only minor deterioration. | Category 3 (Recommended): Minor work required to prevent a deterioration of the service provided by the asset. | 20 | 2005-05-03 | 18.9788 | 65.0212 | x | 2 | 3. Moderate | 10439 | Predictive Maintenance | 91.25
1002050 | Cable and Track/Rail Based Safety Systems | B (Average): Asset is sound, operationally safe and exhibits only minor deterioration. | Category 3 (Recommended): Minor work required to prevent a deterioration of the service provided by the asset. | 12 | 2022-05-03 | 1.9795 | 80.7009 | x | 2 | 3. Moderate | 10385 | Predictive Maintenance | 91.25
1002051 | Cable and Track/Rail Based Safety Systems | B (Average): Asset is sound, operationally safe and exhibits only minor deterioration. | Category 3 (Recommended): Minor work required to prevent a deterioration of the service provided by the asset. | 12 | 2015-12-03 | 8.3943 | 70.0096 | x | 2 | 3. Moderate | 10385 | Predictive Maintenance | 91.25
1002052 | Cable and Track/Rail Based Safety Systems | B (Average): Asset is sound, operationally safe and exhibits only minor deterioration. | Category 3 (Recommended): Minor work required to prevent a deterioration of the service provided by the asset. | 12 | 2017-04-05 | 7.0554 | 72.2409 | x | 2 | 3. Moderate | 10385 | Predictive Maintenance | 91.25
1002054 | Eyebolts used for Personal Fall Protection | B (Average): Asset is sound, operationally safe and exhibits only minor deterioration. | Category 3 (Recommended): Minor work required to prevent a deterioration of the service provided by the asset. | 12 | 2024-01-23 | 0.25462 | 83.5756 | x | 2 | 3. Moderate | 10385 | Predictive Maintenance | 91.25
1002055 | Eyebolts used for Personal Fall Protection | B (Average): Asset is sound, operationally safe and exhibits only minor deterioration. | Category 3 (Recommended): Minor work required to prevent a deterioration of the service provided by the asset. | 12 | 2018-10-08 | 5.5469 | 74.7552 | x | 2 | 3. Moderate | 10385 | Predictive Maintenance | 91.25
1002056 | Meter Reading - Water | B (Average): Asset is sound, operationally safe and exhibits only minor deterioration. | Category 3 (Recommended): Minor work required to prevent a deterioration of the service provided by the asset. | 20 | 2016-11-16 | 7.4387 | 70.5613 | x | 5 | 2. Minor | 10440 | Predictive Maintenance | 182.5
1002057 | Meter Reading - Water | B (Average): Asset is sound, operationally safe and exhibits only minor deterioration. | Category 3 (Recommended): Minor work required to prevent a deterioration of the service provided by the asset. | 20 | 2004-07-24 | 19.7536 | 58.2464 | x | 5 | 2. Minor | 10440 | Predictive Maintenance | 182.5
1002058 | Eyebolts used for Personal Fall Protection | B (Average): Asset is sound, operationally safe and exhibits only minor deterioration. | Category 3 (Recommended): Minor work required to prevent a deterioration of the service provided by the asset. | 12 | 2016-11-15 | 7.4415 | 71.5975 | x | 2 | 3. Moderate | 10385 | Predictive Maintenance | 91.25
1002061 | Pumps - General | B (Average): Asset is sound, operationally safe and exhibits only minor deterioration. | Category 3 (Recommended): Minor work required to prevent a deterioration of the service provided by the asset. | 20 | 2016-08-02 | 7.729 | 70.271 | x | 5 | 4. Significant | 10440 | Predictive Maintenance | 91.25
1002062 | Pumps - General | B (Average): Asset is sound, operationally safe and exhibits only minor deterioration. | Category 3 (Recommended): Minor work required to prevent a deterioration of the service provided by the asset. | 20 | 2015-07-13 | 8.7858 | 69.2142 | x | 5 | 4. Significant | 10440 | Predictive Maintenance | 91.25
1002063 | Meter Reading - Gas | B (Average): Asset is sound, operationally safe and exhibits only minor deterioration. | Category 3 (Recommended): Minor work required to prevent a deterioration of the service provided by the asset. | 20 | 2019-03-18 | 5.1061 | 72.8939 | x | 5 | 2. Minor | 10441 | Predictive Maintenance | 182.5
1002065 | Solenoid Gas/Oil Shut-off (Safety) Valves | B (Average): Asset is sound, operationally safe and exhibits only minor deterioration. | Category 3 (Recommended): Minor work required to prevent a deterioration of the service provided by the asset. | 15 | 2010-07-26 | 13.7495 | 59.6674 | x | 5 | 5. Severe | 10441 | Predictive Maintenance | 28
1002066 | Pumps - General | B (Average): Asset is sound, operationally safe and exhibits only minor deterioration. | Category 3 (Recommended): Minor work required to prevent a deterioration of the service provided by the asset. | 20 | 2007-07-06 | 16.8049 | 63.1951 | x | 4 | 4. Significant | 10442 | Predictive Maintenance | 91.25
1002067 | Pumps - General | B (Average): Asset is sound, operationally safe and exhibits only minor deterioration. | Category 3 (Recommended): Minor work required to prevent a deterioration of the service provided by the asset. | 20 | 2012-05-29 | 11.9069 | 68.0931 | x | 4 | 4. Significant | 10443 | Predictive Maintenance | 91.25
1002071 | Fixed Access Ladders and Stairs | B (Average): Asset is sound, operationally safe and exhibits only minor deterioration. | Category 3 (Recommended): Minor work required to prevent a deterioration of the service provided by the asset. | 20 | 2008-12-19 | 15.3484 | 68.6516 | x | 2 | 3. Moderate | 10446 | Predictive Maintenance | 91.25
1002072 | Emergency eye wash station (Plumbed System) | B (Average): Asset is sound, operationally safe and exhibits only minor deterioration. | Category 3 (Recommended): Minor work required to prevent a deterioration of the service provided by the asset. | 10 | 2019-03-10 | 5.128 | 69.744 | x | 4 | 3. Moderate | 10447 | Predictive Maintenance | 91.25
1002073 | Emergency eye wash station (Plumbed System) | B (Average): Asset is sound, operationally safe and exhibits only minor deterioration. | Category 3 (Recommended): Minor work required to prevent a deterioration of the service provided by the asset. | 10 | 2015-10-29 | 8.4901 | 63.0198 | x | 4 | 3. Moderate | 10448 | Predictive Maintenance | 91.25
1002074 | Emergency eye wash station (Plumbed System) | B (Average): Asset is sound, operationally safe and exhibits only minor deterioration. | Category 3 (Recommended): Minor work required to prevent a deterioration of the service provided by the asset. | 10 | 2017-06-22 | 6.8419 | 66.3162 | x | 4 | 3. Moderate | 10449 | Predictive Maintenance | 91.25
1002076 | Emergency eye wash station (Plumbed System) | B (Average): Asset is sound, operationally safe and exhibits only minor deterioration. | Category 3 (Recommended): Minor work required to prevent a deterioration of the service provided by the asset. | 10 | 2016-10-29 | 7.488 | 65.024 | x | 4 | 3. Moderate | 10451 | Predictive Maintenance | 91.25
1002077 | Emergency eye wash station (Plumbed System) | B (Average): Asset is sound, operationally safe and exhibits only minor deterioration. | Category 3 (Recommended): Minor work required to prevent a deterioration of the service provided by the asset. | 10 | 2018-10-08 | 5.5469 | 68.9062 | x | 4 | 3. Moderate | 10452 | Predictive Maintenance | 91.25
1002079 | Emergency eye wash station (Plumbed System) | B (Average): Asset is sound, operationally safe and exhibits only minor deterioration. | Category 3 (Recommended): Minor work required to prevent a deterioration of the service provided by the asset. | 10 | 2019-06-24 | 4.8378 | 74.3244 | x | 2 | 3. Moderate | 10454 | Predictive Maintenance | 91.25
1002080 | Emergency eye wash station (Plumbed System) | B (Average): Asset is sound, operationally safe and exhibits only minor deterioration. | Category 3 (Recommended): Minor work required to prevent a deterioration of the service provided by the asset. | 10 | 2022-07-06 | 1.8042 | 80.3915 | x | 2 | 3. Moderate | 10454 | Predictive Maintenance | 91.25
1002081 | Heat meter, calculator and temperature probes | B (Average): Asset is sound, operationally safe and exhibits only minor deterioration. | Category 3 (Recommended): Minor work required to prevent a deterioration of the service provided by the asset. | 15 | 2017-06-11 | 6.872 | 74.8373 | x | 2 | 2. Minor | 10455 | Predictive Maintenance | 182.5
1002082 | Heat meter, calculator and temperature probes | B (Average): Asset is sound, operationally safe and exhibits only minor deterioration. | Category 3 (Recommended): Minor work required to prevent a deterioration of the service provided by the asset. | 15 | 2021-06-19 | 2.8501 | 80.1999 | x | 2 | 2. Minor | 10455 | Predictive Maintenance | 182.5
1002083 | Heat meter, calculator and temperature probes | B (Average): Asset is sound, operationally safe and exhibits only minor deterioration. | Category 3 (Recommended): Minor work required to prevent a deterioration of the service provided by the asset. | 15 | 2012-11-20 | 11.4278 | 68.7629 | x | 2 | 2. Minor | 10455 | Predictive Maintenance | 182.5
1002084 | Heat meter, calculator and temperature probes | B (Average): Asset is sound, operationally safe and exhibits only minor deterioration. | Category 3 (Recommended): Minor work required to prevent a deterioration of the service provided by the asset. | 15 | 2019-10-26 | 4.4983 | 78.0023 | x | 2 | 2. Minor | 10455 | Predictive Maintenance | 182.5
1002085 | Heat meter, calculator and temperature probes | B (Average): Asset is sound, operationally safe and exhibits only minor deterioration. | Category 3 (Recommended): Minor work required to prevent a deterioration of the service provided by the asset. | 15 | 2018-11-29 | 5.4045 | 76.794 | x | 2 | 2. Minor | 10455 | Predictive Maintenance | 182.5
1002086 | Heat meter, calculator and temperature probes | B (Average): Asset is sound, operationally safe and exhibits only minor deterioration. | Category 3 (Recommended): Minor work required to prevent a deterioration of the service provided by the asset. | 15 | 2011-03-27 | 13.0815 | 66.5581 | x | 2 | 2. Minor | 10455 | Predictive Maintenance | 182.5
1002087 | Pumps - General | B (Average): Asset is sound, operationally safe and exhibits only minor deterioration. | Category 3 (Recommended): Minor work required to prevent a deterioration of the service provided by the asset. | 20 | 2019-05-11 | 4.9582 | 79.0418 | x | 2 | 4. Significant | 10455 | Predictive Maintenance | 91.25
1002088 | Pumps - General | B (Average): Asset is sound, operationally safe and exhibits only minor deterioration. | Category 3 (Recommended): Minor work required to prevent a deterioration of the service provided by the asset. | 20 | 2019-02-10 | 5.2047 | 78.7953 | x | 2 | 4. Significant | 10455 | Predictive Maintenance | 91.25
1002089 | Solenoid Gas/Oil Shut-off (Safety) Valves | B (Average): Asset is sound, operationally safe and exhibits only minor deterioration. | Category 3 (Recommended): Minor work required to prevent a deterioration of the service provided by the asset. | 15 | 2010-03-13 | 14.1191 | 65.1745 | x | 2 | 5. Severe | 10455 | Predictive Maintenance | 28
1002090 | Air Handling Units - General | B (Average): Asset is sound, operationally safe and exhibits only minor deterioration. | Category 3 (Recommended): Minor work required to prevent a deterioration of the service provided by the asset. | 20 | 2020-06-15 | 3.8604 | 80.1396 | x | 2 | 3. Moderate | 10186 | Predictive Maintenance | 91.25
1002093 | Room Air Conditioners | B (Average): Asset is sound, operationally safe and exhibits only minor deterioration. | Category 3 (Recommended): Minor work required to prevent a deterioration of the service provided by the asset. | 15 | 2018-08-13 | 5.7002 | 70.3997 | x | 5 | 3. Moderate | 10457 | Predictive Maintenance | 91.25
1002096 | Condensers - Air Cooled | B (Average): Asset is sound, operationally safe and exhibits only minor deterioration. | Category 3 (Recommended): Minor work required to prevent a deterioration of the service provided by the asset. | 20 | 2009-05-18 | 14.9377 | 69.0623 | x | 2 | 4. Significant | 10186 | Predictive Maintenance | 91.25
1002097 | Roof and Canopy Fall Protection Systems | B (Average): Asset is sound, operationally safe and exhibits only minor deterioration. | Category 3 (Recommended): Minor work required to prevent a deterioration of the service provided by the asset. | 15 | 2020-11-18 | 3.4333 | 79.4223 | x | 2 | 5. Severe | 10186 | Predictive Maintenance | 28
1002098 | Ventilating Fans - General | B (Average): Asset is sound, operationally safe and exhibits only minor deterioration. | Category 3 (Recommended): Minor work required to prevent a deterioration of the service provided by the asset. | 20 | 2015-11-28 | 8.4079 | 75.5921 | x | 2 | 2. Minor | 10458 | Predictive Maintenance | 182.5
1002100 | Fixed Access Ladders and Stairs | B (Average): Asset is sound, operationally safe and exhibits only minor deterioration. | Category 3 (Recommended): Minor work required to prevent a deterioration of the service provided by the asset. | 20 | 2006-06-08 | 17.8809 | 66.1191 | x | 2 | 3. Moderate | 10459 | Predictive Maintenance | 91.25
1002103 | Pumps - General | B (Average): Asset is sound, operationally safe and exhibits only minor deterioration. | Category 3 (Recommended): Minor work required to prevent a deterioration of the service provided by the asset. | 20 | 2017-04-01 | 7.0664 | 70.9336 | x | 5 | 4. Significant | 10158 | Predictive Maintenance | 91.25
1002104 | Ventilating Fans - General | B (Average): Asset is sound, operationally safe and exhibits only minor deterioration. | Category 3 (Recommended): Minor work required to prevent a deterioration of the service provided by the asset. | 20 | 2011-06-11 | 12.8734 | 71.1266 | x | 2 | 2. Minor | 10186 | Predictive Maintenance | 182.5
1002105 | Fixed Access Ladders and Stairs | B (Average): Asset is sound, operationally safe and exhibits only minor deterioration. | Category 3 (Recommended): Minor work required to prevent a deterioration of the service provided by the asset. | 20 | 2023-08-21 | 0.67899 | 83.321 | x | 2 | 3. Moderate | 10455 | Predictive Maintenance | 91.25
1002107 | Pumps - General | B (Average): Asset is sound, operationally safe and exhibits only minor deterioration. | Category 3 (Recommended): Minor work required to prevent a deterioration of the service provided by the asset. | 20 | 2015-04-02 | 9.065 | 68.935 | x | 5 | 4. Significant | 10158 | Predictive Maintenance | 91.25
1002108 | Fixed Access Ladders and Stairs | B (Average): Asset is sound, operationally safe and exhibits only minor deterioration. | Category 3 (Recommended): Minor work required to prevent a deterioration of the service provided by the asset. | 20 | 2015-06-17 | 8.8569 | 75.1431 | x | 2 | 3. Moderate | 10460 | Predictive Maintenance | 91.25
1002109 | Pumps - General | B (Average): Asset is sound, operationally safe and exhibits only minor deterioration. | Category 3 (Recommended): Minor work required to prevent a deterioration of the service provided by the asset. | 20 | 2017-04-23 | 7.0062 | 70.9938 | x | 5 | 4. Significant | 10158 | Predictive Maintenance | 91.25
1002110 | Fixed Access Ladders and Stairs | B (Average): Asset is sound, operationally safe and exhibits only minor deterioration. | Category 3 (Recommended): Minor work required to prevent a deterioration of the service provided by the asset. | 20 | 2004-11-30 | 19.4004 | 60.5996 | x | 4 | 3. Moderate | 10461 | Predictive Maintenance | 91.25
1002111 | Pumps - General | B (Average): Asset is sound, operationally safe and exhibits only minor deterioration. | Category 3 (Recommended): Minor work required to prevent a deterioration of the service provided by the asset. | 20 | 2007-10-19 | 16.5175 | 61.4825 | x | 5 | 4. Significant | 10158 | Predictive Maintenance | 91.25
1002115 | Heat meter, calculator and temperature probes | B (Average): Asset is sound, operationally safe and exhibits only minor deterioration. | Category 3 (Recommended): Minor work required to prevent a deterioration of the service provided by the asset. | 15 | 2013-02-24 | 11.165 | 69.1134 | x | 2 | 2. Minor | 10455 | Predictive Maintenance | 182.5
1002116 | Heat meter, calculator and temperature probes | B (Average): Asset is sound, operationally safe and exhibits only minor deterioration. | Category 3 (Recommended): Minor work required to prevent a deterioration of the service provided by the asset. | 15 | 2015-12-09 | 8.3778 | 72.8296 | x | 2 | 2. Minor | 10455 | Predictive Maintenance | 182.5
1002117 | Heat meter, calculator and temperature probes | B (Average): Asset is sound, operationally safe and exhibits only minor deterioration. | Category 3 (Recommended): Minor work required to prevent a deterioration of the service provided by the asset. | 15 | 2010-05-10 | 13.9603 | 65.3863 | x | 2 | 2. Minor | 10455 | Predictive Maintenance | 182.5
1002118 | Heat meter, calculator and temperature probes | B (Average): Asset is sound, operationally safe and exhibits only minor deterioration. | Category 3 (Recommended): Minor work required to prevent a deterioration of the service provided by the asset. | 15 | 2021-07-03 | 2.8118 | 80.251 | x | 2 | 2. Minor | 10455 | Predictive Maintenance | 182.5
1002120 | Heat meter, calculator and temperature probes | B (Average): Asset is sound, operationally safe and exhibits only minor deterioration. | Category 3 (Recommended): Minor work required to prevent a deterioration of the service provided by the asset. | 15 | 2017-10-14 | 6.5298 | 75.2936 | x | 2 | 2. Minor | 10455 | Predictive Maintenance | 182.5
1002121 | Heat meter, calculator and temperature probes | B (Average): Asset is sound, operationally safe and exhibits only minor deterioration. | Category 3 (Recommended): Minor work required to prevent a deterioration of the service provided by the asset. | 15 | 2018-08-25 | 5.6674 | 76.4435 | x | 2 | 2. Minor | 10455 | Predictive Maintenance | 182.5
1002122 | Heat meter, calculator and temperature probes | B (Average): Asset is sound, operationally safe and exhibits only minor deterioration. | Category 3 (Recommended): Minor work required to prevent a deterioration of the service provided by the asset. | 15 | 2011-11-21 | 12.4271 | 67.4305 | x | 2 | 2. Minor | 10455 | Predictive Maintenance | 182.5
1002124 | Pumps - General | B (Average): Asset is sound, operationally safe and exhibits only minor deterioration. | Category 3 (Recommended): Minor work required to prevent a deterioration of the service provided by the asset. | 20 | 2014-10-05 | 9.5551 | 74.4449 | x | 2 | 4. Significant | 10455 | Predictive Maintenance | 91.25
1002125 | Pumps - General | B (Average): Asset is sound, operationally safe and exhibits only minor deterioration. | Category 3 (Recommended): Minor work required to prevent a deterioration of the service provided by the asset. | 20 | 2004-06-28 | 19.8248 | 62.1752 | x | 3 | 4. Significant | 10462 | Predictive Maintenance | 91.25
1002126 | Pumps - General | B (Average): Asset is sound, operationally safe and exhibits only minor deterioration. | Category 3 (Recommended): Minor work required to prevent a deterioration of the service provided by the asset. | 20 | 2011-08-25 | 12.668 | 69.332 | x | 3 | 4. Significant | 10463 | Predictive Maintenance | 91.25
1002127 | Pumps - General | B (Average): Asset is sound, operationally safe and exhibits only minor deterioration. | Category 3 (Recommended): Minor work required to prevent a deterioration of the service provided by the asset. | 20 | 2013-11-14 | 10.4449 | 71.5551 | x | 3 | 4. Significant | 10462 | Predictive Maintenance | 91.25
1002128 | Gas Safety Shut-off Valve (GSSV) | B (Average): Asset is sound, operationally safe and exhibits only minor deterioration. | Category 3 (Recommended): Minor work required to prevent a deterioration of the service provided by the asset. | 15 | 2015-08-31 | 8.6516 | 70.4645 | x | 3 | 5. Severe | 10462 | Predictive Maintenance | 28
1002129 | Meter Reading - Gas | B (Average): Asset is sound, operationally safe and exhibits only minor deterioration. | Category 3 (Recommended): Minor work required to prevent a deterioration of the service provided by the asset. | 20 | 2012-12-06 | 11.384 | 70.616 | x | 3 | 2. Minor | 10462 | Predictive Maintenance | 182.5
1002132 | Pumps - General | B (Average): Asset is sound, operationally safe and exhibits only minor deterioration. | Category 3 (Recommended): Minor work required to prevent a deterioration of the service provided by the asset. | 20 | 2018-07-15 | 5.7796 | 74.2204 | x | 4 | 4. Significant | 10465 | Predictive Maintenance | 91.25
1002133 | Pumps - General | B (Average): Asset is sound, operationally safe and exhibits only minor deterioration. | Category 3 (Recommended): Minor work required to prevent a deterioration of the service provided by the asset. | 20 | 2005-06-30 | 18.82 | 61.18 | x | 4 | 4. Significant | 10465 | Predictive Maintenance | 91.25
1002135 | Outstations | B (Average): Asset is sound, operationally safe and exhibits only minor deterioration. | Category 3 (Recommended): Minor work required to prevent a deterioration of the service provided by the asset. | 10 | 2023-02-11 | 1.2019 | 81.5962 | x | 2 | 4. Significant | 10459 | Predictive Maintenance | 91.25
1002137 | Extract Fans - Including Fire/Smoke Extract Units | U (Unverified): Further investigation required. | Category U (Unverified Asset): Further investigation required to identify asset. | 20 | 2006-10-28 | 17.4921 | 52.5079 | x | 2 | 5. Severe | 10459 | Predictive Maintenance | 7
1002139 | Ventilating Fans - General | B (Average): Asset is sound, operationally safe and exhibits only minor deterioration. | Category 3 (Recommended): Minor work required to prevent a deterioration of the service provided by the asset. | 20 | 2020-04-27 | 3.9945 | 80.0055 | x | 2 | 2. Minor | 10459 | Predictive Maintenance | 182.5
1002140 | Cold Water Storage Tanks and Cisterns | B (Average): Asset is sound, operationally safe and exhibits only minor deterioration. | Category 3 (Recommended): Minor work required to prevent a deterioration of the service provided by the asset. | 15 | 2013-10-02 | 10.5626 | 69.9165 | x | 2 | 4. Significant | 10459 | Predictive Maintenance | 91.25
1002141 | Ventilating Fans - General | B (Average): Asset is sound, operationally safe and exhibits only minor deterioration. | Category 3 (Recommended): Minor work required to prevent a deterioration of the service provided by the asset. | 20 | 2014-12-17 | 9.3552 | 74.6448 | x | 2 | 2. Minor | 10459 | Predictive Maintenance | 182.5
1002143 | Air Handling Units - General | B (Average): Asset is sound, operationally safe and exhibits only minor deterioration. | Category 3 (Recommended): Minor work required to prevent a deterioration of the service provided by the asset. | 20 | 2008-02-01 | 16.23 | 67.77 | x | 2 | 3. Moderate | 10466 | Predictive Maintenance | 91.25
1002144 | Air Handling Units - General | B (Average): Asset is sound, operationally safe and exhibits only minor deterioration. | Category 3 (Recommended): Minor work required to prevent a deterioration of the service provided by the asset. | 20 | 2017-07-24 | 6.7543 | 77.2457 | x | 2 | 3. Moderate | 10467 | Predictive Maintenance | 91.25
1002145 | Air Handling Units - General | B (Average): Asset is sound, operationally safe and exhibits only minor deterioration. | Category 3 (Recommended): Minor work required to prevent a deterioration of the service provided by the asset. | 20 | 2006-04-23 | 18.0068 | 65.9932 | x | 2 | 3. Moderate | 10186 | Predictive Maintenance | 91.25
1002146 | Ventilating Fans - General | B (Average): Asset is sound, operationally safe and exhibits only minor deterioration. | Category 3 (Recommended): Minor work required to prevent a deterioration of the service provided by the asset. | 20 | 2010-03-07 | 14.1355 | 69.8645 | x | 2 | 2. Minor | 10186 | Predictive Maintenance | 182.5
1002147 | Ventilating Fans - General | B (Average): Asset is sound, operationally safe and exhibits only minor deterioration. | Category 3 (Recommended): Minor work required to prevent a deterioration of the service provided by the asset. | 20 | 2015-09-10 | 8.6242 | 75.3758 | x | 2 | 2. Minor | 10186 | Predictive Maintenance | 182.5
1002148 | Air Handling Units - General | B (Average): Asset is sound, operationally safe and exhibits only minor deterioration. | Category 3 (Recommended): Minor work required to prevent a deterioration of the service provided by the asset. | 20 | 2016-08-13 | 7.6988 | 76.3012 | x | 2 | 3. Moderate | 10456 | Predictive Maintenance | 91.25
1002149 | Air Handling Units - General | B (Average): Asset is sound, operationally safe and exhibits only minor deterioration. | Category 3 (Recommended): Minor work required to prevent a deterioration of the service provided by the asset. | 20 | 2019-04-08 | 5.0486 | 78.9514 | x | 2 | 3. Moderate | 10456 | Predictive Maintenance | 91.25
1002150 | Fixed Access Ladders and Stairs | B (Average): Asset is sound, operationally safe and exhibits only minor deterioration. | Category 3 (Recommended): Minor work required to prevent a deterioration of the service provided by the asset. | 20 | 2017-12-07 | 6.3819 | 73.6181 | x | 4 | 3. Moderate | 10468 | Predictive Maintenance | 91.25
1002153 | Water Booster Pumps | X (Beyond Repair): Asset is inoperable and requires replacement. | Category 3 (Recommended): Minor work required to prevent a deterioration of the service provided by the asset. | 15 | 2010-03-06 | 14.1383 | 31.149 | x | 5 | 4. Significant | 10092 | Predictive Maintenance | 91.25
1002154 | Fixed Access Ladders and Stairs | B (Average): Asset is sound, operationally safe and exhibits only minor deterioration. | Category 3 (Recommended): Minor work required to prevent a deterioration of the service provided by the asset. | 20 | 2007-05-08 | 16.9665 | 67.0335 | x | 2 | 3. Moderate | 10455 | Predictive Maintenance | 91.25
1002155 | Fixed Access Ladders and Stairs | B (Average): Asset is sound, operationally safe and exhibits only minor deterioration. | Category 3 (Recommended): Minor work required to prevent a deterioration of the service provided by the asset. | 20 | 2014-11-14 | 9.4456 | 74.5544 | x | 2 | 3. Moderate | 10186 | Predictive Maintenance | 91.25
1002156 | Meter Reading - Gas | B (Average): Asset is sound, operationally safe and exhibits only minor deterioration. | Category 3 (Recommended): Minor work required to prevent a deterioration of the service provided by the asset. | 20 | 2004-04-27 | 19.9945 | 58.0055 | x | 5 | 2. Minor | 10158 | Predictive Maintenance | 182.5
1002157 | Pumps - General | B (Average): Asset is sound, operationally safe and exhibits only minor deterioration. | Category 3 (Recommended): Minor work required to prevent a deterioration of the service provided by the asset. | 20 | 2004-07-24 | 19.7536 | 58.2464 | x | 5 | 4. Significant | 10399 | Predictive Maintenance | 91.25
1002160 | Pumps - General | B (Average): Asset is sound, operationally safe and exhibits only minor deterioration. | Category 3 (Recommended): Minor work required to prevent a deterioration of the service provided by the asset. | 20 | 2018-09-05 | 5.6372 | 72.3628 | x | 5 | 4. Significant | 10158 | Predictive Maintenance | 91.25
1002161 | Pumps - General | B (Average): Asset is sound, operationally safe and exhibits only minor deterioration. | Category 3 (Recommended): Minor work required to prevent a deterioration of the service provided by the asset. | 20 | 2007-01-29 | 17.2375 | 60.7625 | x | 5 | 4. Significant | 10158 | Predictive Maintenance | 91.25
1002162 | Emergency eye wash station (Plumbed System) | B (Average): Asset is sound, operationally safe and exhibits only minor deterioration. | Category 3 (Recommended): Minor work required to prevent a deterioration of the service provided by the asset. | 10 | 2019-12-14 | 4.3641 | 69.2717 | x | 5 | 3. Moderate | 10471 | Predictive Maintenance | 91.25
1002163 | Emergency eye wash station (Plumbed System) | B (Average): Asset is sound, operationally safe and exhibits only minor deterioration. | Category 3 (Recommended): Minor work required to prevent a deterioration of the service provided by the asset. | 10 | 2016-09-07 | 7.6304 | 62.7392 | x | 5 | 3. Moderate | 10472 | Predictive Maintenance | 91.25
1002164 | Pumps - General | B (Average): Asset is sound, operationally safe and exhibits only minor deterioration. | Category 3 (Recommended): Minor work required to prevent a deterioration of the service provided by the asset. | 20 | 2015-04-24 | 9.0048 | 68.9952 | x | 5 | 4. Significant | 10158 | Predictive Maintenance | 91.25
1002166 | Roof and Canopy Fall Protection Systems | B (Average): Asset is sound, operationally safe and exhibits only minor deterioration. | Category 3 (Recommended): Minor work required to prevent a deterioration of the service provided by the asset. | 15 | 2013-09-18 | 10.601 | 69.8654 | x | 2 | 5. Severe | 10186 | Predictive Maintenance | 28
1002167 | Emergency eye wash station (Plumbed System) | B (Average): Asset is sound, operationally safe and exhibits only minor deterioration. | Category 3 (Recommended): Minor work required to prevent a deterioration of the service provided by the asset. | 10 | 2020-07-23 | 3.7563 | 70.4873 | x | 5 | 3. Moderate | 10473 | Predictive Maintenance | 91.25
1002169 | Emergency eye wash station (Plumbed System) | B (Average): Asset is sound, operationally safe and exhibits only minor deterioration. | Category 3 (Recommended): Minor work required to prevent a deterioration of the service provided by the asset. | 10 | 2018-06-07 | 5.8836 | 66.2327 | x | 5 | 3. Moderate | 10475 | Predictive Maintenance | 91.25
1002170 | Pumps - General | B (Average): Asset is sound, operationally safe and exhibits only minor deterioration. | Category 3 (Recommended): Minor work required to prevent a deterioration of the service provided by the asset. | 20 | 2015-10-24 | 8.5038 | 69.4962 | x | 5 | 4. Significant | 10158 | Predictive Maintenance | 91.25
1002171 | Emergency eye wash station (Plumbed System) | B (Average): Asset is sound, operationally safe and exhibits only minor deterioration. | Category 3 (Recommended): Minor work required to prevent a deterioration of the service provided by the asset. | 10 | 2016-12-07 | 7.3812 | 63.2375 | x | 5 | 3. Moderate | 10476 | Predictive Maintenance | 91.25
1002172 | Pumps - General | B (Average): Asset is sound, operationally safe and exhibits only minor deterioration. | Category 3 (Recommended): Minor work required to prevent a deterioration of the service provided by the asset. | 20 | 2015-10-25 | 8.501 | 69.499 | x | 5 | 4. Significant | 10158 | Predictive Maintenance | 91.25
1002173 | Air Dirt Separators | B (Average): Asset is sound, operationally safe and exhibits only minor deterioration. | Category 3 (Recommended): Minor work required to prevent a deterioration of the service provided by the asset. | 20 | 2021-05-30 | 2.9049 | 75.0951 | x | 5 | 4. Significant | 10158 | Predictive Maintenance | 91.25
1002174 | Air Dirt Separators | B (Average): Asset is sound, operationally safe and exhibits only minor deterioration. | Category 3 (Recommended): Minor work required to prevent a deterioration of the service provided by the asset. | 20 | 2016-11-14 | 7.4442 | 70.5558 | x | 5 | 4. Significant | 10158 | Predictive Maintenance | 91.25
1002175 | Air Dirt Separators | B (Average): Asset is sound, operationally safe and exhibits only minor deterioration. | Category 3 (Recommended): Minor work required to prevent a deterioration of the service provided by the asset. | 20 | 2013-02-09 | 11.206 | 66.794 | x | 5 | 4. Significant | 10158 | Predictive Maintenance | 91.25
1002176 | Ventilating Fans - General | B (Average): Asset is sound, operationally safe and exhibits only minor deterioration. | Category 3 (Recommended): Minor work required to prevent a deterioration of the service provided by the asset. | 20 | 2017-02-02 | 7.2252 | 70.7748 | x | 5 | 2. Minor | 10158 | Predictive Maintenance | 182.5
1002177 | Ventilating Fans - General | B (Average): Asset is sound, operationally safe and exhibits only minor deterioration. | Category 3 (Recommended): Minor work required to prevent a deterioration of the service provided by the asset. | 20 | 2011-06-09 | 12.8789 | 65.1211 | x | 5 | 2. Minor | 10158 | Predictive Maintenance | 182.5
1002178 | Air Compressors and Receivers | B (Average): Asset is sound, operationally safe and exhibits only minor deterioration. | Category 3 (Recommended): Minor work required to prevent a deterioration of the service provided by the asset. | 20 | 2022-06-14 | 1.8645 | 76.1355 | x | 5 | 3. Moderate | 10158 | Predictive Maintenance | 91.25
1002179 | Ventilating Fans - General | B (Average): Asset is sound, operationally safe and exhibits only minor deterioration. | Category 3 (Recommended): Minor work required to prevent a deterioration of the service provided by the asset. | 20 | 2011-06-22 | 12.8433 | 65.1567 | x | 5 | 2. Minor | 10158 | Predictive Maintenance | 182.5
1002180 | Ventilating Fans - General | B (Average): Asset is sound, operationally safe and exhibits only minor deterioration. | Category 3 (Recommended): Minor work required to prevent a deterioration of the service provided by the asset. | 20 | 2013-12-15 | 10.36 | 67.64 | x | 5 | 2. Minor | 10158 | Predictive Maintenance | 182.5
1002181 | Room Air Conditioners | B (Average): Asset is sound, operationally safe and exhibits only minor deterioration. | Category 3 (Recommended): Minor work required to prevent a deterioration of the service provided by the asset. | 15 | 2024-01-16 | 0.27379 | 77.635 | x | 5 | 3. Moderate | 10414 | Predictive Maintenance | 91.25
1002182 | Room Air Conditioners | B (Average): Asset is sound, operationally safe and exhibits only minor deterioration. | Category 3 (Recommended): Minor work required to prevent a deterioration of the service provided by the asset. | 15 | 2011-12-12 | 12.3696 | 61.5072 | x | 5 | 3. Moderate | 10457 | Predictive Maintenance | 91.25
1002183 | Condensers - Air Cooled | B (Average): Asset is sound, operationally safe and exhibits only minor deterioration. | Category 3 (Recommended): Minor work required to prevent a deterioration of the service provided by the asset. | 20 | 2015-07-12 | 8.7885 | 69.2115 | x | 5 | 4. Significant | 10457 | Predictive Maintenance | 91.25
1002184 | Condensers - Air Cooled | B (Average): Asset is sound, operationally safe and exhibits only minor deterioration. | Category 3 (Recommended): Minor work required to prevent a deterioration of the service provided by the asset. | 20 | 2008-02-09 | 16.2081 | 61.7919 | x | 5 | 4. Significant | 10457 | Predictive Maintenance | 91.25
1002185 | Condensers - Air Cooled | B (Average): Asset is sound, operationally safe and exhibits only minor deterioration. | Category 3 (Recommended): Minor work required to prevent a deterioration of the service provided by the asset. | 20 | 2014-10-28 | 9.4921 | 68.5079 | x | 5 | 4. Significant | 10457 | Predictive Maintenance | 91.25
1002186 | Fixed Access Ladders and Stairs | B (Average): Asset is sound, operationally safe and exhibits only minor deterioration. | Category 3 (Recommended): Minor work required to prevent a deterioration of the service provided by the asset. | 20 | 2006-03-30 | 18.0726 | 65.9274 | x | 2 | 3. Moderate | 10456 | Predictive Maintenance | 91.25
1002187 | Condensers - Air Cooled | B (Average): Asset is sound, operationally safe and exhibits only minor deterioration. | Category 3 (Recommended): Minor work required to prevent a deterioration of the service provided by the asset. | 20 | 2004-08-02 | 19.729 | 64.271 | x | 2 | 4. Significant | 10456 | Predictive Maintenance | 91.25
1002188 | Air Handling Units - General | B (Average): Asset is sound, operationally safe and exhibits only minor deterioration. | Category 3 (Recommended): Minor work required to prevent a deterioration of the service provided by the asset. | 20 | 2013-12-05 | 10.3874 | 73.6126 | x | 2 | 3. Moderate | 10186 | Predictive Maintenance | 91.25
1002189 | Laboratory Fume Cupboard | B (Average): Asset is sound, operationally safe and exhibits only minor deterioration. | Category 3 (Recommended): Minor work required to prevent a deterioration of the service provided by the asset. | 15 | 2013-03-09 | 11.1294 | 69.1608 | x | 2 | 4. Significant | 10186 | Predictive Maintenance | 91.25
1002192 | Room Air Conditioners | B (Average): Asset is sound, operationally safe and exhibits only minor deterioration. | Category 3 (Recommended): Minor work required to prevent a deterioration of the service provided by the asset. | 15 | 2023-06-15 | 0.86242 | 82.8501 | x | 2 | 3. Moderate | 10186 | Predictive Maintenance | 91.25
1002193 | Packaged Chiller Units | B (Average): Asset is sound, operationally safe and exhibits only minor deterioration. | Category 3 (Recommended): Minor work required to prevent a deterioration of the service provided by the asset. | 20 | 2015-11-07 | 8.4654 | 75.5346 | x | 2 | 4. Significant | 10186 | Predictive Maintenance | 91.25
1002194 | Air Handling Units - General | B (Average): Asset is sound, operationally safe and exhibits only minor deterioration. | Category 3 (Recommended): Minor work required to prevent a deterioration of the service provided by the asset. | 20 | 2017-03-02 | 7.1485 | 76.8515 | x | 2 | 3. Moderate | 10477 | Predictive Maintenance | 91.25
1002195 | Packaged Chiller Units | B (Average): Asset is sound, operationally safe and exhibits only minor deterioration. | Category 3 (Recommended): Minor work required to prevent a deterioration of the service provided by the asset. | 20 | 2009-01-03 | 15.3073 | 68.6927 | x | 2 | 4. Significant | 10186 | Predictive Maintenance | 91.25
1002196 | Room Air Conditioners | B (Average): Asset is sound, operationally safe and exhibits only minor deterioration. | Category 3 (Recommended): Minor work required to prevent a deterioration of the service provided by the asset. | 15 | 2023-11-23 | 0.42163 | 83.4378 | x | 2 | 3. Moderate | 10186 | Predictive Maintenance | 91.25
1002197 | Room Air Conditioners | B (Average): Asset is sound, operationally safe and exhibits only minor deterioration. | Category 3 (Recommended): Minor work required to prevent a deterioration of the service provided by the asset. | 15 | 2022-12-06 | 1.3854 | 82.1529 | x | 2 | 3. Moderate | 10186 | Predictive Maintenance | 91.25
1002199 | Laboratory Fume Cupboard | B (Average): Asset is sound, operationally safe and exhibits only minor deterioration. | Category 3 (Recommended): Minor work required to prevent a deterioration of the service provided by the asset. | 15 | 2022-11-12 | 1.4511 | 82.0653 | x | 2 | 4. Significant | 10186 | Predictive Maintenance | 91.25
1002200 | Laboratory Fume Cupboard | B (Average): Asset is sound, operationally safe and exhibits only minor deterioration. | Category 3 (Recommended): Minor work required to prevent a deterioration of the service provided by the asset. | 15 | 2012-06-28 | 11.8248 | 68.2336 | x | 2 | 4. Significant | 10186 | Predictive Maintenance | 91.25
1002204 | Condensers - Air Cooled | B (Average): Asset is sound, operationally safe and exhibits only minor deterioration. | Category 3 (Recommended): Minor work required to prevent a deterioration of the service provided by the asset. | 20 | 2022-12-21 | 1.3443 | 82.6557 | x | 2 | 4. Significant | 10467 | Predictive Maintenance | 91.25
1002205 | Air Dirt Separators | B (Average): Asset is sound, operationally safe and exhibits only minor deterioration. | Category 3 (Recommended): Minor work required to prevent a deterioration of the service provided by the asset. | 20 | 2020-09-19 | 3.5975 | 74.4025 | x | 5 | 4. Significant | 10158 | Predictive Maintenance | 91.25
1002206 | Solenoid Gas/Oil Shut-off (Safety) Valves | B (Average): Asset is sound, operationally safe and exhibits only minor deterioration. | Category 3 (Recommended): Minor work required to prevent a deterioration of the service provided by the asset. | 15 | 2015-02-26 | 9.1608 | 71.7855 | x | 2 | 5. Severe | 10455 | Predictive Maintenance | 28
1002207 | Atmospheric Gas Burner - Condensing Boiler | B (Average): Asset is sound, operationally safe and exhibits only minor deterioration. | Category 3 (Recommended): Minor work required to prevent a deterioration of the service provided by the asset. | 20 | 2009-06-05 | 14.8884 | 69.1116 | x | 2 | 4. Significant | 10455 | Predictive Maintenance | 91.25
1002208 | Atmospheric Gas Burner - Condensing Boiler | B (Average): Asset is sound, operationally safe and exhibits only minor deterioration. | Category 3 (Recommended): Minor work required to prevent a deterioration of the service provided by the asset. | 20 | 2023-04-21 | 1.013 | 82.987 | x | 2 | 4. Significant | 10455 | Predictive Maintenance | 91.25
1002209 | Atmospheric Gas Burner - Condensing Boiler | B (Average): Asset is sound, operationally safe and exhibits only minor deterioration. | Category 3 (Recommended): Minor work required to prevent a deterioration of the service provided by the asset. | 20 | 2018-10-18 | 5.5195 | 78.4805 | x | 2 | 4. Significant | 10455 | Predictive Maintenance | 91.25
1002220 | Room Air Conditioners | B (Average): Asset is sound, operationally safe and exhibits only minor deterioration. | Category 3 (Recommended): Minor work required to prevent a deterioration of the service provided by the asset. | 15 | 2018-09-11 | 5.6208 | 76.5056 | x | 2 | 3. Moderate | 10459 | Predictive Maintenance | 91.25
1002221 | Room Air Conditioners | B (Average): Asset is sound, operationally safe and exhibits only minor deterioration. | Category 3 (Recommended): Minor work required to prevent a deterioration of the service provided by the asset. | 15 | 2023-02-12 | 1.1992 | 82.4011 | x | 2 | 3. Moderate | 10459 | Predictive Maintenance | 91.25
1002227 | Room Air Conditioners | B (Average): Asset is sound, operationally safe and exhibits only minor deterioration. | Category 3 (Recommended): Minor work required to prevent a deterioration of the service provided by the asset. | 15 | 2016-11-04 | 7.4716 | 74.0379 | x | 2 | 3. Moderate | 10459 | Predictive Maintenance | 91.25
1002228 | Room Air Conditioners | B (Average): Asset is sound, operationally safe and exhibits only minor deterioration. | Category 3 (Recommended): Minor work required to prevent a deterioration of the service provided by the asset. | 15 | 2013-01-02 | 11.3101 | 68.9199 | x | 2 | 3. Moderate | 10459 | Predictive Maintenance | 91.25
1002231 | Ventilating Fans - General | B (Average): Asset is sound, operationally safe and exhibits only minor deterioration. | Category 3 (Recommended): Minor work required to prevent a deterioration of the service provided by the asset. | 20 | 2016-12-27 | 7.3265 | 70.6735 | x | 5 | 2. Minor | 10159 | Predictive Maintenance | 182.5
1002232 | Ventilating Fans - General | B (Average): Asset is sound, operationally safe and exhibits only minor deterioration. | Category 3 (Recommended): Minor work required to prevent a deterioration of the service provided by the asset. | 20 | 2015-04-29 | 8.9911 | 69.0089 | x | 5 | 2. Minor | 10159 | Predictive Maintenance | 182.5
1002233 | Ventilating Fans - General | B (Average): Asset is sound, operationally safe and exhibits only minor deterioration. | Category 3 (Recommended): Minor work required to prevent a deterioration of the service provided by the asset. | 20 | 2019-11-04 | 4.4736 | 73.5264 | x | 5 | 2. Minor | 10159 | Predictive Maintenance | 182.5
1002241 | Ventilating Fans - General | B (Average): Asset is sound, operationally safe and exhibits only minor deterioration. | Category 3 (Recommended): Minor work required to prevent a deterioration of the service provided by the asset. | 20 | 2015-03-25 | 9.0869 | 68.9131 | x | 5 | 2. Minor | 10159 | Predictive Maintenance | 182.5
1002242 | Ventilating Fans - General | B (Average): Asset is sound, operationally safe and exhibits only minor deterioration. | Category 3 (Recommended): Minor work required to prevent a deterioration of the service provided by the asset. | 20 | 2017-11-22 | 6.423 | 71.577 | x | 5 | 2. Minor | 10159 | Predictive Maintenance | 182.5
1002246 | Pumps - General | B (Average): Asset is sound, operationally safe and exhibits only minor deterioration. | Category 3 (Recommended): Minor work required to prevent a deterioration of the service provided by the asset. | 20 | 2006-10-25 | 17.5003 | 66.4997 | x | 2 | 4. Significant | 10132 | Predictive Maintenance | 91.25
1002247 | Condensers - Air Cooled | B (Average): Asset is sound, operationally safe and exhibits only minor deterioration. | Category 3 (Recommended): Minor work required to prevent a deterioration of the service provided by the asset. | 20 | 2004-12-19 | 19.3484 | 58.6516 | x | 5 | 4. Significant | 10457 | Predictive Maintenance | 91.25
1002248 | Room Air Conditioners | B (Average): Asset is sound, operationally safe and exhibits only minor deterioration. | Category 3 (Recommended): Minor work required to prevent a deterioration of the service provided by the asset. | 15 | 2019-03-31 | 5.0705 | 77.2393 | x | 2 | 3. Moderate | 10456 | Predictive Maintenance | 91.25
1002251 | Air Dirt Separators | B (Average): Asset is sound, operationally safe and exhibits only minor deterioration. | Category 3 (Recommended): Minor work required to prevent a deterioration of the service provided by the asset. | 20 | 2020-11-18 | 3.4333 | 80.5667 | x | 2 | 4. Significant | 10455 | Predictive Maintenance | 91.25
1002252 | Water Booster Pumps | B (Average): Asset is sound, operationally safe and exhibits only minor deterioration. | Category 3 (Recommended): Minor work required to prevent a deterioration of the service provided by the asset. | 15 | 2012-01-02 | 12.3121 | 65.5838 | x | 3 | 4. Significant | 10483 | Predictive Maintenance | 91.25
1002260 | Hot Water Calorifiers - Heated by Electricity | B (Average): Asset is sound, operationally safe and exhibits only minor deterioration. | Category 3 (Recommended): Minor work required to prevent a deterioration of the service provided by the asset. | 25 | 2016-04-22 | 8.0082 | 75.5934 | x | 3 | 4. Significant | 10486 | Predictive Maintenance | 91.25
1002261 | Pumps - General | B (Average): Asset is sound, operationally safe and exhibits only minor deterioration. | Category 3 (Recommended): Minor work required to prevent a deterioration of the service provided by the asset. | 20 | 2015-04-16 | 9.0267 | 68.9733 | x | 5 | 4. Significant | 10401 | Predictive Maintenance | 91.25
1002262 | Solenoid Gas/Oil Shut-off (Safety) Valves | B (Average): Asset is sound, operationally safe and exhibits only minor deterioration. | Category 3 (Recommended): Minor work required to prevent a deterioration of the service provided by the asset. | 15 | 2022-11-26 | 1.4127 | 80.1164 | x | 3 | 5. Severe | 10486 | Predictive Maintenance | 28
1002263 | Air Dirt Separators | B (Average): Asset is sound, operationally safe and exhibits only minor deterioration. | Category 3 (Recommended): Minor work required to prevent a deterioration of the service provided by the asset. | 20 | 2017-11-13 | 6.4476 | 77.5524 | x | 2 | 4. Significant | 10455 | Predictive Maintenance | 91.25
1002264 | Pumps - General | B (Average): Asset is sound, operationally safe and exhibits only minor deterioration. | Category 3 (Recommended): Minor work required to prevent a deterioration of the service provided by the asset. | 20 | 2006-07-12 | 17.7878 | 64.2122 | x | 3 | 4. Significant | 10487 | Predictive Maintenance | 91.25
1002265 | Hot Water Calorifiers - Heated by LTHW | B (Average): Asset is sound, operationally safe and exhibits only minor deterioration. | Category 3 (Recommended): Minor work required to prevent a deterioration of the service provided by the asset. | 20 | 2014-08-24 | 9.6701 | 72.3299 | x | 3 | 4. Significant | 10486 | Predictive Maintenance | 91.25
1002266 | Hot Water Calorifiers - Heated by Electricity | C (Poor): Asset is operational but major repair or replacement will be needed. | Category 3 (Recommended): Minor work required to prevent a deterioration of the service provided by the asset. | 25 | 2003-04-28 | 20.9938 | 49.2049 | x | 4 | 4. Significant | 10091 | Predictive Maintenance | 91.25
1002267 | Hot Water Calorifiers - Heated by Electricity | C (Poor): Asset is operational but major repair or replacement will be needed. | Category 3 (Recommended): Minor work required to prevent a deterioration of the service provided by the asset. | 25 | 2021-12-24 | 2.3354 | 64.1317 | x | 4 | 4. Significant | 10091 | Predictive Maintenance | 91.25
1002268 | Hot Water Calorifiers - Heated by Electricity | A (Good): Asset is as new and can be expected to perform adequately to its full normal life if maintained appropriately. | Category 3 (Recommended): Minor work required to prevent a deterioration of the service provided by the asset. | 25 | 2015-07-27 | 8.7474 | 80.0021 | x | 4 | 4. Significant | 10091 | Predictive Maintenance | 91.25
1002269 | Pumps - General | A (Good): Asset is as new and can be expected to perform adequately to its full normal life if maintained appropriately. | Category 4 (Normal): No work required beyond normal maintenance. | 20 | 2006-11-01 | 17.4812 | 76.5188 | x | 4 | 4. Significant | 10488 | Predictive Maintenance | 162.5
1002271 | Pumps - General | C (Poor): Asset is operational but major repair or replacement will be needed. | Category 3 (Recommended): Minor work required to prevent a deterioration of the service provided by the asset. | 20 | 2018-07-12 | 5.7878 | 60.2122 | x | 4 | 4. Significant | 10091 | Predictive Maintenance | 91.25
1002272 | Pumps - General | C (Poor): Asset is operational but major repair or replacement will be needed. | Category 3 (Recommended): Minor work required to prevent a deterioration of the service provided by the asset. | 20 | 2007-07-04 | 16.8104 | 49.1896 | x | 4 | 4. Significant | 10091 | Predictive Maintenance | 91.25
1002273 | Pumps - General | D (Very Poor): Asset runs a serious risk of imminent breakdown or poses a health and safety risk. | Category 3 (Recommended): Minor work required to prevent a deterioration of the service provided by the asset. | 20 | 2009-07-31 | 14.7351 | 44.2649 | x | 4 | 4. Significant | 10091 | Predictive Maintenance | 91.25
1002274 | Air Handling Units - General | B (Average): Asset is sound, operationally safe and exhibits only minor deterioration. | Category 3 (Recommended): Minor work required to prevent a deterioration of the service provided by the asset. | 20 | 2006-02-04 | 18.2204 | 61.7796 | x | 4 | 3. Moderate | 10468 | Predictive Maintenance | 91.25
1002275 | Air Handling Units - General | B (Average): Asset is sound, operationally safe and exhibits only minor deterioration. | Category 3 (Recommended): Minor work required to prevent a deterioration of the service provided by the asset. | 20 | 2014-03-14 | 10.1164 | 69.8836 | x | 4 | 3. Moderate | 10468 | Predictive Maintenance | 91.25
1002276 | Air Handling Units - General | B (Average): Asset is sound, operationally safe and exhibits only minor deterioration. | Category 3 (Recommended): Minor work required to prevent a deterioration of the service provided by the asset. | 20 | 2009-04-13 | 15.0335 | 64.9665 | x | 4 | 3. Moderate | 10468 | Predictive Maintenance | 91.25
1002277 | Air Handling Units - General | B (Average): Asset is sound, operationally safe and exhibits only minor deterioration. | Category 3 (Recommended): Minor work required to prevent a deterioration of the service provided by the asset. | 20 | 2004-11-14 | 19.4442 | 60.5558 | x | 4 | 3. Moderate | 10468 | Predictive Maintenance | 91.25
1002278 | Pumps - General | B (Average): Asset is sound, operationally safe and exhibits only minor deterioration. | Category 3 (Recommended): Minor work required to prevent a deterioration of the service provided by the asset. | 20 | 2013-07-03 | 10.8118 | 73.1882 | x | 2 | 4. Significant | 10132 | Predictive Maintenance | 91.25
1002279 | Air Handling Units - General | B (Average): Asset is sound, operationally safe and exhibits only minor deterioration. | Category 3 (Recommended): Minor work required to prevent a deterioration of the service provided by the asset. | 20 | 2023-05-13 | 0.95277 | 79.0472 | x | 4 | 3. Moderate | 10489 | Predictive Maintenance | 91.25
1002281 | Air Handling Units - General | B (Average): Asset is sound, operationally safe and exhibits only minor deterioration. | Category 3 (Recommended): Minor work required to prevent a deterioration of the service provided by the asset. | 20 | 2010-05-07 | 13.9685 | 66.0315 | x | 4 | 3. Moderate | 10489 | Predictive Maintenance | 91.25
1002282 | Air Handling Units - General | B (Average): Asset is sound, operationally safe and exhibits only minor deterioration. | Category 3 (Recommended): Minor work required to prevent a deterioration of the service provided by the asset. | 20 | 2007-08-30 | 16.6543 | 63.3457 | x | 4 | 3. Moderate | 10489 | Predictive Maintenance | 91.25
1002283 | Solenoid Gas/Oil Shut-off (Safety) Valves | B (Average): Asset is sound, operationally safe and exhibits only minor deterioration. | Category 3 (Recommended): Minor work required to prevent a deterioration of the service provided by the asset. | 15 | 2021-11-14 | 2.4449 | 76.7401 | x | 4 | 5. Severe | 10091 | Predictive Maintenance | 28
1002286 | Air Handling Units - General | B (Average): Asset is sound, operationally safe and exhibits only minor deterioration. | Category 3 (Recommended): Minor work required to prevent a deterioration of the service provided by the asset. | 20 | 2006-01-18 | 18.2669 | 61.7331 | x | 4 | 3. Moderate | 10490 | Predictive Maintenance | 91.25
1002287 | Air Handling Units - General | B (Average): Asset is sound, operationally safe and exhibits only minor deterioration. | Category 3 (Recommended): Minor work required to prevent a deterioration of the service provided by the asset. | 20 | 2022-09-15 | 1.6099 | 78.3901 | x | 4 | 3. Moderate | 10490 | Predictive Maintenance | 91.25
1002288 | Air Handling Units - General | B (Average): Asset is sound, operationally safe and exhibits only minor deterioration. | Category 3 (Recommended): Minor work required to prevent a deterioration of the service provided by the asset. | 20 | 2023-10-18 | 0.52019 | 79.4798 | x | 4 | 3. Moderate | 10490 | Predictive Maintenance | 91.25
1002289 | Air Handling Units - General | B (Average): Asset is sound, operationally safe and exhibits only minor deterioration. | Category 3 (Recommended): Minor work required to prevent a deterioration of the service provided by the asset. | 20 | 2022-08-15 | 1.6947 | 78.3053 | x | 4 | 3. Moderate | 10491 | Predictive Maintenance | 91.25
1002290 | Air Handling Units - General | B (Average): Asset is sound, operationally safe and exhibits only minor deterioration. | Category 3 (Recommended): Minor work required to prevent a deterioration of the service provided by the asset. | 20 | 2010-09-15 | 13.6099 | 66.3901 | x | 4 | 3. Moderate | 10491 | Predictive Maintenance | 91.25
1002291 | Air Handling Units - General | B (Average): Asset is sound, operationally safe and exhibits only minor deterioration. | Category 3 (Recommended): Minor work required to prevent a deterioration of the service provided by the asset. | 20 | 2020-01-20 | 4.2628 | 75.7372 | x | 4 | 3. Moderate | 10491 | Predictive Maintenance | 91.25
1002293 | Air Handling Units - General | B (Average): Asset is sound, operationally safe and exhibits only minor deterioration. | Category 3 (Recommended): Minor work required to prevent a deterioration of the service provided by the asset. | 20 | 2011-11-14 | 12.4463 | 67.5537 | x | 4 | 3. Moderate | 10491 | Predictive Maintenance | 91.25
1002294 | Air Handling Units - General | B (Average): Asset is sound, operationally safe and exhibits only minor deterioration. | Category 3 (Recommended): Minor work required to prevent a deterioration of the service provided by the asset. | 20 | 2019-06-06 | 4.8871 | 75.1129 | x | 4 | 3. Moderate | 10491 | Predictive Maintenance | 91.25
1002295 | Air Handling Units - General | B (Average): Asset is sound, operationally safe and exhibits only minor deterioration. | Category 3 (Recommended): Minor work required to prevent a deterioration of the service provided by the asset. | 20 | 2008-04-11 | 16.0383 | 63.9617 | x | 4 | 3. Moderate | 10491 | Predictive Maintenance | 91.25
1002300 | Room Air Conditioners | B (Average): Asset is sound, operationally safe and exhibits only minor deterioration. | Category 3 (Recommended): Minor work required to prevent a deterioration of the service provided by the asset. | 15 | 2010-10-24 | 13.5031 | 59.9959 | x | 5 | 3. Moderate | 10159 | Predictive Maintenance | 91.25
1002301 | Room Air Conditioners | B (Average): Asset is sound, operationally safe and exhibits only minor deterioration. | Category 3 (Recommended): Minor work required to prevent a deterioration of the service provided by the asset. | 15 | 2017-05-26 | 6.9158 | 68.7789 | x | 5 | 3. Moderate | 10159 | Predictive Maintenance | 91.25
1002305 | Room Air Conditioners | A (Good): Asset is as new and can be expected to perform adequately to its full normal life if maintained appropriately. | Category 4 (Normal): No work required beyond normal maintenance. | 15 | 2010-03-24 | 14.089 | 73.2147 | x | 5 | 3. Moderate | 10159 | Predictive Maintenance | 365
1002306 | Room Air Conditioners | B (Average): Asset is sound, operationally safe and exhibits only minor deterioration. | Category 3 (Recommended): Minor work required to prevent a deterioration of the service provided by the asset. | 15 | 2011-09-20 | 12.5969 | 61.2042 | x | 5 | 3. Moderate | 10159 | Predictive Maintenance | 91.25
1002309 | Ventilating Fans - General | C (Poor): Asset is operational but major repair or replacement will be needed. | Category 3 (Recommended): Minor work required to prevent a deterioration of the service provided by the asset. | 20 | 2017-08-09 | 6.7105 | 57.2895 | x | 5 | 2. Minor | 10159 | Predictive Maintenance | 182.5
1002316 | Pumps - General | C (Poor): Asset is operational but major repair or replacement will be needed. | Category 3 (Recommended): Minor work required to prevent a deterioration of the service provided by the asset. | 20 | 2023-02-28 | 1.1554 | 64.8446 | x | 4 | 4. Significant | 10491 | Predictive Maintenance | 91.25
1002318 | Pumps - General | B (Average): Asset is sound, operationally safe and exhibits only minor deterioration. | Category 3 (Recommended): Minor work required to prevent a deterioration of the service provided by the asset. | 20 | 2007-11-16 | 16.4408 | 63.5592 | x | 4 | 4. Significant | 10491 | Predictive Maintenance | 91.25
1002319 | Pumps - General | B (Average): Asset is sound, operationally safe and exhibits only minor deterioration. | Category 3 (Recommended): Minor work required to prevent a deterioration of the service provided by the asset. | 20 | 2004-03-27 | 20.0794 | 59.9206 | x | 4 | 4. Significant | 10491 | Predictive Maintenance | 91.25
1002320 | Pumps - General | B (Average): Asset is sound, operationally safe and exhibits only minor deterioration. | Category 3 (Recommended): Minor work required to prevent a deterioration of the service provided by the asset. | 20 | 2021-07-13 | 2.7844 | 77.2156 | x | 4 | 4. Significant | 10491 | Predictive Maintenance | 91.25
1002321 | Solenoid Gas/Oil Shut-off (Safety) Valves | B (Average): Asset is sound, operationally safe and exhibits only minor deterioration. | Category 3 (Recommended): Minor work required to prevent a deterioration of the service provided by the asset. | 15 | 2021-06-12 | 2.8693 | 76.1743 | x | 4 | 5. Severe | 10491 | Predictive Maintenance | 28
1002322 | Solenoid Gas/Oil Shut-off (Safety) Valves | B (Average): Asset is sound, operationally safe and exhibits only minor deterioration. | Category 3 (Recommended): Minor work required to prevent a deterioration of the service provided by the asset. | 15 | 2014-01-16 | 10.2724 | 66.3034 | x | 4 | 5. Severe | 10090 | Predictive Maintenance | 28
1002323 | Meter Reading - Gas | B (Average): Asset is sound, operationally safe and exhibits only minor deterioration. | Category 3 (Recommended): Minor work required to prevent a deterioration of the service provided by the asset. | 20 | 2018-02-16 | 6.1875 | 73.8125 | x | 4 | 2. Minor | 10090 | Predictive Maintenance | 182.5
1002324 | Atmospheric Gas Burners | B (Average): Asset is sound, operationally safe and exhibits only minor deterioration. | Category 3 (Recommended): Minor work required to prevent a deterioration of the service provided by the asset. | 20 | 2004-08-04 | 19.7235 | 60.2765 | x | 4 | 4. Significant | 10090 | Predictive Maintenance | 91.25
1002325 | Atmospheric Gas Burners | B (Average): Asset is sound, operationally safe and exhibits only minor deterioration. | Category 3 (Recommended): Minor work required to prevent a deterioration of the service provided by the asset. | 20 | 2012-09-03 | 11.6413 | 68.3587 | x | 4 | 4. Significant | 10090 | Predictive Maintenance | 91.25
1002326 | Expansion Vessels | B (Average): Asset is sound, operationally safe and exhibits only minor deterioration. | Category 3 (Recommended): Minor work required to prevent a deterioration of the service provided by the asset. | 15 | 2011-05-27 | 12.9144 | 62.7807 | x | 4 | 4. Significant | 10491 | Predictive Maintenance | 91.25
1002327 | Secondary Hot Water Circulating Pumps | B (Average): Asset is sound, operationally safe and exhibits only minor deterioration. | Category 3 (Recommended): Minor work required to prevent a deterioration of the service provided by the asset. | 20 | 2009-04-25 | 15.0007 | 64.9993 | x | 4 | 3. Moderate | 10491 | Predictive Maintenance | 91.25
1002328 | Packaged Chiller Units | B (Average): Asset is sound, operationally safe and exhibits only minor deterioration. | Category 3 (Recommended): Minor work required to prevent a deterioration of the service provided by the asset. | 20 | 2011-06-22 | 12.8433 | 69.1567 | x | 3 | 4. Significant | 10494 | Predictive Maintenance | 91.25
1002329 | Packaged Chiller Units | B (Average): Asset is sound, operationally safe and exhibits only minor deterioration. | Category 3 (Recommended): Minor work required to prevent a deterioration of the service provided by the asset. | 20 | 2009-10-05 | 14.5544 | 67.4456 | x | 3 | 4. Significant | 10494 | Predictive Maintenance | 91.25
1002330 | Outstations | B (Average): Asset is sound, operationally safe and exhibits only minor deterioration. | Category 3 (Recommended): Minor work required to prevent a deterioration of the service provided by the asset. | 10 | 2019-03-01 | 5.1526 | 71.6947 | x | 3 | 4. Significant | 10494 | Predictive Maintenance | 91.25
1002331 | Air Handling Units - General | B (Average): Asset is sound, operationally safe and exhibits only minor deterioration. | Category 3 (Recommended): Minor work required to prevent a deterioration of the service provided by the asset. | 20 | 2009-05-16 | 14.9432 | 67.0568 | x | 3 | 3. Moderate | 10494 | Predictive Maintenance | 91.25
1002333 | Outstations | B (Average): Asset is sound, operationally safe and exhibits only minor deterioration. | Category 3 (Recommended): Minor work required to prevent a deterioration of the service provided by the asset. | 10 | 2016-09-13 | 7.614 | 66.7721 | x | 3 | 4. Significant | 10494 | Predictive Maintenance | 91.25
1002334 | Air Handling Units - General | B (Average): Asset is sound, operationally safe and exhibits only minor deterioration. | Category 3 (Recommended): Minor work required to prevent a deterioration of the service provided by the asset. | 20 | 2019-12-12 | 4.3696 | 77.6304 | x | 3 | 3. Moderate | 10494 | Predictive Maintenance | 91.25
1002335 | Packaged Chiller Units | B (Average): Asset is sound, operationally safe and exhibits only minor deterioration. | Category 3 (Recommended): Minor work required to prevent a deterioration of the service provided by the asset. | 20 | 2021-11-21 | 2.4257 | 79.5743 | x | 3 | 4. Significant | 10494 | Predictive Maintenance | 91.25
1002336 | Air Handling Units - General | B (Average): Asset is sound, operationally safe and exhibits only minor deterioration. | Category 3 (Recommended): Minor work required to prevent a deterioration of the service provided by the asset. | 20 | 2020-10-22 | 3.5072 | 78.4928 | x | 3 | 3. Moderate | 10494 | Predictive Maintenance | 91.25
1002337 | Air Handling Units - General | B (Average): Asset is sound, operationally safe and exhibits only minor deterioration. | Category 3 (Recommended): Minor work required to prevent a deterioration of the service provided by the asset. | 20 | 2013-01-25 | 11.2471 | 70.7529 | x | 3 | 3. Moderate | 10494 | Predictive Maintenance | 91.25
1002338 | Outstations | B (Average): Asset is sound, operationally safe and exhibits only minor deterioration. | Category 3 (Recommended): Minor work required to prevent a deterioration of the service provided by the asset. | 10 | 2022-12-17 | 1.3552 | 79.2895 | x | 3 | 4. Significant | 10494 | Predictive Maintenance | 91.25
1002339 | Packaged Chiller Units | B (Average): Asset is sound, operationally safe and exhibits only minor deterioration. | Category 3 (Recommended): Minor work required to prevent a deterioration of the service provided by the asset. | 20 | 2012-04-05 | 12.0548 | 69.9452 | x | 3 | 4. Significant | 10494 | Predictive Maintenance | 91.25
1002340 | Outstations | B (Average): Asset is sound, operationally safe and exhibits only minor deterioration. | Category 3 (Recommended): Minor work required to prevent a deterioration of the service provided by the asset. | 10 | 2023-08-26 | 0.6653 | 80.6694 | x | 3 | 4. Significant | 10494 | Predictive Maintenance | 91.25
1002341 | Packaged Chiller Units | B (Average): Asset is sound, operationally safe and exhibits only minor deterioration. | Category 3 (Recommended): Minor work required to prevent a deterioration of the service provided by the asset. | 20 | 2009-07-09 | 14.7953 | 67.2047 | x | 3 | 4. Significant | 10494 | Predictive Maintenance | 91.25
1002342 | Packaged Chiller Units | B (Average): Asset is sound, operationally safe and exhibits only minor deterioration. | Category 3 (Recommended): Minor work required to prevent a deterioration of the service provided by the asset. | 20 | 2017-01-09 | 7.2909 | 74.7091 | x | 3 | 4. Significant | 10494 | Predictive Maintenance | 91.25
1002343 | Air Handling Units - General | B (Average): Asset is sound, operationally safe and exhibits only minor deterioration. | Category 3 (Recommended): Minor work required to prevent a deterioration of the service provided by the asset. | 20 | 2021-09-18 | 2.601 | 79.399 | x | 3 | 3. Moderate | 10494 | Predictive Maintenance | 91.25
1002344 | Outstations | B (Average): Asset is sound, operationally safe and exhibits only minor deterioration. | Category 3 (Recommended): Minor work required to prevent a deterioration of the service provided by the asset. | 10 | 2021-10-16 | 2.5243 | 76.9514 | x | 3 | 4. Significant | 10494 | Predictive Maintenance | 91.25
1002346 | Packaged Chiller Units | B (Average): Asset is sound, operationally safe and exhibits only minor deterioration. | Category 3 (Recommended): Minor work required to prevent a deterioration of the service provided by the asset. | 20 | 2009-11-24 | 14.4175 | 67.5825 | x | 3 | 4. Significant | 10494 | Predictive Maintenance | 91.25
1002347 | Packaged Chiller Units | B (Average): Asset is sound, operationally safe and exhibits only minor deterioration. | Category 3 (Recommended): Minor work required to prevent a deterioration of the service provided by the asset. | 20 | 2005-01-17 | 19.269 | 62.731 | x | 3 | 4. Significant | 10494 | Predictive Maintenance | 91.25
1002348 | Cable and Track/Rail Based Safety Systems | B (Average): Asset is sound, operationally safe and exhibits only minor deterioration. | Category 3 (Recommended): Minor work required to prevent a deterioration of the service provided by the asset. | 12 | 2022-07-03 | 1.8125 | 78.9792 | x | 3 | 3. Moderate | 10494 | Predictive Maintenance | 91.25
1002349 | Outstations | B (Average): Asset is sound, operationally safe and exhibits only minor deterioration. | Category 3 (Recommended): Minor work required to prevent a deterioration of the service provided by the asset. | 10 | 2022-05-11 | 1.9576 | 78.0849 | x | 3 | 4. Significant | 10494 | Predictive Maintenance | 91.25
1002350 | Ventilating Fans - General | B (Average): Asset is sound, operationally safe and exhibits only minor deterioration. | Category 3 (Recommended): Minor work required to prevent a deterioration of the service provided by the asset. | 20 | 2020-06-02 | 3.896 | 78.104 | x | 3 | 2. Minor | 10495 | Predictive Maintenance | 182.5
1002351 | Ventilating Fans - General | B (Average): Asset is sound, operationally safe and exhibits only minor deterioration. | Category 3 (Recommended): Minor work required to prevent a deterioration of the service provided by the asset. | 20 | 2021-02-20 | 3.1759 | 78.8241 | x | 3 | 2. Minor | 10495 | Predictive Maintenance | 182.5
1002352 | Pumps - General | B (Average): Asset is sound, operationally safe and exhibits only minor deterioration. | Category 3 (Recommended): Minor work required to prevent a deterioration of the service provided by the asset. | 20 | 2022-10-09 | 1.5441 | 76.4559 | x | 5 | 4. Significant | 10158 | Predictive Maintenance | 91.25
1002353 | Air Handling Units - General | B (Average): Asset is sound, operationally safe and exhibits only minor deterioration. | Category 3 (Recommended): Minor work required to prevent a deterioration of the service provided by the asset. | 20 | 2016-07-23 | 7.7563 | 74.2437 | x | 3 | 3. Moderate | 10494 | Predictive Maintenance | 91.25
1002354 | Packaged Chiller Units | B (Average): Asset is sound, operationally safe and exhibits only minor deterioration. | Category 3 (Recommended): Minor work required to prevent a deterioration of the service provided by the asset. | 20 | 2021-09-06 | 2.6338 | 79.3662 | x | 3 | 4. Significant | 10494 | Predictive Maintenance | 91.25
1002355 | Packaged Chiller Units | B (Average): Asset is sound, operationally safe and exhibits only minor deterioration. | Category 3 (Recommended): Minor work required to prevent a deterioration of the service provided by the asset. | 20 | 2021-10-04 | 2.5572 | 79.4428 | x | 3 | 4. Significant | 10494 | Predictive Maintenance | 91.25
1002356 | Eyebolts used for Personal Fall Protection | B (Average): Asset is sound, operationally safe and exhibits only minor deterioration. | Category 3 (Recommended): Minor work required to prevent a deterioration of the service provided by the asset. | 12 | 2020-06-14 | 3.8631 | 75.5615 | x | 3 | 3. Moderate | 10494 | Predictive Maintenance | 91.25
1002357 | Eyebolts used for Personal Fall Protection | B (Average): Asset is sound, operationally safe and exhibits only minor deterioration. | Category 3 (Recommended): Minor work required to prevent a deterioration of the service provided by the asset. | 12 | 2018-10-26 | 5.4976 | 72.8373 | x | 3 | 3. Moderate | 10494 | Predictive Maintenance | 91.25
1002359 | Cable and Track/Rail Based Safety Systems | B (Average): Asset is sound, operationally safe and exhibits only minor deterioration. | Category 3 (Recommended): Minor work required to prevent a deterioration of the service provided by the asset. | 12 | 2015-09-30 | 8.5695 | 67.7175 | x | 3 | 3. Moderate | 10494 | Predictive Maintenance | 91.25
1002360 | Cable and Track/Rail Based Safety Systems | B (Average): Asset is sound, operationally safe and exhibits only minor deterioration. | Category 3 (Recommended): Minor work required to prevent a deterioration of the service provided by the asset. | 12 | 2014-10-02 | 9.5633 | 66.0611 | x | 3 | 3. Moderate | 10494 | Predictive Maintenance | 91.25
1002361 | Eyebolts used for Personal Fall Protection | B (Average): Asset is sound, operationally safe and exhibits only minor deterioration. | Category 3 (Recommended): Minor work required to prevent a deterioration of the service provided by the asset. | 12 | 2020-12-26 | 3.3292 | 76.4513 | x | 3 | 3. Moderate | 10494 | Predictive Maintenance | 91.25
1002363 | Cable and Track/Rail Based Safety Systems | B (Average): Asset is sound, operationally safe and exhibits only minor deterioration. | Category 3 (Recommended): Minor work required to prevent a deterioration of the service provided by the asset. | 12 | 2018-12-22 | 5.3415 | 73.0974 | x | 3 | 3. Moderate | 10494 | Predictive Maintenance | 91.25
1002364 | Eyebolts used for Personal Fall Protection | B (Average): Asset is sound, operationally safe and exhibits only minor deterioration. | Category 3 (Recommended): Minor work required to prevent a deterioration of the service provided by the asset. | 12 | 2017-01-19 | 7.2635 | 69.8941 | x | 3 | 3. Moderate | 10494 | Predictive Maintenance | 91.25
1002365 | Eyebolts used for Personal Fall Protection | B (Average): Asset is sound, operationally safe and exhibits only minor deterioration. | Category 3 (Recommended): Minor work required to prevent a deterioration of the service provided by the asset. | 12 | 2019-12-30 | 4.3203 | 74.7995 | x | 3 | 3. Moderate | 10494 | Predictive Maintenance | 91.25
1002366 | Cable and Track/Rail Based Safety Systems | B (Average): Asset is sound, operationally safe and exhibits only minor deterioration. | Category 3 (Recommended): Minor work required to prevent a deterioration of the service provided by the asset. | 12 | 2013-05-28 | 10.9103 | 63.8161 | x | 3 | 3. Moderate | 10494 | Predictive Maintenance | 91.25
1002367 | Eyebolts used for Personal Fall Protection | B (Average): Asset is sound, operationally safe and exhibits only minor deterioration. | Category 3 (Recommended): Minor work required to prevent a deterioration of the service provided by the asset. | 12 | 2018-01-05 | 6.3025 | 71.4958 | x | 3 | 3. Moderate | 10494 | Predictive Maintenance | 91.25
1002368 | Room Air Conditioners | B (Average): Asset is sound, operationally safe and exhibits only minor deterioration. | Category 3 (Recommended): Minor work required to prevent a deterioration of the service provided by the asset. | 15 | 2014-07-11 | 9.7906 | 68.9459 | x | 3 | 3. Moderate | 10494 | Predictive Maintenance | 91.25
1002369 | Room Air Conditioners | B (Average): Asset is sound, operationally safe and exhibits only minor deterioration. | Category 3 (Recommended): Minor work required to prevent a deterioration of the service provided by the asset. | 15 | 2020-04-07 | 4.0493 | 74.601 | x | 4 | 3. Moderate | 10496 | Predictive Maintenance | 91.25
1002370 | Expansion Vessels | B (Average): Asset is sound, operationally safe and exhibits only minor deterioration. | Category 3 (Recommended): Minor work required to prevent a deterioration of the service provided by the asset. | 15 | 2010-01-02 | 14.3107 | 64.919 | x | 2 | 4. Significant | 10186 | Predictive Maintenance | 91.25
1002371 | Solenoid Gas/Oil Shut-off (Safety) Valves | B (Average): Asset is sound, operationally safe and exhibits only minor deterioration. | Category 3 (Recommended): Minor work required to prevent a deterioration of the service provided by the asset. | 15 | 2012-04-05 | 12.0548 | 63.927 | x | 4 | 5. Severe | 10468 | Predictive Maintenance | 28
1002372 | Pumps - General | B (Average): Asset is sound, operationally safe and exhibits only minor deterioration. | Category 3 (Recommended): Minor work required to prevent a deterioration of the service provided by the asset. | 20 | 2020-05-21 | 3.9288 | 76.0712 | x | 4 | 4. Significant | 10468 | Predictive Maintenance | 91.25
1002373 | Packaged Chiller Units | B (Average): Asset is sound, operationally safe and exhibits only minor deterioration. | Category 3 (Recommended): Minor work required to prevent a deterioration of the service provided by the asset. | 20 | 2004-08-23 | 19.6715 | 62.3285 | x | 3 | 4. Significant | 10494 | Predictive Maintenance | 91.25
1002374 | Packaged Chiller Units | B (Average): Asset is sound, operationally safe and exhibits only minor deterioration. | Category 3 (Recommended): Minor work required to prevent a deterioration of the service provided by the asset. | 20 | 2013-06-05 | 10.8884 | 71.1116 | x | 3 | 4. Significant | 10494 | Predictive Maintenance | 91.25
1002375 | Outstations | B (Average): Asset is sound, operationally safe and exhibits only minor deterioration. | Category 3 (Recommended): Minor work required to prevent a deterioration of the service provided by the asset. | 10 | 2020-08-29 | 3.655 | 74.6899 | x | 3 | 4. Significant | 10494 | Predictive Maintenance | 91.25
1002376 | Air Handling Units - General | B (Average): Asset is sound, operationally safe and exhibits only minor deterioration. | Category 3 (Recommended): Minor work required to prevent a deterioration of the service provided by the asset. | 20 | 2018-12-14 | 5.3634 | 76.6366 | x | 3 | 3. Moderate | 10494 | Predictive Maintenance | 91.25
1002377 | Room Air Conditioners | B (Average): Asset is sound, operationally safe and exhibits only minor deterioration. | Category 3 (Recommended): Minor work required to prevent a deterioration of the service provided by the asset. | 15 | 2013-01-28 | 11.2389 | 67.0148 | x | 3 | 3. Moderate | 10494 | Predictive Maintenance | 91.25
1002378 | Room Air Conditioners | B (Average): Asset is sound, operationally safe and exhibits only minor deterioration. | Category 3 (Recommended): Minor work required to prevent a deterioration of the service provided by the asset. | 15 | 2021-07-07 | 2.8008 | 78.2656 | x | 3 | 3. Moderate | 10494 | Predictive Maintenance | 91.25
1002379 | Cable and Track/Rail Based Safety Systems | B (Average): Asset is sound, operationally safe and exhibits only minor deterioration. | Category 3 (Recommended): Minor work required to prevent a deterioration of the service provided by the asset. | 12 | 2019-01-16 | 5.2731 | 73.2115 | x | 3 | 3. Moderate | 10494 | Predictive Maintenance | 91.25
1002380 | Room Air Conditioners | B (Average): Asset is sound, operationally safe and exhibits only minor deterioration. | Category 3 (Recommended): Minor work required to prevent a deterioration of the service provided by the asset. | 15 | 2022-03-30 | 2.0726 | 79.2366 | x | 3 | 3. Moderate | 10494 | Predictive Maintenance | 91.25
1002381 | Room Air Conditioners | B (Average): Asset is sound, operationally safe and exhibits only minor deterioration. | Category 3 (Recommended): Minor work required to prevent a deterioration of the service provided by the asset. | 15 | 2022-05-06 | 1.9713 | 79.3717 | x | 3 | 3. Moderate | 10494 | Predictive Maintenance | 91.25
1002382 | Ventilating Fans - General | B (Average): Asset is sound, operationally safe and exhibits only minor deterioration. | Category 3 (Recommended): Minor work required to prevent a deterioration of the service provided by the asset. | 20 | 2023-02-17 | 1.1855 | 80.8145 | x | 3 | 2. Minor | 10494 | Predictive Maintenance | 182.5
1002383 | Ventilating Fans - General | B (Average): Asset is sound, operationally safe and exhibits only minor deterioration. | Category 3 (Recommended): Minor work required to prevent a deterioration of the service provided by the asset. | 20 | 2016-03-10 | 8.1259 | 73.8741 | x | 3 | 2. Minor | 10494 | Predictive Maintenance | 182.5
1002384 | Ventilating Fans - General | B (Average): Asset is sound, operationally safe and exhibits only minor deterioration. | Category 3 (Recommended): Minor work required to prevent a deterioration of the service provided by the asset. | 20 | 2004-10-24 | 19.5017 | 62.4983 | x | 3 | 2. Minor | 10494 | Predictive Maintenance | 182.5
1002385 | Ventilating Fans - General | B (Average): Asset is sound, operationally safe and exhibits only minor deterioration. | Category 3 (Recommended): Minor work required to prevent a deterioration of the service provided by the asset. | 20 | 2020-08-17 | 3.6879 | 78.3121 | x | 3 | 2. Minor | 10495 | Predictive Maintenance | 182.5
1002386 | Ventilating Fans - General | B (Average): Asset is sound, operationally safe and exhibits only minor deterioration. | Category 3 (Recommended): Minor work required to prevent a deterioration of the service provided by the asset. | 20 | 2023-12-14 | 0.36413 | 81.6359 | x | 3 | 2. Minor | 10495 | Predictive Maintenance | 182.5
1002387 | Eyebolts used for Personal Fall Protection | B (Average): Asset is sound, operationally safe and exhibits only minor deterioration. | Category 3 (Recommended): Minor work required to prevent a deterioration of the service provided by the asset. | 12 | 2023-12-03 | 0.39425 | 81.3429 | x | 3 | 3. Moderate | 10494 | Predictive Maintenance | 91.25
1002388 | Eyebolts used for Personal Fall Protection | B (Average): Asset is sound, operationally safe and exhibits only minor deterioration. | Category 3 (Recommended): Minor work required to prevent a deterioration of the service provided by the asset. | 12 | 2013-08-25 | 10.6667 | 64.2222 | x | 3 | 3. Moderate | 10494 | Predictive Maintenance | 91.25
1002389 | Cold Water Storage Tanks and Cisterns | B (Average): Asset is sound, operationally safe and exhibits only minor deterioration. | Category 3 (Recommended): Minor work required to prevent a deterioration of the service provided by the asset. | 35 | 2010-04-05 | 14.0561 | 73.9679 | x | 3 | 4. Significant | 10495 | Predictive Maintenance | 91.25
1002390 | Room Air Conditioners | B (Average): Asset is sound, operationally safe and exhibits only minor deterioration. | Category 3 (Recommended): Minor work required to prevent a deterioration of the service provided by the asset. | 15 | 2021-12-09 | 2.3765 | 78.8314 | x | 3 | 3. Moderate | 10494 | Predictive Maintenance | 91.25
1002391 | Room Air Conditioners | B (Average): Asset is sound, operationally safe and exhibits only minor deterioration. | Category 3 (Recommended): Minor work required to prevent a deterioration of the service provided by the asset. | 15 | 2021-06-18 | 2.8528 | 78.1962 | x | 3 | 3. Moderate | 10494 | Predictive Maintenance | 91.25
1002392 | Room Air Conditioners | B (Average): Asset is sound, operationally safe and exhibits only minor deterioration. | Category 3 (Recommended): Minor work required to prevent a deterioration of the service provided by the asset. | 15 | 2024-01-11 | 0.28747 | 81.6167 | x | 3 | 3. Moderate | 10494 | Predictive Maintenance | 91.25
1002393 | Roof and Canopy Fall Protection Systems | B (Average): Asset is sound, operationally safe and exhibits only minor deterioration. | Category 3 (Recommended): Minor work required to prevent a deterioration of the service provided by the asset. | 15 | 2013-01-06 | 11.2991 | 66.9345 | x | 3 | 5. Severe | 10494 | Predictive Maintenance | 28
1002394 | Roof and Canopy Fall Protection Systems | B (Average): Asset is sound, operationally safe and exhibits only minor deterioration. | Category 3 (Recommended): Minor work required to prevent a deterioration of the service provided by the asset. | 15 | 2012-11-21 | 11.4251 | 66.7666 | x | 3 | 5. Severe | 10494 | Predictive Maintenance | 28
1002398 | Ventilating Fans - General | B (Average): Asset is sound, operationally safe and exhibits only minor deterioration. | Category 3 (Recommended): Minor work required to prevent a deterioration of the service provided by the asset. | 20 | 2015-11-21 | 8.4271 | 73.5729 | x | 3 | 2. Minor | 10494 | Predictive Maintenance | 182.5
1002399 | Ventilating Fans - General | B (Average): Asset is sound, operationally safe and exhibits only minor deterioration. | Category 3 (Recommended): Minor work required to prevent a deterioration of the service provided by the asset. | 20 | 2005-11-22 | 18.423 | 63.577 | x | 3 | 2. Minor | 10494 | Predictive Maintenance | 182.5
1002400 | Ventilating Fans - General | B (Average): Asset is sound, operationally safe and exhibits only minor deterioration. | Category 3 (Recommended): Minor work required to prevent a deterioration of the service provided by the asset. | 20 | 2018-05-06 | 5.9713 | 76.0287 | x | 3 | 2. Minor | 10494 | Predictive Maintenance | 182.5
1002401 | Ventilating Fans - General | B (Average): Asset is sound, operationally safe and exhibits only minor deterioration. | Category 3 (Recommended): Minor work required to prevent a deterioration of the service provided by the asset. | 20 | 2022-09-03 | 1.6427 | 80.3573 | x | 3 | 2. Minor | 10494 | Predictive Maintenance | 182.5
1002402 | Ventilating Fans - General | C (Poor): Asset is operational but major repair or replacement will be needed. | Category 3 (Recommended): Minor work required to prevent a deterioration of the service provided by the asset. | 20 | 2020-12-13 | 3.3648 | 64.6352 | x | 3 | 2. Minor | 10494 | Predictive Maintenance | 182.5
1002403 | Ventilating Fans - General | B (Average): Asset is sound, operationally safe and exhibits only minor deterioration. | Category 3 (Recommended): Minor work required to prevent a deterioration of the service provided by the asset. | 20 | 2019-04-14 | 5.0322 | 76.9678 | x | 3 | 2. Minor | 10494 | Predictive Maintenance | 182.5
1002404 | Air Handling Units - General | B (Average): Asset is sound, operationally safe and exhibits only minor deterioration. | Category 3 (Recommended): Minor work required to prevent a deterioration of the service provided by the asset. | 20 | 2016-11-11 | 7.4524 | 74.5476 | x | 3 | 3. Moderate | 10494 | Predictive Maintenance | 91.25
1002405 | Ventilating Fans - General | A (Good): Asset is as new and can be expected to perform adequately to its full normal life if maintained appropriately. | Category 3 (Recommended): Minor work required to prevent a deterioration of the service provided by the asset. | 20 | 2009-10-01 | 14.5654 | 74.4346 | x | 3 | 2. Minor | 10494 | Predictive Maintenance | 182.5
1002406 | Outstations | B (Average): Asset is sound, operationally safe and exhibits only minor deterioration. | Category 3 (Recommended): Minor work required to prevent a deterioration of the service provided by the asset. | 10 | 2023-11-12 | 0.45175 | 81.0965 | x | 3 | 4. Significant | 10494 | Predictive Maintenance | 91.25
1002407 | Ventilating Fans - General | C (Poor): Asset is operational but major repair or replacement will be needed. | Category 3 (Recommended): Minor work required to prevent a deterioration of the service provided by the asset. | 20 | 2010-11-28 | 13.4073 | 54.5927 | x | 3 | 2. Minor | 10494 | Predictive Maintenance | 182.5
1002408 | Pumps - General | B (Average): Asset is sound, operationally safe and exhibits only minor deterioration. | Category 3 (Recommended): Minor work required to prevent a deterioration of the service provided by the asset. | 20 | 2013-12-16 | 10.3573 | 71.6427 | x | 3 | 4. Significant | 10257 | Predictive Maintenance | 91.25
1002409 | Air Handling Units - General | B (Average): Asset is sound, operationally safe and exhibits only minor deterioration. | Category 3 (Recommended): Minor work required to prevent a deterioration of the service provided by the asset. | 20 | 2005-01-03 | 19.3073 | 62.6927 | x | 3 | 3. Moderate | 10494 | Predictive Maintenance | 91.25
1002410 | Room Air Conditioners | B (Average): Asset is sound, operationally safe and exhibits only minor deterioration. | Category 3 (Recommended): Minor work required to prevent a deterioration of the service provided by the asset. | 15 | 2021-05-25 | 2.9185 | 78.1086 | x | 3 | 3. Moderate | 10494 | Predictive Maintenance | 91.25
1002411 | Room Air Conditioners | B (Average): Asset is sound, operationally safe and exhibits only minor deterioration. | Category 3 (Recommended): Minor work required to prevent a deterioration of the service provided by the asset. | 15 | 2018-02-05 | 6.2177 | 73.7098 | x | 3 | 3. Moderate | 10495 | Predictive Maintenance | 91.25
1002412 | Room Air Conditioners | B (Average): Asset is sound, operationally safe and exhibits only minor deterioration. | Category 3 (Recommended): Minor work required to prevent a deterioration of the service provided by the asset. | 15 | 2018-09-16 | 5.6071 | 74.5238 | x | 3 | 3. Moderate | 10494 | Predictive Maintenance | 91.25
1002413 | Pumps - General | B (Average): Asset is sound, operationally safe and exhibits only minor deterioration. | Category 3 (Recommended): Minor work required to prevent a deterioration of the service provided by the asset. | 20 | 2008-12-16 | 15.3566 | 64.6434 | x | 4 | 4. Significant | 10468 | Predictive Maintenance | 91.25
1002414 | Pumps - General | B (Average): Asset is sound, operationally safe and exhibits only minor deterioration. | Category 3 (Recommended): Minor work required to prevent a deterioration of the service provided by the asset. | 20 | 2009-07-17 | 14.7734 | 65.2266 | x | 4 | 4. Significant | 10468 | Predictive Maintenance | 91.25
1002415 | Unvented Hot Water Systems | A (Good): Asset is as new and can be expected to perform adequately to its full normal life if maintained appropriately. | Category 4 (Normal): No work required beyond normal maintenance. | 25 | 2010-09-02 | 13.6454 | 85.0836 | x | 3 | 4. Significant | 10497 | Predictive Maintenance | 162.5
1002416 | Expansion Vessels | A (Good): Asset is as new and can be expected to perform adequately to its full normal life if maintained appropriately. | Category 4 (Normal): No work required beyond normal maintenance. | 15 | 2010-08-03 | 13.7276 | 77.6966 | x | 3 | 4. Significant | 10497 | Predictive Maintenance | 162.5
1002417 | Unvented Hot Water Systems | A (Good): Asset is as new and can be expected to perform adequately to its full normal life if maintained appropriately. | Category 4 (Normal): No work required beyond normal maintenance. | 25 | 2014-06-11 | 9.8727 | 88.1018 | x | 3 | 4. Significant | 10497 | Predictive Maintenance | 162.5
1002418 | Expansion Vessels | A (Good): Asset is as new and can be expected to perform adequately to its full normal life if maintained appropriately. | Category 4 (Normal): No work required beyond normal maintenance. | 15 | 2018-05-18 | 5.9384 | 88.0821 | x | 3 | 4. Significant | 10497 | Predictive Maintenance | 162.5
1002419 | Unvented Hot Water Systems | A (Good): Asset is as new and can be expected to perform adequately to its full normal life if maintained appropriately. | Category 4 (Normal): No work required beyond normal maintenance. | 25 | 2010-01-23 | 14.2533 | 84.5974 | x | 3 | 4. Significant | 10498 | Predictive Maintenance | 162.5
1002420 | Expansion Vessels | A (Good): Asset is as new and can be expected to perform adequately to its full normal life if maintained appropriately. | Category 4 (Normal): No work required beyond normal maintenance. | 15 | 2016-03-05 | 8.1396 | 85.1472 | x | 3 | 4. Significant | 10498 | Predictive Maintenance | 162.5
1002421 | Unvented Hot Water Systems | A (Good): Asset is as new and can be expected to perform adequately to its full normal life if maintained appropriately. | Category 4 (Normal): No work required beyond normal maintenance. | 25 | 2017-07-26 | 6.7488 | 90.601 | x | 3 | 4. Significant | 10498 | Predictive Maintenance | 162.5
1002422 | Expansion Vessels | A (Good): Asset is as new and can be expected to perform adequately to its full normal life if maintained appropriately. | Category 4 (Normal): No work required beyond normal maintenance. | 15 | 2016-03-14 | 8.115 | 85.18 | x | 3 | 4. Significant | 10498 | Predictive Maintenance | 162.5
1002423 | Unvented Hot Water Systems | A (Good): Asset is as new and can be expected to perform adequately to its full normal life if maintained appropriately. | Category 4 (Normal): No work required beyond normal maintenance. | 25 | 2004-04-24 | 20.0027 | 79.9978 | x | 3 | 4. Significant | 10499 | Predictive Maintenance | 162.5
1002424 | Expansion Vessels | A (Good): Asset is as new and can be expected to perform adequately to its full normal life if maintained appropriately. | Category 4 (Normal): No work required beyond normal maintenance. | 15 | 2022-03-27 | 2.0808 | 93.2256 | x | 3 | 4. Significant | 10499 | Predictive Maintenance | 162.5
1002425 | Unvented Hot Water Systems | A (Good): Asset is as new and can be expected to perform adequately to its full normal life if maintained appropriately. | Category 4 (Normal): No work required beyond normal maintenance. | 25 | 2018-05-22 | 5.9274 | 91.258 | x | 3 | 4. Significant | 10499 | Predictive Maintenance | 162.5
1002426 | Expansion Vessels | A (Good): Asset is as new and can be expected to perform adequately to its full normal life if maintained appropriately. | Category 4 (Normal): No work required beyond normal maintenance. | 15 | 2016-05-13 | 7.9507 | 85.399 | x | 3 | 4. Significant | 10499 | Predictive Maintenance | 162.5
1002427 | Unvented Hot Water Systems | A (Good): Asset is as new and can be expected to perform adequately to its full normal life if maintained appropriately. | Category 4 (Normal): No work required beyond normal maintenance. | 25 | 2023-06-26 | 0.83231 | 95.3342 | x | 3 | 4. Significant | 10500 | Predictive Maintenance | 162.5
1002428 | Expansion Vessels | A (Good): Asset is as new and can be expected to perform adequately to its full normal life if maintained appropriately. | Category 4 (Normal): No work required beyond normal maintenance. | 15 | 2016-01-07 | 8.2984 | 84.9354 | x | 3 | 4. Significant | 10500 | Predictive Maintenance | 162.5
1002429 | Unvented Hot Water Systems | A (Good): Asset is as new and can be expected to perform adequately to its full normal life if maintained appropriately. | Category 4 (Normal): No work required beyond normal maintenance. | 25 | 2012-09-22 | 11.5893 | 86.7285 | x | 3 | 4. Significant | 10500 | Predictive Maintenance | 162.5
1002430 | Expansion Vessels | A (Good): Asset is as new and can be expected to perform adequately to its full normal life if maintained appropriately. | Category 4 (Normal): No work required beyond normal maintenance. | 15 | 2019-01-26 | 5.2457 | 89.0057 | x | 3 | 4. Significant | 10500 | Predictive Maintenance | 162.5
1002431 | Unvented Hot Water Systems | A (Good): Asset is as new and can be expected to perform adequately to its full normal life if maintained appropriately. | Category 4 (Normal): No work required beyond normal maintenance. | 25 | 2007-04-21 | 17.013 | 82.3896 | x | 3 | 4. Significant | 10501 | Predictive Maintenance | 162.5
1002432 | Expansion Vessels | A (Good): Asset is as new and can be expected to perform adequately to its full normal life if maintained appropriately. | Category 4 (Normal): No work required beyond normal maintenance. | 15 | 2015-07-08 | 8.7995 | 84.2674 | x | 3 | 4. Significant | 10501 | Predictive Maintenance | 162.5
1002433 | Unvented Hot Water Systems | A (Good): Asset is as new and can be expected to perform adequately to its full normal life if maintained appropriately. | Category 4 (Normal): No work required beyond normal maintenance. | 25 | 2004-03-04 | 20.1424 | 79.8861 | x | 3 | 4. Significant | 10501 | Predictive Maintenance | 162.5
1002434 | Expansion Vessels | A (Good): Asset is as new and can be expected to perform adequately to its full normal life if maintained appropriately. | Category 4 (Normal): No work required beyond normal maintenance. | 15 | 2018-10-22 | 5.5086 | 88.6553 | x | 3 | 4. Significant | 10501 | Predictive Maintenance | 162.5
1002435 | Expansion Vessels | A (Good): Asset is as new and can be expected to perform adequately to its full normal life if maintained appropriately. | Category 4 (Normal): No work required beyond normal maintenance. | 15 | 2014-09-02 | 9.6454 | 83.1394 | x | 3 | 4. Significant | 10502 | Predictive Maintenance | 162.5
1002436 | Unvented Hot Water Systems | A (Good): Asset is as new and can be expected to perform adequately to its full normal life if maintained appropriately. | Category 4 (Normal): No work required beyond normal maintenance. | 25 | 1999-07-24 | 24.7556 | 76.1955 | x | 3 | 4. Significant | 10502 | Predictive Maintenance | 162.5
1002437 | Unvented Hot Water Systems | A (Good): Asset is as new and can be expected to perform adequately to its full normal life if maintained appropriately. | Category 4 (Normal): No work required beyond normal maintenance. | 25 | 2016-04-23 | 8.0055 | 89.5956 | x | 3 | 4. Significant | 10502 | Predictive Maintenance | 162.5
1002438 | Expansion Vessels | A (Good): Asset is as new and can be expected to perform adequately to its full normal life if maintained appropriately. | Category 4 (Normal): No work required beyond normal maintenance. | 15 | 2020-11-07 | 3.4634 | 91.3822 | x | 3 | 4. Significant | 10502 | Predictive Maintenance | 162.5
1002439 | Meter Reading - Electric | B (Average): Asset is sound, operationally safe and exhibits only minor deterioration. | Category 3 (Recommended): Minor work required to prevent a deterioration of the service provided by the asset. | 20 | 2017-10-22 | 6.5079 | 71.4921 | x | 5 | 2. Minor | 10503 | Predictive Maintenance | 182.5
1002440 | Meter Reading - Electric | B (Average): Asset is sound, operationally safe and exhibits only minor deterioration. | Category 3 (Recommended): Minor work required to prevent a deterioration of the service provided by the asset. | 20 | 2005-07-05 | 18.8063 | 59.1937 | x | 5 | 2. Minor | 10503 | Predictive Maintenance | 182.5
1002441 | Meter Reading - Electric | B (Average): Asset is sound, operationally safe and exhibits only minor deterioration. | Category 3 (Recommended): Minor work required to prevent a deterioration of the service provided by the asset. | 20 | 2008-07-18 | 15.77 | 62.23 | x | 5 | 2. Minor | 10504 | Predictive Maintenance | 182.5
1002442 | Meter Reading - Electric | B (Average): Asset is sound, operationally safe and exhibits only minor deterioration. | Category 3 (Recommended): Minor work required to prevent a deterioration of the service provided by the asset. | 20 | 2008-01-07 | 16.2984 | 61.7016 | x | 5 | 2. Minor | 10504 | Predictive Maintenance | 182.5
1002443 | Meter Reading - Electric | B (Average): Asset is sound, operationally safe and exhibits only minor deterioration. | Category 3 (Recommended): Minor work required to prevent a deterioration of the service provided by the asset. | 20 | 2011-01-18 | 13.2676 | 64.7324 | x | 5 | 2. Minor | 10505 | Predictive Maintenance | 182.5
1002444 | Meter Reading - Electric | B (Average): Asset is sound, operationally safe and exhibits only minor deterioration. | Category 3 (Recommended): Minor work required to prevent a deterioration of the service provided by the asset. | 20 | 2010-02-01 | 14.2286 | 63.7714 | x | 5 | 2. Minor | 10505 | Predictive Maintenance | 182.5
1002445 | Meter Reading - Electric | B (Average): Asset is sound, operationally safe and exhibits only minor deterioration. | Category 3 (Recommended): Minor work required to prevent a deterioration of the service provided by the asset. | 20 | 2011-04-01 | 13.0678 | 64.9322 | x | 5 | 2. Minor | 10506 | Predictive Maintenance | 182.5
1002446 | Meter Reading - Electric | B (Average): Asset is sound, operationally safe and exhibits only minor deterioration. | Category 3 (Recommended): Minor work required to prevent a deterioration of the service provided by the asset. | 20 | 2023-06-23 | 0.84052 | 77.1595 | x | 5 | 2. Minor | 10507 | Predictive Maintenance | 182.5
1002447 | Meter Reading - Electric | B (Average): Asset is sound, operationally safe and exhibits only minor deterioration. | Category 3 (Recommended): Minor work required to prevent a deterioration of the service provided by the asset. | 20 | 2014-10-29 | 9.4894 | 68.5106 | x | 5 | 2. Minor | 10507 | Predictive Maintenance | 182.5
1002448 | Meter Reading - Electric | B (Average): Asset is sound, operationally safe and exhibits only minor deterioration. | Category 3 (Recommended): Minor work required to prevent a deterioration of the service provided by the asset. | 20 | 2022-12-22 | 1.3415 | 82.6585 | x | 2 | 2. Minor | 10508 | Predictive Maintenance | 182.5
1002449 | Meter Reading - Electric | B (Average): Asset is sound, operationally safe and exhibits only minor deterioration. | Category 3 (Recommended): Minor work required to prevent a deterioration of the service provided by the asset. | 20 | 2019-08-07 | 4.7173 | 79.2827 | x | 2 | 2. Minor | 10508 | Predictive Maintenance | 182.5
1002450 | Meter Reading - Electric | B (Average): Asset is sound, operationally safe and exhibits only minor deterioration. | Category 3 (Recommended): Minor work required to prevent a deterioration of the service provided by the asset. | 20 | 2023-06-21 | 0.846 | 83.154 | x | 2 | 2. Minor | 10509 | Predictive Maintenance | 182.5
1002451 | Meter Reading - Electric | B (Average): Asset is sound, operationally safe and exhibits only minor deterioration. | Category 3 (Recommended): Minor work required to prevent a deterioration of the service provided by the asset. | 20 | 2023-07-22 | 0.76112 | 83.2389 | x | 2 | 2. Minor | 10509 | Predictive Maintenance | 182.5
1002452 | Meter Reading - Electric | B (Average): Asset is sound, operationally safe and exhibits only minor deterioration. | Category 3 (Recommended): Minor work required to prevent a deterioration of the service provided by the asset. | 20 | 2016-12-16 | 7.3566 | 76.6434 | x | 2 | 2. Minor | 10510 | Predictive Maintenance | 182.5
1002453 | Meter Reading - Electric | B (Average): Asset is sound, operationally safe and exhibits only minor deterioration. | Category 3 (Recommended): Minor work required to prevent a deterioration of the service provided by the asset. | 20 | 2016-09-14 | 7.6112 | 76.3888 | x | 2 | 2. Minor | 10510 | Predictive Maintenance | 182.5
1002454 | Meter Reading - Electric | B (Average): Asset is sound, operationally safe and exhibits only minor deterioration. | Category 3 (Recommended): Minor work required to prevent a deterioration of the service provided by the asset. | 20 | 2023-04-26 | 0.99932 | 83.0007 | x | 2 | 2. Minor | 10509 | Predictive Maintenance | 182.5
1002455 | Meter Reading - Electric | B (Average): Asset is sound, operationally safe and exhibits only minor deterioration. | Category 3 (Recommended): Minor work required to prevent a deterioration of the service provided by the asset. | 20 | 2011-05-09 | 12.9637 | 71.0363 | x | 2 | 2. Minor | 10509 | Predictive Maintenance | 182.5
1002456 | Meter Reading - Electric | B (Average): Asset is sound, operationally safe and exhibits only minor deterioration. | Category 3 (Recommended): Minor work required to prevent a deterioration of the service provided by the asset. | 20 | 2004-04-04 | 20.0575 | 63.9425 | x | 2 | 2. Minor | 10511 | Predictive Maintenance | 182.5
1002457 | Meter Reading - Electric | B (Average): Asset is sound, operationally safe and exhibits only minor deterioration. | Category 3 (Recommended): Minor work required to prevent a deterioration of the service provided by the asset. | 20 | 2014-10-23 | 9.5058 | 74.4942 | x | 2 | 2. Minor | 10511 | Predictive Maintenance | 182.5
1002458 | Meter Reading - Electric | B (Average): Asset is sound, operationally safe and exhibits only minor deterioration. | Category 3 (Recommended): Minor work required to prevent a deterioration of the service provided by the asset. | 20 | 2012-06-17 | 11.8549 | 72.1451 | x | 2 | 2. Minor | 10509 | Predictive Maintenance | 182.5
1002459 | Meter Reading - Electric | B (Average): Asset is sound, operationally safe and exhibits only minor deterioration. | Category 3 (Recommended): Minor work required to prevent a deterioration of the service provided by the asset. | 20 | 2005-09-22 | 18.59 | 65.41 | x | 2 | 2. Minor | 10509 | Predictive Maintenance | 182.5
1002460 | Meter Reading - Electric | B (Average): Asset is sound, operationally safe and exhibits only minor deterioration. | Category 3 (Recommended): Minor work required to prevent a deterioration of the service provided by the asset. | 20 | 2019-10-17 | 4.5229 | 79.4771 | x | 2 | 2. Minor | 10512 | Predictive Maintenance | 182.5
1002461 | Meter Reading - Electric | B (Average): Asset is sound, operationally safe and exhibits only minor deterioration. | Category 3 (Recommended): Minor work required to prevent a deterioration of the service provided by the asset. | 20 | 2005-05-16 | 18.9432 | 65.0568 | x | 2 | 2. Minor | 10512 | Predictive Maintenance | 182.5
1002462 | Meter Reading - Electric | B (Average): Asset is sound, operationally safe and exhibits only minor deterioration. | Category 3 (Recommended): Minor work required to prevent a deterioration of the service provided by the asset. | 20 | 2004-09-10 | 19.6222 | 64.3778 | x | 2 | 2. Minor | 10509 | Predictive Maintenance | 182.5
1002463 | Meter Reading - Electric | B (Average): Asset is sound, operationally safe and exhibits only minor deterioration. | Category 3 (Recommended): Minor work required to prevent a deterioration of the service provided by the asset. | 20 | 2011-04-21 | 13.013 | 70.987 | x | 2 | 2. Minor | 10509 | Predictive Maintenance | 182.5
1002464 | Meter Reading - Electric | B (Average): Asset is sound, operationally safe and exhibits only minor deterioration. | Category 3 (Recommended): Minor work required to prevent a deterioration of the service provided by the asset. | 20 | 2006-11-26 | 17.4127 | 66.5873 | x | 2 | 2. Minor | 10513 | Predictive Maintenance | 182.5
1002465 | Meter Reading - Electric | B (Average): Asset is sound, operationally safe and exhibits only minor deterioration. | Category 3 (Recommended): Minor work required to prevent a deterioration of the service provided by the asset. | 20 | 2015-05-14 | 8.95 | 75.05 | x | 2 | 2. Minor | 10513 | Predictive Maintenance | 182.5
1002466 | Meter Reading - Electric | B (Average): Asset is sound, operationally safe and exhibits only minor deterioration. | Category 3 (Recommended): Minor work required to prevent a deterioration of the service provided by the asset. | 20 | 2020-05-20 | 3.9316 | 80.0684 | x | 2 | 2. Minor | 10509 | Predictive Maintenance | 182.5
1002467 | Meter Reading - Electric | B (Average): Asset is sound, operationally safe and exhibits only minor deterioration. | Category 3 (Recommended): Minor work required to prevent a deterioration of the service provided by the asset. | 20 | 2014-04-20 | 10.0151 | 73.9849 | x | 2 | 2. Minor | 10509 | Predictive Maintenance | 182.5
1002468 | Meter Reading - Electric | B (Average): Asset is sound, operationally safe and exhibits only minor deterioration. | Category 3 (Recommended): Minor work required to prevent a deterioration of the service provided by the asset. | 20 | 2006-04-17 | 18.0233 | 65.9767 | x | 2 | 2. Minor | 10514 | Predictive Maintenance | 182.5
1002469 | Meter Reading - Electric | B (Average): Asset is sound, operationally safe and exhibits only minor deterioration. | Category 3 (Recommended): Minor work required to prevent a deterioration of the service provided by the asset. | 20 | 2008-03-31 | 16.0684 | 67.9316 | x | 2 | 2. Minor | 10514 | Predictive Maintenance | 182.5
1002470 | Meter Reading - Electric | B (Average): Asset is sound, operationally safe and exhibits only minor deterioration. | Category 3 (Recommended): Minor work required to prevent a deterioration of the service provided by the asset. | 20 | 2011-05-10 | 12.961 | 69.039 | x | 3 | 2. Minor | 10515 | Predictive Maintenance | 182.5
1002471 | Meter Reading - Electric | B (Average): Asset is sound, operationally safe and exhibits only minor deterioration. | Category 3 (Recommended): Minor work required to prevent a deterioration of the service provided by the asset. | 20 | 2007-01-21 | 17.2594 | 64.7406 | x | 3 | 2. Minor | 10515 | Predictive Maintenance | 182.5
1002472 | Meter Reading - Electric | B (Average): Asset is sound, operationally safe and exhibits only minor deterioration. | Category 3 (Recommended): Minor work required to prevent a deterioration of the service provided by the asset. | 20 | 2020-06-01 | 3.8987 | 78.1013 | x | 3 | 2. Minor | 10515 | Predictive Maintenance | 182.5
1002473 | Meter Reading - Electric | B (Average): Asset is sound, operationally safe and exhibits only minor deterioration. | Category 3 (Recommended): Minor work required to prevent a deterioration of the service provided by the asset. | 20 | 2023-02-13 | 1.1964 | 80.8036 | x | 3 | 2. Minor | 10515 | Predictive Maintenance | 182.5
1002474 | Meter Reading - Electric | B (Average): Asset is sound, operationally safe and exhibits only minor deterioration. | Category 3 (Recommended): Minor work required to prevent a deterioration of the service provided by the asset. | 20 | 2004-09-08 | 19.6277 | 62.3723 | x | 3 | 2. Minor | 10516 | Predictive Maintenance | 182.5
1002475 | Meter Reading - Electric | B (Average): Asset is sound, operationally safe and exhibits only minor deterioration. | Category 3 (Recommended): Minor work required to prevent a deterioration of the service provided by the asset. | 20 | 2016-08-24 | 7.6687 | 74.3313 | x | 3 | 2. Minor | 10516 | Predictive Maintenance | 182.5
1002476 | Meter Reading - Electric | B (Average): Asset is sound, operationally safe and exhibits only minor deterioration. | Category 3 (Recommended): Minor work required to prevent a deterioration of the service provided by the asset. | 20 | 2014-06-27 | 9.8289 | 72.1711 | x | 3 | 2. Minor | 10515 | Predictive Maintenance | 182.5
1002477 | Meter Reading - Electric | B (Average): Asset is sound, operationally safe and exhibits only minor deterioration. | Category 3 (Recommended): Minor work required to prevent a deterioration of the service provided by the asset. | 20 | 2022-08-13 | 1.7002 | 80.2998 | x | 3 | 2. Minor | 10515 | Predictive Maintenance | 182.5
1002478 | Meter Reading - Electric | B (Average): Asset is sound, operationally safe and exhibits only minor deterioration. | Category 3 (Recommended): Minor work required to prevent a deterioration of the service provided by the asset. | 20 | 2023-09-10 | 0.62423 | 81.3758 | x | 3 | 2. Minor | 10517 | Predictive Maintenance | 182.5
1002479 | Meter Reading - Electric | B (Average): Asset is sound, operationally safe and exhibits only minor deterioration. | Category 3 (Recommended): Minor work required to prevent a deterioration of the service provided by the asset. | 20 | 2014-03-18 | 10.1054 | 71.8946 | x | 3 | 2. Minor | 10517 | Predictive Maintenance | 182.5
1002480 | Meter Reading - Electric | B (Average): Asset is sound, operationally safe and exhibits only minor deterioration. | Category 3 (Recommended): Minor work required to prevent a deterioration of the service provided by the asset. | 20 | 2019-08-14 | 4.6982 | 77.3018 | x | 3 | 2. Minor | 10515 | Predictive Maintenance | 182.5
1002481 | Meter Reading - Electric | B (Average): Asset is sound, operationally safe and exhibits only minor deterioration. | Category 3 (Recommended): Minor work required to prevent a deterioration of the service provided by the asset. | 20 | 2015-01-14 | 9.2786 | 72.7214 | x | 3 | 2. Minor | 10515 | Predictive Maintenance | 182.5
1002482 | Meter Reading - Electric | B (Average): Asset is sound, operationally safe and exhibits only minor deterioration. | Category 3 (Recommended): Minor work required to prevent a deterioration of the service provided by the asset. | 20 | 2019-06-27 | 4.8296 | 77.1704 | x | 3 | 2. Minor | 10518 | Predictive Maintenance | 182.5
1002483 | Meter Reading - Electric | B (Average): Asset is sound, operationally safe and exhibits only minor deterioration. | Category 3 (Recommended): Minor work required to prevent a deterioration of the service provided by the asset. | 20 | 2016-04-30 | 7.9863 | 74.0137 | x | 3 | 2. Minor | 10518 | Predictive Maintenance | 182.5
1002484 | Meter Reading - Electric | B (Average): Asset is sound, operationally safe and exhibits only minor deterioration. | Category 3 (Recommended): Minor work required to prevent a deterioration of the service provided by the asset. | 20 | 2018-01-31 | 6.2313 | 75.7687 | x | 3 | 2. Minor | 10515 | Predictive Maintenance | 182.5
1002485 | Meter Reading - Electric | B (Average): Asset is sound, operationally safe and exhibits only minor deterioration. | Category 3 (Recommended): Minor work required to prevent a deterioration of the service provided by the asset. | 20 | 2011-10-02 | 12.564 | 69.436 | x | 3 | 2. Minor | 10515 | Predictive Maintenance | 182.5
1002486 | Meter Reading - Electric | B (Average): Asset is sound, operationally safe and exhibits only minor deterioration. | Category 3 (Recommended): Minor work required to prevent a deterioration of the service provided by the asset. | 20 | 2007-09-28 | 16.5749 | 65.4251 | x | 3 | 2. Minor | 10519 | Predictive Maintenance | 182.5
1002487 | Meter Reading - Electric | B (Average): Asset is sound, operationally safe and exhibits only minor deterioration. | Category 3 (Recommended): Minor work required to prevent a deterioration of the service provided by the asset. | 20 | 2010-01-31 | 14.2313 | 67.7687 | x | 3 | 2. Minor | 10519 | Predictive Maintenance | 182.5
1002488 | Meter Reading - Electric | B (Average): Asset is sound, operationally safe and exhibits only minor deterioration. | Category 3 (Recommended): Minor work required to prevent a deterioration of the service provided by the asset. | 20 | 2010-08-27 | 13.6619 | 68.3381 | x | 3 | 2. Minor | 10515 | Predictive Maintenance | 182.5
1002489 | Meter Reading - Electric | B (Average): Asset is sound, operationally safe and exhibits only minor deterioration. | Category 3 (Recommended): Minor work required to prevent a deterioration of the service provided by the asset. | 20 | 2004-04-25 | 20 | 62 | x | 3 | 2. Minor | 10515 | Predictive Maintenance | 182.5
1002490 | Meter Reading - Electric | B (Average): Asset is sound, operationally safe and exhibits only minor deterioration. | Category 3 (Recommended): Minor work required to prevent a deterioration of the service provided by the asset. | 20 | 2006-03-25 | 18.0862 | 63.9138 | x | 3 | 2. Minor | 10520 | Predictive Maintenance | 182.5
1002491 | Meter Reading - Electric | B (Average): Asset is sound, operationally safe and exhibits only minor deterioration. | Category 3 (Recommended): Minor work required to prevent a deterioration of the service provided by the asset. | 20 | 2010-09-04 | 13.64 | 68.36 | x | 3 | 2. Minor | 10520 | Predictive Maintenance | 182.5
1002492 | Distribution Boards | B (Average): Asset is sound, operationally safe and exhibits only minor deterioration. | Category 3 (Recommended): Minor work required to prevent a deterioration of the service provided by the asset. | 20 | 2019-06-11 | 4.8734 | 81.1266 | x | 1 | 4. Significant | 10521 | Predictive Maintenance | 91.25
1002493 | Distribution Boards | B (Average): Asset is sound, operationally safe and exhibits only minor deterioration. | Category 3 (Recommended): Minor work required to prevent a deterioration of the service provided by the asset. | 20 | 2005-06-29 | 18.8227 | 67.1773 | x | 1 | 4. Significant | 10521 | Predictive Maintenance | 91.25
1002494 | Distribution Boards | B (Average): Asset is sound, operationally safe and exhibits only minor deterioration. | Category 3 (Recommended): Minor work required to prevent a deterioration of the service provided by the asset. | 20 | 2012-10-24 | 11.5017 | 74.4983 | x | 1 | 4. Significant | 10522 | Predictive Maintenance | 91.25
1002495 | Distribution Boards | B (Average): Asset is sound, operationally safe and exhibits only minor deterioration. | Category 3 (Recommended): Minor work required to prevent a deterioration of the service provided by the asset. | 20 | 2019-02-12 | 5.1992 | 80.8008 | x | 1 | 4. Significant | 10522 | Predictive Maintenance | 91.25
1002496 | Distribution Boards | B (Average): Asset is sound, operationally safe and exhibits only minor deterioration. | Category 3 (Recommended): Minor work required to prevent a deterioration of the service provided by the asset. | 20 | 2007-08-03 | 16.7283 | 69.2717 | x | 1 | 4. Significant | 10522 | Predictive Maintenance | 91.25
1002497 | Distribution Boards | B (Average): Asset is sound, operationally safe and exhibits only minor deterioration. | Category 3 (Recommended): Minor work required to prevent a deterioration of the service provided by the asset. | 20 | 2021-05-20 | 2.9322 | 83.0678 | x | 1 | 4. Significant | 10523 | Predictive Maintenance | 91.25
1002498 | Distribution Boards | B (Average): Asset is sound, operationally safe and exhibits only minor deterioration. | Category 3 (Recommended): Minor work required to prevent a deterioration of the service provided by the asset. | 20 | 2013-08-09 | 10.7105 | 75.2895 | x | 1 | 4. Significant | 10523 | Predictive Maintenance | 91.25
1002499 | Distribution Boards | B (Average): Asset is sound, operationally safe and exhibits only minor deterioration. | Category 3 (Recommended): Minor work required to prevent a deterioration of the service provided by the asset. | 20 | 2019-10-14 | 4.5311 | 81.4689 | x | 1 | 4. Significant | 10523 | Predictive Maintenance | 91.25
1002500 | Distribution Boards | B (Average): Asset is sound, operationally safe and exhibits only minor deterioration. | Category 3 (Recommended): Minor work required to prevent a deterioration of the service provided by the asset. | 20 | 2019-01-10 | 5.2895 | 80.7105 | x | 1 | 4. Significant | 10524 | Predictive Maintenance | 91.25
1002501 | Distribution Boards | B (Average): Asset is sound, operationally safe and exhibits only minor deterioration. | Category 3 (Recommended): Minor work required to prevent a deterioration of the service provided by the asset. | 20 | 2019-06-06 | 4.8871 | 81.1129 | x | 1 | 4. Significant | 10524 | Predictive Maintenance | 91.25
1002502 | Distribution Boards | B (Average): Asset is sound, operationally safe and exhibits only minor deterioration. | Category 3 (Recommended): Minor work required to prevent a deterioration of the service provided by the asset. | 20 | 2013-12-05 | 10.3874 | 75.6126 | x | 1 | 4. Significant | 10524 | Predictive Maintenance | 91.25
1002503 | Distribution Boards | B (Average): Asset is sound, operationally safe and exhibits only minor deterioration. | Category 3 (Recommended): Minor work required to prevent a deterioration of the service provided by the asset. | 20 | 2009-04-09 | 15.0445 | 70.9555 | x | 1 | 4. Significant | 10525 | Predictive Maintenance | 91.25
1002504 | Distribution Boards | B (Average): Asset is sound, operationally safe and exhibits only minor deterioration. | Category 3 (Recommended): Minor work required to prevent a deterioration of the service provided by the asset. | 20 | 2006-02-21 | 18.1739 | 67.8261 | x | 1 | 4. Significant | 10525 | Predictive Maintenance | 91.25
1002505 | Distribution Boards | B (Average): Asset is sound, operationally safe and exhibits only minor deterioration. | Category 3 (Recommended): Minor work required to prevent a deterioration of the service provided by the asset. | 20 | 2005-07-31 | 18.7351 | 67.2649 | x | 1 | 4. Significant | 10525 | Predictive Maintenance | 91.25
1002506 | Distribution Boards | B (Average): Asset is sound, operationally safe and exhibits only minor deterioration. | Category 3 (Recommended): Minor work required to prevent a deterioration of the service provided by the asset. | 20 | 2005-03-10 | 19.1266 | 66.8734 | x | 1 | 4. Significant | 10526 | Predictive Maintenance | 91.25
1002507 | Distribution Boards | B (Average): Asset is sound, operationally safe and exhibits only minor deterioration. | Category 3 (Recommended): Minor work required to prevent a deterioration of the service provided by the asset. | 20 | 2021-09-12 | 2.6174 | 83.3826 | x | 1 | 4. Significant | 10527 | Predictive Maintenance | 91.25
1002508 | Distribution Boards | B (Average): Asset is sound, operationally safe and exhibits only minor deterioration. | Category 3 (Recommended): Minor work required to prevent a deterioration of the service provided by the asset. | 20 | 2008-07-31 | 15.7344 | 70.2656 | x | 1 | 4. Significant | 10527 | Predictive Maintenance | 91.25
1002509 | Distribution Boards | B (Average): Asset is sound, operationally safe and exhibits only minor deterioration. | Category 3 (Recommended): Minor work required to prevent a deterioration of the service provided by the asset. | 20 | 2006-06-09 | 17.8782 | 68.1218 | x | 1 | 4. Significant | 10528 | Predictive Maintenance | 91.25
1002510 | Distribution Boards | B (Average): Asset is sound, operationally safe and exhibits only minor deterioration. | Category 3 (Recommended): Minor work required to prevent a deterioration of the service provided by the asset. | 20 | 2005-10-06 | 18.5517 | 67.4483 | x | 1 | 4. Significant | 10528 | Predictive Maintenance | 91.25
1002511 | Distribution Boards | B (Average): Asset is sound, operationally safe and exhibits only minor deterioration. | Category 3 (Recommended): Minor work required to prevent a deterioration of the service provided by the asset. | 20 | 2014-10-13 | 9.5332 | 76.4668 | x | 1 | 4. Significant | 10528 | Predictive Maintenance | 91.25
1002512 | Distribution Boards | B (Average): Asset is sound, operationally safe and exhibits only minor deterioration. | Category 3 (Recommended): Minor work required to prevent a deterioration of the service provided by the asset. | 20 | 2012-06-12 | 11.8686 | 74.1314 | x | 1 | 4. Significant | 10528 | Predictive Maintenance | 91.25
1002513 | Distribution Boards | B (Average): Asset is sound, operationally safe and exhibits only minor deterioration. | Category 3 (Recommended): Minor work required to prevent a deterioration of the service provided by the asset. | 20 | 2004-04-06 | 20.052 | 65.948 | x | 1 | 4. Significant | 10528 | Predictive Maintenance | 91.25
1002516 | Distribution Boards | B (Average): Asset is sound, operationally safe and exhibits only minor deterioration. | Category 3 (Recommended): Minor work required to prevent a deterioration of the service provided by the asset. | 20 | 2013-05-24 | 10.9213 | 75.0787 | x | 1 | 4. Significant | 10302 | Predictive Maintenance | 91.25
1002517 | Distribution Boards | B (Average): Asset is sound, operationally safe and exhibits only minor deterioration. | Category 3 (Recommended): Minor work required to prevent a deterioration of the service provided by the asset. | 20 | 2022-05-12 | 1.9548 | 84.0452 | x | 1 | 4. Significant | 10302 | Predictive Maintenance | 91.25
1002518 | Meter Reading - Electric | B (Average): Asset is sound, operationally safe and exhibits only minor deterioration. | Category 3 (Recommended): Minor work required to prevent a deterioration of the service provided by the asset. | 20 | 2017-07-14 | 6.7817 | 77.2183 | x | 2 | 2. Minor | 10530 | Predictive Maintenance | 182.5
1002519 | Meter Reading - Electric | B (Average): Asset is sound, operationally safe and exhibits only minor deterioration. | Category 3 (Recommended): Minor work required to prevent a deterioration of the service provided by the asset. | 20 | 2010-06-22 | 13.8426 | 70.1574 | x | 2 | 2. Minor | 10530 | Predictive Maintenance | 182.5
1002520 | Meter Reading - Electric | B (Average): Asset is sound, operationally safe and exhibits only minor deterioration. | Category 3 (Recommended): Minor work required to prevent a deterioration of the service provided by the asset. | 20 | 2020-12-21 | 3.3429 | 80.6571 | x | 2 | 2. Minor | 10530 | Predictive Maintenance | 182.5
1002521 | Meter Reading - Electric | B (Average): Asset is sound, operationally safe and exhibits only minor deterioration. | Category 3 (Recommended): Minor work required to prevent a deterioration of the service provided by the asset. | 20 | 2023-07-07 | 0.80219 | 83.1978 | x | 2 | 2. Minor | 10530 | Predictive Maintenance | 182.5
1002522 | Meter Reading - Electric | B (Average): Asset is sound, operationally safe and exhibits only minor deterioration. | Category 3 (Recommended): Minor work required to prevent a deterioration of the service provided by the asset. | 20 | 2019-11-08 | 4.4627 | 79.5373 | x | 2 | 2. Minor | 10530 | Predictive Maintenance | 182.5
1002523 | Meter Reading - Electric | B (Average): Asset is sound, operationally safe and exhibits only minor deterioration. | Category 3 (Recommended): Minor work required to prevent a deterioration of the service provided by the asset. | 20 | 2011-01-14 | 13.2786 | 70.7214 | x | 2 | 2. Minor | 10530 | Predictive Maintenance | 182.5
1002524 | Meter Reading - Electric | B (Average): Asset is sound, operationally safe and exhibits only minor deterioration. | Category 3 (Recommended): Minor work required to prevent a deterioration of the service provided by the asset. | 20 | 2021-10-27 | 2.4942 | 81.5058 | x | 2 | 2. Minor | 10530 | Predictive Maintenance | 182.5
1002525 | Meter Reading - Electric | B (Average): Asset is sound, operationally safe and exhibits only minor deterioration. | Category 3 (Recommended): Minor work required to prevent a deterioration of the service provided by the asset. | 20 | 2023-04-20 | 1.0157 | 82.9843 | x | 2 | 2. Minor | 10530 | Predictive Maintenance | 182.5
1002526 | Meter Reading - Electric | B (Average): Asset is sound, operationally safe and exhibits only minor deterioration. | Category 3 (Recommended): Minor work required to prevent a deterioration of the service provided by the asset. | 20 | 2023-11-21 | 0.4271 | 83.5729 | x | 2 | 2. Minor | 10530 | Predictive Maintenance | 182.5
1002527 | Meter Reading - Electric | B (Average): Asset is sound, operationally safe and exhibits only minor deterioration. | Category 3 (Recommended): Minor work required to prevent a deterioration of the service provided by the asset. | 20 | 2023-06-16 | 0.85969 | 83.1403 | x | 2 | 2. Minor | 10530 | Predictive Maintenance | 182.5
1002528 | Meter Reading - Electric | B (Average): Asset is sound, operationally safe and exhibits only minor deterioration. | Category 3 (Recommended): Minor work required to prevent a deterioration of the service provided by the asset. | 20 | 2015-09-18 | 8.6023 | 75.3977 | x | 2 | 2. Minor | 10530 | Predictive Maintenance | 182.5
1002529 | Meter Reading - Electric | B (Average): Asset is sound, operationally safe and exhibits only minor deterioration. | Category 3 (Recommended): Minor work required to prevent a deterioration of the service provided by the asset. | 20 | 2006-01-10 | 18.2888 | 65.7112 | x | 2 | 2. Minor | 10530 | Predictive Maintenance | 182.5
1002530 | Meter Reading - Electric | B (Average): Asset is sound, operationally safe and exhibits only minor deterioration. | Category 3 (Recommended): Minor work required to prevent a deterioration of the service provided by the asset. | 20 | 2011-10-04 | 12.5585 | 71.4415 | x | 2 | 2. Minor | 10530 | Predictive Maintenance | 182.5
1002531 | Meter Reading - Electric | B (Average): Asset is sound, operationally safe and exhibits only minor deterioration. | Category 3 (Recommended): Minor work required to prevent a deterioration of the service provided by the asset. | 20 | 2019-02-11 | 5.2019 | 78.7981 | x | 2 | 2. Minor | 10530 | Predictive Maintenance | 182.5
1002532 | Meter Reading - Electric | B (Average): Asset is sound, operationally safe and exhibits only minor deterioration. | Category 3 (Recommended): Minor work required to prevent a deterioration of the service provided by the asset. | 20 | 2005-09-14 | 18.6119 | 65.3881 | x | 2 | 2. Minor | 10530 | Predictive Maintenance | 182.5
1002533 | Meter Reading - Electric | B (Average): Asset is sound, operationally safe and exhibits only minor deterioration. | Category 3 (Recommended): Minor work required to prevent a deterioration of the service provided by the asset. | 20 | 2016-10-06 | 7.551 | 76.449 | x | 2 | 2. Minor | 10530 | Predictive Maintenance | 182.5
1002534 | Meter Reading - Electric | B (Average): Asset is sound, operationally safe and exhibits only minor deterioration. | Category 3 (Recommended): Minor work required to prevent a deterioration of the service provided by the asset. | 20 | 2008-10-19 | 15.5154 | 68.4846 | x | 2 | 2. Minor | 10530 | Predictive Maintenance | 182.5
1002535 | Meter Reading - Electric | B (Average): Asset is sound, operationally safe and exhibits only minor deterioration. | Category 3 (Recommended): Minor work required to prevent a deterioration of the service provided by the asset. | 20 | 2004-11-06 | 19.4661 | 64.5339 | x | 2 | 2. Minor | 10530 | Predictive Maintenance | 182.5
1002536 | Meter Reading - Electric | B (Average): Asset is sound, operationally safe and exhibits only minor deterioration. | Category 3 (Recommended): Minor work required to prevent a deterioration of the service provided by the asset. | 20 | 2022-06-02 | 1.8973 | 82.1027 | x | 2 | 2. Minor | 10530 | Predictive Maintenance | 182.5
1002537 | Meter Reading - Electric | B (Average): Asset is sound, operationally safe and exhibits only minor deterioration. | Category 3 (Recommended): Minor work required to prevent a deterioration of the service provided by the asset. | 20 | 2017-10-04 | 6.5572 | 77.4428 | x | 2 | 2. Minor | 10530 | Predictive Maintenance | 182.5
1002538 | Meter Reading - Electric | B (Average): Asset is sound, operationally safe and exhibits only minor deterioration. | Category 3 (Recommended): Minor work required to prevent a deterioration of the service provided by the asset. | 20 | 2019-01-23 | 5.2539 | 76.7461 | x | 3 | 2. Minor | 10531 | Predictive Maintenance | 182.5
1002539 | Meter Reading - Electric | B (Average): Asset is sound, operationally safe and exhibits only minor deterioration. | Category 3 (Recommended): Minor work required to prevent a deterioration of the service provided by the asset. | 20 | 2014-12-03 | 9.3936 | 72.6064 | x | 3 | 2. Minor | 10531 | Predictive Maintenance | 182.5
1002540 | Meter Reading - Electric | B (Average): Asset is sound, operationally safe and exhibits only minor deterioration. | Category 3 (Recommended): Minor work required to prevent a deterioration of the service provided by the asset. | 20 | 2015-08-17 | 8.6899 | 73.3101 | x | 3 | 2. Minor | 10531 | Predictive Maintenance | 182.5
1002541 | Meter Reading - Electric | B (Average): Asset is sound, operationally safe and exhibits only minor deterioration. | Category 3 (Recommended): Minor work required to prevent a deterioration of the service provided by the asset. | 20 | 2012-04-03 | 12.0602 | 69.9398 | x | 3 | 2. Minor | 10531 | Predictive Maintenance | 182.5
1002542 | Meter Reading - Electric | B (Average): Asset is sound, operationally safe and exhibits only minor deterioration. | Category 3 (Recommended): Minor work required to prevent a deterioration of the service provided by the asset. | 20 | 2009-05-08 | 14.9651 | 67.0349 | x | 3 | 2. Minor | 10531 | Predictive Maintenance | 182.5
1002543 | Meter Reading - Electric | B (Average): Asset is sound, operationally safe and exhibits only minor deterioration. | Category 3 (Recommended): Minor work required to prevent a deterioration of the service provided by the asset. | 20 | 2004-02-14 | 20.1944 | 61.8056 | x | 3 | 2. Minor | 10531 | Predictive Maintenance | 182.5
1002544 | Meter Reading - Electric | B (Average): Asset is sound, operationally safe and exhibits only minor deterioration. | Category 3 (Recommended): Minor work required to prevent a deterioration of the service provided by the asset. | 20 | 2022-08-27 | 1.6619 | 80.3381 | x | 3 | 2. Minor | 10531 | Predictive Maintenance | 182.5
1002545 | Meter Reading - Electric | B (Average): Asset is sound, operationally safe and exhibits only minor deterioration. | Category 3 (Recommended): Minor work required to prevent a deterioration of the service provided by the asset. | 20 | 2022-11-03 | 1.4757 | 80.5243 | x | 3 | 2. Minor | 10531 | Predictive Maintenance | 182.5
1002546 | Meter Reading - Electric | B (Average): Asset is sound, operationally safe and exhibits only minor deterioration. | Category 3 (Recommended): Minor work required to prevent a deterioration of the service provided by the asset. | 20 | 2010-03-03 | 14.1465 | 67.8535 | x | 3 | 2. Minor | 10531 | Predictive Maintenance | 182.5
1002547 | Meter Reading - Electric | B (Average): Asset is sound, operationally safe and exhibits only minor deterioration. | Category 3 (Recommended): Minor work required to prevent a deterioration of the service provided by the asset. | 20 | 2019-08-29 | 4.6571 | 77.3429 | x | 3 | 2. Minor | 10531 | Predictive Maintenance | 182.5
1002548 | Meter Reading - Electric | B (Average): Asset is sound, operationally safe and exhibits only minor deterioration. | Category 3 (Recommended): Minor work required to prevent a deterioration of the service provided by the asset. | 20 | 2022-10-08 | 1.5469 | 80.4531 | x | 3 | 2. Minor | 10531 | Predictive Maintenance | 182.5
1002549 | Meter Reading - Electric | B (Average): Asset is sound, operationally safe and exhibits only minor deterioration. | Category 3 (Recommended): Minor work required to prevent a deterioration of the service provided by the asset. | 20 | 2022-01-24 | 2.2505 | 79.7495 | x | 3 | 2. Minor | 10531 | Predictive Maintenance | 182.5
1002550 | Meter Reading - Electric | B (Average): Asset is sound, operationally safe and exhibits only minor deterioration. | Category 3 (Recommended): Minor work required to prevent a deterioration of the service provided by the asset. | 20 | 2006-03-17 | 18.1081 | 63.8919 | x | 3 | 2. Minor | 10531 | Predictive Maintenance | 182.5
1002551 | Meter Reading - Electric | B (Average): Asset is sound, operationally safe and exhibits only minor deterioration. | Category 3 (Recommended): Minor work required to prevent a deterioration of the service provided by the asset. | 20 | 2023-07-13 | 0.78576 | 81.2142 | x | 3 | 2. Minor | 10531 | Predictive Maintenance | 182.5
1002552 | Meter Reading - Electric | B (Average): Asset is sound, operationally safe and exhibits only minor deterioration. | Category 3 (Recommended): Minor work required to prevent a deterioration of the service provided by the asset. | 20 | 2011-06-13 | 12.8679 | 69.1321 | x | 3 | 2. Minor | 10531 | Predictive Maintenance | 182.5
1002553 | Meter Reading - Electric | B (Average): Asset is sound, operationally safe and exhibits only minor deterioration. | Category 3 (Recommended): Minor work required to prevent a deterioration of the service provided by the asset. | 20 | 2005-02-13 | 19.1951 | 62.8049 | x | 3 | 2. Minor | 10531 | Predictive Maintenance | 182.5
1002554 | Meter Reading - Electric | B (Average): Asset is sound, operationally safe and exhibits only minor deterioration. | Category 3 (Recommended): Minor work required to prevent a deterioration of the service provided by the asset. | 20 | 2017-06-10 | 6.8747 | 75.1253 | x | 3 | 2. Minor | 10531 | Predictive Maintenance | 182.5
1002555 | Meter Reading - Electric | B (Average): Asset is sound, operationally safe and exhibits only minor deterioration. | Category 3 (Recommended): Minor work required to prevent a deterioration of the service provided by the asset. | 20 | 2018-03-13 | 6.1191 | 75.8809 | x | 3 | 2. Minor | 10531 | Predictive Maintenance | 182.5
1002556 | Meter Reading - Electric | B (Average): Asset is sound, operationally safe and exhibits only minor deterioration. | Category 3 (Recommended): Minor work required to prevent a deterioration of the service provided by the asset. | 20 | 2022-05-29 | 1.9083 | 80.0917 | x | 3 | 2. Minor | 10532 | Predictive Maintenance | 182.5
1002557 | Meter Reading - Electric | B (Average): Asset is sound, operationally safe and exhibits only minor deterioration. | Category 3 (Recommended): Minor work required to prevent a deterioration of the service provided by the asset. | 20 | 2020-11-01 | 3.4798 | 78.5202 | x | 3 | 2. Minor | 10532 | Predictive Maintenance | 182.5
1002558 | Meter Reading - Electric | B (Average): Asset is sound, operationally safe and exhibits only minor deterioration. | Category 3 (Recommended): Minor work required to prevent a deterioration of the service provided by the asset. | 20 | 2021-11-16 | 2.4394 | 79.5606 | x | 3 | 2. Minor | 10532 | Predictive Maintenance | 182.5
1002559 | Meter Reading - Electric | B (Average): Asset is sound, operationally safe and exhibits only minor deterioration. | Category 3 (Recommended): Minor work required to prevent a deterioration of the service provided by the asset. | 20 | 2013-04-21 | 11.0116 | 70.9884 | x | 3 | 2. Minor | 10532 | Predictive Maintenance | 182.5
1002560 | Meter Reading - Electric | B (Average): Asset is sound, operationally safe and exhibits only minor deterioration. | Category 3 (Recommended): Minor work required to prevent a deterioration of the service provided by the asset. | 20 | 2023-10-28 | 0.49281 | 81.5072 | x | 3 | 2. Minor | 10532 | Predictive Maintenance | 182.5
1002561 | Meter Reading - Electric | B (Average): Asset is sound, operationally safe and exhibits only minor deterioration. | Category 3 (Recommended): Minor work required to prevent a deterioration of the service provided by the asset. | 20 | 2023-12-03 | 0.39425 | 81.6057 | x | 3 | 2. Minor | 10532 | Predictive Maintenance | 182.5
1002562 | Meter Reading - Electric | B (Average): Asset is sound, operationally safe and exhibits only minor deterioration. | Category 3 (Recommended): Minor work required to prevent a deterioration of the service provided by the asset. | 20 | 2020-04-06 | 4.052 | 77.948 | x | 3 | 2. Minor | 10532 | Predictive Maintenance | 182.5
1002563 | Meter Reading - Electric | B (Average): Asset is sound, operationally safe and exhibits only minor deterioration. | Category 3 (Recommended): Minor work required to prevent a deterioration of the service provided by the asset. | 20 | 2020-06-04 | 3.8905 | 78.1095 | x | 3 | 2. Minor | 10532 | Predictive Maintenance | 182.5
1002564 | Meter Reading - Electric | B (Average): Asset is sound, operationally safe and exhibits only minor deterioration. | Category 3 (Recommended): Minor work required to prevent a deterioration of the service provided by the asset. | 20 | 2017-04-12 | 7.0363 | 74.9637 | x | 3 | 2. Minor | 10532 | Predictive Maintenance | 182.5
1002565 | Meter Reading - Electric | B (Average): Asset is sound, operationally safe and exhibits only minor deterioration. | Category 3 (Recommended): Minor work required to prevent a deterioration of the service provided by the asset. | 20 | 2012-12-08 | 11.3785 | 70.6215 | x | 3 | 2. Minor | 10532 | Predictive Maintenance | 182.5
1002566 | Meter Reading - Electric | B (Average): Asset is sound, operationally safe and exhibits only minor deterioration. | Category 3 (Recommended): Minor work required to prevent a deterioration of the service provided by the asset. | 20 | 2023-06-10 | 0.87611 | 81.1239 | x | 3 | 2. Minor | 10532 | Predictive Maintenance | 182.5
1002567 | Meter Reading - Electric | B (Average): Asset is sound, operationally safe and exhibits only minor deterioration. | Category 3 (Recommended): Minor work required to prevent a deterioration of the service provided by the asset. | 20 | 2021-12-12 | 2.3682 | 79.6318 | x | 3 | 2. Minor | 10532 | Predictive Maintenance | 182.5
1002568 | Meter Reading - Electric | B (Average): Asset is sound, operationally safe and exhibits only minor deterioration. | Category 3 (Recommended): Minor work required to prevent a deterioration of the service provided by the asset. | 20 | 2022-05-30 | 1.9055 | 80.0945 | x | 3 | 2. Minor | 10532 | Predictive Maintenance | 182.5
1002569 | Meter Reading - Electric | B (Average): Asset is sound, operationally safe and exhibits only minor deterioration. | Category 3 (Recommended): Minor work required to prevent a deterioration of the service provided by the asset. | 20 | 2017-03-10 | 7.1266 | 74.8734 | x | 3 | 2. Minor | 10532 | Predictive Maintenance | 182.5
1002570 | Meter Reading - Electric | B (Average): Asset is sound, operationally safe and exhibits only minor deterioration. | Category 3 (Recommended): Minor work required to prevent a deterioration of the service provided by the asset. | 20 | 2023-10-15 | 0.52841 | 81.4716 | x | 3 | 2. Minor | 10532 | Predictive Maintenance | 182.5
1002571 | Meter Reading - Electric | B (Average): Asset is sound, operationally safe and exhibits only minor deterioration. | Category 3 (Recommended): Minor work required to prevent a deterioration of the service provided by the asset. | 20 | 2010-11-16 | 13.4401 | 68.5599 | x | 3 | 2. Minor | 10532 | Predictive Maintenance | 182.5
1002572 | Meter Reading - Electric | B (Average): Asset is sound, operationally safe and exhibits only minor deterioration. | Category 3 (Recommended): Minor work required to prevent a deterioration of the service provided by the asset. | 20 | 2024-01-08 | 0.29569 | 81.7043 | x | 3 | 2. Minor | 10532 | Predictive Maintenance | 182.5
1002573 | Meter Reading - Electric | B (Average): Asset is sound, operationally safe and exhibits only minor deterioration. | Category 3 (Recommended): Minor work required to prevent a deterioration of the service provided by the asset. | 20 | 2010-08-04 | 13.7248 | 70.2752 | x | 2 | 2. Minor | 10533 | Predictive Maintenance | 182.5
1002574 | Meter Reading - Electric | B (Average): Asset is sound, operationally safe and exhibits only minor deterioration. | Category 3 (Recommended): Minor work required to prevent a deterioration of the service provided by the asset. | 20 | 2010-06-18 | 13.8535 | 70.1465 | x | 2 | 2. Minor | 10533 | Predictive Maintenance | 182.5
1002575 | Meter Reading - Electric | B (Average): Asset is sound, operationally safe and exhibits only minor deterioration. | Category 3 (Recommended): Minor work required to prevent a deterioration of the service provided by the asset. | 20 | 2017-04-27 | 6.9952 | 77.0048 | x | 2 | 2. Minor | 10534 | Predictive Maintenance | 182.5
1002576 | Meter Reading - Electric | B (Average): Asset is sound, operationally safe and exhibits only minor deterioration. | Category 3 (Recommended): Minor work required to prevent a deterioration of the service provided by the asset. | 20 | 2024-01-16 | 0.27379 | 83.7262 | x | 2 | 2. Minor | 10533 | Predictive Maintenance | 182.5
1002577 | Meter Reading - Electric | B (Average): Asset is sound, operationally safe and exhibits only minor deterioration. | Category 3 (Recommended): Minor work required to prevent a deterioration of the service provided by the asset. | 20 | 2011-11-14 | 12.4463 | 71.5537 | x | 2 | 2. Minor | 10533 | Predictive Maintenance | 182.5
1002578 | Meter Reading - Electric | B (Average): Asset is sound, operationally safe and exhibits only minor deterioration. | Category 3 (Recommended): Minor work required to prevent a deterioration of the service provided by the asset. | 20 | 2009-07-17 | 14.7734 | 69.2266 | x | 2 | 2. Minor | 10533 | Predictive Maintenance | 182.5
1002579 | Meter Reading - Electric | B (Average): Asset is sound, operationally safe and exhibits only minor deterioration. | Category 3 (Recommended): Minor work required to prevent a deterioration of the service provided by the asset. | 20 | 2021-08-16 | 2.6913 | 81.3087 | x | 2 | 2. Minor | 10533 | Predictive Maintenance | 182.5
1002580 | Meter Reading - Electric | B (Average): Asset is sound, operationally safe and exhibits only minor deterioration. | Category 3 (Recommended): Minor work required to prevent a deterioration of the service provided by the asset. | 20 | 2019-04-07 | 5.0513 | 78.9487 | x | 2 | 2. Minor | 10533 | Predictive Maintenance | 182.5
1002581 | Meter Reading - Electric | B (Average): Asset is sound, operationally safe and exhibits only minor deterioration. | Category 3 (Recommended): Minor work required to prevent a deterioration of the service provided by the asset. | 20 | 2010-10-30 | 13.4867 | 70.5133 | x | 2 | 2. Minor | 10533 | Predictive Maintenance | 182.5
1002582 | Meter Reading - Electric | B (Average): Asset is sound, operationally safe and exhibits only minor deterioration. | Category 3 (Recommended): Minor work required to prevent a deterioration of the service provided by the asset. | 20 | 2004-08-04 | 19.7235 | 64.2765 | x | 2 | 2. Minor | 10533 | Predictive Maintenance | 182.5
1002583 | Meter Reading - Electric | B (Average): Asset is sound, operationally safe and exhibits only minor deterioration. | Category 3 (Recommended): Minor work required to prevent a deterioration of the service provided by the asset. | 20 | 2013-11-09 | 10.4586 | 73.5414 | x | 2 | 2. Minor | 10533 | Predictive Maintenance | 182.5
1002584 | Meter Reading - Electric | B (Average): Asset is sound, operationally safe and exhibits only minor deterioration. | Category 3 (Recommended): Minor work required to prevent a deterioration of the service provided by the asset. | 20 | 2006-09-18 | 17.6016 | 66.3984 | x | 2 | 2. Minor | 10533 | Predictive Maintenance | 182.5
1002585 | Meter Reading - Electric | B (Average): Asset is sound, operationally safe and exhibits only minor deterioration. | Category 3 (Recommended): Minor work required to prevent a deterioration of the service provided by the asset. | 20 | 2010-07-21 | 13.7632 | 70.2368 | x | 2 | 2. Minor | 10533 | Predictive Maintenance | 182.5
1002586 | Meter Reading - Electric | B (Average): Asset is sound, operationally safe and exhibits only minor deterioration. | Category 3 (Recommended): Minor work required to prevent a deterioration of the service provided by the asset. | 20 | 2017-02-16 | 7.1869 | 76.8131 | x | 2 | 2. Minor | 10533 | Predictive Maintenance | 182.5
1002587 | Meter Reading - Electric | B (Average): Asset is sound, operationally safe and exhibits only minor deterioration. | Category 3 (Recommended): Minor work required to prevent a deterioration of the service provided by the asset. | 20 | 2004-07-09 | 19.7947 | 64.2053 | x | 2 | 2. Minor | 10533 | Predictive Maintenance | 182.5
1002588 | Meter Reading - Electric | B (Average): Asset is sound, operationally safe and exhibits only minor deterioration. | Category 3 (Recommended): Minor work required to prevent a deterioration of the service provided by the asset. | 20 | 2010-03-31 | 14.0698 | 69.9302 | x | 2 | 2. Minor | 10533 | Predictive Maintenance | 182.5
1002589 | Meter Reading - Electric | B (Average): Asset is sound, operationally safe and exhibits only minor deterioration. | Category 3 (Recommended): Minor work required to prevent a deterioration of the service provided by the asset. | 20 | 2011-12-23 | 12.3395 | 71.6605 | x | 2 | 2. Minor | 10533 | Predictive Maintenance | 182.5
1002590 | Meter Reading - Electric | B (Average): Asset is sound, operationally safe and exhibits only minor deterioration. | Category 3 (Recommended): Minor work required to prevent a deterioration of the service provided by the asset. | 20 | 2022-02-27 | 2.1574 | 81.8426 | x | 2 | 2. Minor | 10533 | Predictive Maintenance | 182.5
1002591 | Meter Reading - Electric | B (Average): Asset is sound, operationally safe and exhibits only minor deterioration. | Category 3 (Recommended): Minor work required to prevent a deterioration of the service provided by the asset. | 20 | 2016-02-03 | 8.2245 | 75.7755 | x | 2 | 2. Minor | 10533 | Predictive Maintenance | 182.5
1002592 | Meter Reading - Electric | B (Average): Asset is sound, operationally safe and exhibits only minor deterioration. | Category 3 (Recommended): Minor work required to prevent a deterioration of the service provided by the asset. | 20 | 2008-01-01 | 16.3149 | 67.6851 | x | 2 | 2. Minor | 10535 | Predictive Maintenance | 182.5
1002593 | Meter Reading - Electric | B (Average): Asset is sound, operationally safe and exhibits only minor deterioration. | Category 3 (Recommended): Minor work required to prevent a deterioration of the service provided by the asset. | 20 | 2016-08-08 | 7.7125 | 76.2875 | x | 2 | 2. Minor | 10535 | Predictive Maintenance | 182.5
1002594 | Meter Reading - Electric | B (Average): Asset is sound, operationally safe and exhibits only minor deterioration. | Category 3 (Recommended): Minor work required to prevent a deterioration of the service provided by the asset. | 20 | 2010-07-16 | 13.7769 | 70.2231 | x | 2 | 2. Minor | 10535 | Predictive Maintenance | 182.5
1002595 | Meter Reading - Electric | B (Average): Asset is sound, operationally safe and exhibits only minor deterioration. | Category 3 (Recommended): Minor work required to prevent a deterioration of the service provided by the asset. | 20 | 2013-01-25 | 11.2471 | 72.7529 | x | 2 | 2. Minor | 10535 | Predictive Maintenance | 182.5
1002596 | Meter Reading - Electric | B (Average): Asset is sound, operationally safe and exhibits only minor deterioration. | Category 3 (Recommended): Minor work required to prevent a deterioration of the service provided by the asset. | 20 | 2010-05-22 | 13.9274 | 70.0726 | x | 2 | 2. Minor | 10535 | Predictive Maintenance | 182.5
1002597 | Meter Reading - Electric | B (Average): Asset is sound, operationally safe and exhibits only minor deterioration. | Category 3 (Recommended): Minor work required to prevent a deterioration of the service provided by the asset. | 20 | 2021-10-07 | 2.5489 | 81.4511 | x | 2 | 2. Minor | 10535 | Predictive Maintenance | 182.5
1002598 | Meter Reading - Electric | B (Average): Asset is sound, operationally safe and exhibits only minor deterioration. | Category 3 (Recommended): Minor work required to prevent a deterioration of the service provided by the asset. | 20 | 2008-07-21 | 15.7618 | 68.2382 | x | 2 | 2. Minor | 10535 | Predictive Maintenance | 182.5
1002599 | Meter Reading - Electric | B (Average): Asset is sound, operationally safe and exhibits only minor deterioration. | Category 3 (Recommended): Minor work required to prevent a deterioration of the service provided by the asset. | 20 | 2004-02-29 | 20.1533 | 63.8467 | x | 2 | 2. Minor | 10535 | Predictive Maintenance | 182.5
1002600 | Meter Reading - Electric | B (Average): Asset is sound, operationally safe and exhibits only minor deterioration. | Category 3 (Recommended): Minor work required to prevent a deterioration of the service provided by the asset. | 20 | 2011-05-09 | 12.9637 | 71.0363 | x | 2 | 2. Minor | 10535 | Predictive Maintenance | 182.5
1002601 | Meter Reading - Electric | B (Average): Asset is sound, operationally safe and exhibits only minor deterioration. | Category 3 (Recommended): Minor work required to prevent a deterioration of the service provided by the asset. | 20 | 2013-07-13 | 10.7844 | 73.2156 | x | 2 | 2. Minor | 10535 | Predictive Maintenance | 182.5
1002602 | Meter Reading - Electric | B (Average): Asset is sound, operationally safe and exhibits only minor deterioration. | Category 3 (Recommended): Minor work required to prevent a deterioration of the service provided by the asset. | 20 | 2007-06-20 | 16.8487 | 67.1513 | x | 2 | 2. Minor | 10535 | Predictive Maintenance | 182.5
1002603 | Meter Reading - Electric | B (Average): Asset is sound, operationally safe and exhibits only minor deterioration. | Category 3 (Recommended): Minor work required to prevent a deterioration of the service provided by the asset. | 20 | 2016-10-12 | 7.5346 | 76.4654 | x | 2 | 2. Minor | 10535 | Predictive Maintenance | 182.5
1002604 | Meter Reading - Electric | B (Average): Asset is sound, operationally safe and exhibits only minor deterioration. | Category 3 (Recommended): Minor work required to prevent a deterioration of the service provided by the asset. | 20 | 2014-12-16 | 9.358 | 74.642 | x | 2 | 2. Minor | 10535 | Predictive Maintenance | 182.5
1002605 | Meter Reading - Electric | B (Average): Asset is sound, operationally safe and exhibits only minor deterioration. | Category 3 (Recommended): Minor work required to prevent a deterioration of the service provided by the asset. | 20 | 2005-03-07 | 19.1348 | 64.8652 | x | 2 | 2. Minor | 10535 | Predictive Maintenance | 182.5
1002606 | Meter Reading - Electric | B (Average): Asset is sound, operationally safe and exhibits only minor deterioration. | Category 3 (Recommended): Minor work required to prevent a deterioration of the service provided by the asset. | 20 | 2019-10-29 | 4.4901 | 79.5099 | x | 2 | 2. Minor | 10535 | Predictive Maintenance | 182.5
1002607 | Meter Reading - Electric | B (Average): Asset is sound, operationally safe and exhibits only minor deterioration. | Category 3 (Recommended): Minor work required to prevent a deterioration of the service provided by the asset. | 20 | 2006-11-01 | 17.4812 | 64.5188 | x | 3 | 2. Minor | 10536 | Predictive Maintenance | 182.5
1002608 | Meter Reading - Electric | B (Average): Asset is sound, operationally safe and exhibits only minor deterioration. | Category 3 (Recommended): Minor work required to prevent a deterioration of the service provided by the asset. | 20 | 2020-09-16 | 3.6057 | 78.3943 | x | 3 | 2. Minor | 10536 | Predictive Maintenance | 182.5
1002609 | Meter Reading - Electric | B (Average): Asset is sound, operationally safe and exhibits only minor deterioration. | Category 3 (Recommended): Minor work required to prevent a deterioration of the service provided by the asset. | 20 | 2006-09-09 | 17.6263 | 64.3737 | x | 3 | 2. Minor | 10536 | Predictive Maintenance | 182.5
1002610 | Meter Reading - Electric | B (Average): Asset is sound, operationally safe and exhibits only minor deterioration. | Category 3 (Recommended): Minor work required to prevent a deterioration of the service provided by the asset. | 20 | 2022-08-26 | 1.6646 | 80.3354 | x | 3 | 2. Minor | 10536 | Predictive Maintenance | 182.5
1002611 | Meter Reading - Electric | B (Average): Asset is sound, operationally safe and exhibits only minor deterioration. | Category 3 (Recommended): Minor work required to prevent a deterioration of the service provided by the asset. | 20 | 2017-08-26 | 6.6639 | 75.3361 | x | 3 | 2. Minor | 10536 | Predictive Maintenance | 182.5
1002612 | Meter Reading - Electric | B (Average): Asset is sound, operationally safe and exhibits only minor deterioration. | Category 3 (Recommended): Minor work required to prevent a deterioration of the service provided by the asset. | 20 | 2023-05-13 | 0.95277 | 81.0472 | x | 3 | 2. Minor | 10536 | Predictive Maintenance | 182.5
1002613 | Meter Reading - Electric | B (Average): Asset is sound, operationally safe and exhibits only minor deterioration. | Category 3 (Recommended): Minor work required to prevent a deterioration of the service provided by the asset. | 20 | 2023-01-11 | 1.2868 | 80.7132 | x | 3 | 2. Minor | 10536 | Predictive Maintenance | 182.5
1002614 | Meter Reading - Electric | B (Average): Asset is sound, operationally safe and exhibits only minor deterioration. | Category 3 (Recommended): Minor work required to prevent a deterioration of the service provided by the asset. | 20 | 2018-05-22 | 5.9274 | 76.0726 | x | 3 | 2. Minor | 10536 | Predictive Maintenance | 182.5
1002615 | Meter Reading - Electric | B (Average): Asset is sound, operationally safe and exhibits only minor deterioration. | Category 3 (Recommended): Minor work required to prevent a deterioration of the service provided by the asset. | 20 | 2021-12-28 | 2.3244 | 79.6756 | x | 3 | 2. Minor | 10536 | Predictive Maintenance | 182.5
1002616 | Meter Reading - Electric | B (Average): Asset is sound, operationally safe and exhibits only minor deterioration. | Category 3 (Recommended): Minor work required to prevent a deterioration of the service provided by the asset. | 20 | 2008-01-04 | 16.3066 | 65.6934 | x | 3 | 2. Minor | 10536 | Predictive Maintenance | 182.5
1002617 | Meter Reading - Electric | B (Average): Asset is sound, operationally safe and exhibits only minor deterioration. | Category 3 (Recommended): Minor work required to prevent a deterioration of the service provided by the asset. | 20 | 2013-09-19 | 10.5982 | 71.4018 | x | 3 | 2. Minor | 10536 | Predictive Maintenance | 182.5
1002618 | Meter Reading - Electric | B (Average): Asset is sound, operationally safe and exhibits only minor deterioration. | Category 3 (Recommended): Minor work required to prevent a deterioration of the service provided by the asset. | 20 | 2017-11-07 | 6.4641 | 75.5359 | x | 3 | 2. Minor | 10536 | Predictive Maintenance | 182.5
1002619 | Meter Reading - Electric | B (Average): Asset is sound, operationally safe and exhibits only minor deterioration. | Category 3 (Recommended): Minor work required to prevent a deterioration of the service provided by the asset. | 20 | 2015-06-24 | 8.8378 | 73.1622 | x | 3 | 2. Minor | 10536 | Predictive Maintenance | 182.5
1002620 | Meter Reading - Electric | B (Average): Asset is sound, operationally safe and exhibits only minor deterioration. | Category 3 (Recommended): Minor work required to prevent a deterioration of the service provided by the asset. | 20 | 2018-01-02 | 6.3107 | 75.6893 | x | 3 | 2. Minor | 10536 | Predictive Maintenance | 182.5
1002621 | Meter Reading - Electric | B (Average): Asset is sound, operationally safe and exhibits only minor deterioration. | Category 3 (Recommended): Minor work required to prevent a deterioration of the service provided by the asset. | 20 | 2023-11-11 | 0.45448 | 81.5455 | x | 3 | 2. Minor | 10536 | Predictive Maintenance | 182.5
1002622 | Meter Reading - Electric | B (Average): Asset is sound, operationally safe and exhibits only minor deterioration. | Category 3 (Recommended): Minor work required to prevent a deterioration of the service provided by the asset. | 20 | 2011-05-04 | 12.9774 | 69.0226 | x | 3 | 2. Minor | 10536 | Predictive Maintenance | 182.5
1002623 | Meter Reading - Electric | B (Average): Asset is sound, operationally safe and exhibits only minor deterioration. | Category 3 (Recommended): Minor work required to prevent a deterioration of the service provided by the asset. | 20 | 2021-09-15 | 2.6092 | 79.3908 | x | 3 | 2. Minor | 10536 | Predictive Maintenance | 182.5
1002624 | Meter Reading - Electric | B (Average): Asset is sound, operationally safe and exhibits only minor deterioration. | Category 3 (Recommended): Minor work required to prevent a deterioration of the service provided by the asset. | 20 | 2021-09-27 | 2.5763 | 79.4237 | x | 3 | 2. Minor | 10536 | Predictive Maintenance | 182.5
1002625 | Meter Reading - Electric | B (Average): Asset is sound, operationally safe and exhibits only minor deterioration. | Category 3 (Recommended): Minor work required to prevent a deterioration of the service provided by the asset. | 20 | 2006-06-21 | 17.8453 | 68.1547 | x | 1 | 2. Minor | 10537 | Predictive Maintenance | 182.5
1002626 | Meter Reading - Electric | B (Average): Asset is sound, operationally safe and exhibits only minor deterioration. | Category 3 (Recommended): Minor work required to prevent a deterioration of the service provided by the asset. | 20 | 2010-06-17 | 13.8563 | 72.1437 | x | 1 | 2. Minor | 10537 | Predictive Maintenance | 182.5
1002627 | Meter Reading - Electric | B (Average): Asset is sound, operationally safe and exhibits only minor deterioration. | Category 3 (Recommended): Minor work required to prevent a deterioration of the service provided by the asset. | 20 | 2014-05-02 | 9.9822 | 76.0178 | x | 1 | 2. Minor | 10538 | Predictive Maintenance | 182.5
1002628 | Meter Reading - Electric | B (Average): Asset is sound, operationally safe and exhibits only minor deterioration. | Category 3 (Recommended): Minor work required to prevent a deterioration of the service provided by the asset. | 20 | 2012-07-18 | 11.77 | 74.23 | x | 1 | 2. Minor | 10538 | Predictive Maintenance | 182.5
1002629 | Meter Reading - Electric | B (Average): Asset is sound, operationally safe and exhibits only minor deterioration. | Category 3 (Recommended): Minor work required to prevent a deterioration of the service provided by the asset. | 20 | 2018-08-27 | 5.6619 | 80.3381 | x | 1 | 2. Minor | 10367 | Predictive Maintenance | 182.5
1002630 | Meter Reading - Electric | B (Average): Asset is sound, operationally safe and exhibits only minor deterioration. | Category 3 (Recommended): Minor work required to prevent a deterioration of the service provided by the asset. | 20 | 2004-05-14 | 19.948 | 66.052 | x | 1 | 2. Minor | 10367 | Predictive Maintenance | 182.5
1002631 | Meter Reading - Electric | B (Average): Asset is sound, operationally safe and exhibits only minor deterioration. | Category 3 (Recommended): Minor work required to prevent a deterioration of the service provided by the asset. | 20 | 2010-05-12 | 13.9548 | 68.0452 | x | 3 | 2. Minor | 10539 | Predictive Maintenance | 182.5
1002632 | Meter Reading - Electric | B (Average): Asset is sound, operationally safe and exhibits only minor deterioration. | Category 3 (Recommended): Minor work required to prevent a deterioration of the service provided by the asset. | 20 | 2016-10-30 | 7.4853 | 74.5147 | x | 3 | 2. Minor | 10539 | Predictive Maintenance | 182.5
1002633 | Meter Reading - Electric | B (Average): Asset is sound, operationally safe and exhibits only minor deterioration. | Category 3 (Recommended): Minor work required to prevent a deterioration of the service provided by the asset. | 20 | 2022-06-18 | 1.8535 | 80.1465 | x | 3 | 2. Minor | 10540 | Predictive Maintenance | 182.5
1002634 | Meter Reading - Electric | B (Average): Asset is sound, operationally safe and exhibits only minor deterioration. | Category 3 (Recommended): Minor work required to prevent a deterioration of the service provided by the asset. | 20 | 2020-01-24 | 4.2519 | 77.7481 | x | 3 | 2. Minor | 10540 | Predictive Maintenance | 182.5
1002635 | Meter Reading - Electric | B (Average): Asset is sound, operationally safe and exhibits only minor deterioration. | Category 3 (Recommended): Minor work required to prevent a deterioration of the service provided by the asset. | 20 | 2021-08-13 | 2.6995 | 83.3005 | x | 1 | 2. Minor | 10541 | Predictive Maintenance | 182.5
1002636 | Meter Reading - Electric | B (Average): Asset is sound, operationally safe and exhibits only minor deterioration. | Category 3 (Recommended): Minor work required to prevent a deterioration of the service provided by the asset. | 20 | 2016-07-25 | 7.7509 | 78.2491 | x | 1 | 2. Minor | 10541 | Predictive Maintenance | 182.5
1002637 | Meter Reading - Electric | B (Average): Asset is sound, operationally safe and exhibits only minor deterioration. | Category 3 (Recommended): Minor work required to prevent a deterioration of the service provided by the asset. | 20 | 2021-04-06 | 3.0527 | 82.9473 | x | 1 | 2. Minor | 10542 | Predictive Maintenance | 182.5
1002638 | Meter Reading - Electric | B (Average): Asset is sound, operationally safe and exhibits only minor deterioration. | Category 3 (Recommended): Minor work required to prevent a deterioration of the service provided by the asset. | 20 | 2019-04-08 | 5.0486 | 80.9514 | x | 1 | 2. Minor | 10542 | Predictive Maintenance | 182.5
1002639 | Meter Reading - Electric | B (Average): Asset is sound, operationally safe and exhibits only minor deterioration. | Category 3 (Recommended): Minor work required to prevent a deterioration of the service provided by the asset. | 20 | 2021-04-25 | 3.0007 | 82.9993 | x | 1 | 2. Minor | 10543 | Predictive Maintenance | 182.5
1002640 | Meter Reading - Electric | B (Average): Asset is sound, operationally safe and exhibits only minor deterioration. | Category 3 (Recommended): Minor work required to prevent a deterioration of the service provided by the asset. | 20 | 2006-07-31 | 17.7358 | 68.2642 | x | 1 | 2. Minor | 10543 | Predictive Maintenance | 182.5
1002641 | Meter Reading - Electric | B (Average): Asset is sound, operationally safe and exhibits only minor deterioration. | Category 3 (Recommended): Minor work required to prevent a deterioration of the service provided by the asset. | 20 | 2019-07-23 | 4.7584 | 81.2416 | x | 1 | 2. Minor | 10543 | Predictive Maintenance | 182.5
1002642 | Meter Reading - Electric | B (Average): Asset is sound, operationally safe and exhibits only minor deterioration. | Category 3 (Recommended): Minor work required to prevent a deterioration of the service provided by the asset. | 20 | 2004-11-18 | 19.4333 | 66.5667 | x | 1 | 2. Minor | 10544 | Predictive Maintenance | 182.5
1002643 | Meter Reading - Electric | B (Average): Asset is sound, operationally safe and exhibits only minor deterioration. | Category 3 (Recommended): Minor work required to prevent a deterioration of the service provided by the asset. | 20 | 2004-09-14 | 19.6112 | 66.3888 | x | 1 | 2. Minor | 10544 | Predictive Maintenance | 182.5
1002644 | Meter Reading - Electric | B (Average): Asset is sound, operationally safe and exhibits only minor deterioration. | Category 3 (Recommended): Minor work required to prevent a deterioration of the service provided by the asset. | 20 | 2010-12-25 | 13.3333 | 72.6667 | x | 1 | 2. Minor | 10544 | Predictive Maintenance | 182.5
1002645 | Meter Reading - Electric | B (Average): Asset is sound, operationally safe and exhibits only minor deterioration. | Category 3 (Recommended): Minor work required to prevent a deterioration of the service provided by the asset. | 20 | 2018-06-22 | 5.8426 | 76.1574 | x | 3 | 2. Minor | 10545 | Predictive Maintenance | 182.5
1002646 | Meter Reading - Electric | B (Average): Asset is sound, operationally safe and exhibits only minor deterioration. | Category 3 (Recommended): Minor work required to prevent a deterioration of the service provided by the asset. | 20 | 2017-10-16 | 6.5243 | 75.4757 | x | 3 | 2. Minor | 10545 | Predictive Maintenance | 182.5
1002647 | Meter Reading - Electric | B (Average): Asset is sound, operationally safe and exhibits only minor deterioration. | Category 3 (Recommended): Minor work required to prevent a deterioration of the service provided by the asset. | 20 | 2019-07-01 | 4.8186 | 77.1814 | x | 3 | 2. Minor | 10546 | Predictive Maintenance | 182.5
1002648 | Meter Reading - Electric | B (Average): Asset is sound, operationally safe and exhibits only minor deterioration. | Category 3 (Recommended): Minor work required to prevent a deterioration of the service provided by the asset. | 20 | 2014-05-09 | 9.963 | 72.037 | x | 3 | 2. Minor | 10546 | Predictive Maintenance | 182.5
1002649 | Meter Reading - Electric | B (Average): Asset is sound, operationally safe and exhibits only minor deterioration. | Category 3 (Recommended): Minor work required to prevent a deterioration of the service provided by the asset. | 20 | 2004-08-18 | 19.6851 | 66.3149 | x | 1 | 2. Minor | 10318 | Predictive Maintenance | 182.5
1002650 | Meter Reading - Electric | B (Average): Asset is sound, operationally safe and exhibits only minor deterioration. | Category 3 (Recommended): Minor work required to prevent a deterioration of the service provided by the asset. | 20 | 2018-04-06 | 6.0534 | 79.9466 | x | 1 | 2. Minor | 10318 | Predictive Maintenance | 182.5
1002651 | Meter Reading - Electric | B (Average): Asset is sound, operationally safe and exhibits only minor deterioration. | Category 3 (Recommended): Minor work required to prevent a deterioration of the service provided by the asset. | 20 | 2015-03-11 | 9.1253 | 76.8747 | x | 1 | 2. Minor | 10547 | Predictive Maintenance | 182.5
1002652 | Meter Reading - Electric | B (Average): Asset is sound, operationally safe and exhibits only minor deterioration. | Category 3 (Recommended): Minor work required to prevent a deterioration of the service provided by the asset. | 20 | 2008-03-23 | 16.0903 | 69.9097 | x | 1 | 2. Minor | 10547 | Predictive Maintenance | 182.5
1002653 | Meter Reading - Electric | B (Average): Asset is sound, operationally safe and exhibits only minor deterioration. | Category 3 (Recommended): Minor work required to prevent a deterioration of the service provided by the asset. | 20 | 2021-07-06 | 2.8036 | 83.1964 | x | 1 | 2. Minor | 10548 | Predictive Maintenance | 182.5
1002654 | Meter Reading - Electric | B (Average): Asset is sound, operationally safe and exhibits only minor deterioration. | Category 3 (Recommended): Minor work required to prevent a deterioration of the service provided by the asset. | 20 | 2014-10-05 | 9.5551 | 76.4449 | x | 1 | 2. Minor | 10548 | Predictive Maintenance | 182.5
1002655 | Meter Reading - Electric | B (Average): Asset is sound, operationally safe and exhibits only minor deterioration. | Category 3 (Recommended): Minor work required to prevent a deterioration of the service provided by the asset. | 20 | 2023-04-29 | 0.9911 | 85.0089 | x | 1 | 2. Minor | 10549 | Predictive Maintenance | 182.5
1002656 | Meter Reading - Electric | B (Average): Asset is sound, operationally safe and exhibits only minor deterioration. | Category 3 (Recommended): Minor work required to prevent a deterioration of the service provided by the asset. | 20 | 2020-05-10 | 3.9589 | 82.0411 | x | 1 | 2. Minor | 10549 | Predictive Maintenance | 182.5
1002657 | Meter Reading - Electric | B (Average): Asset is sound, operationally safe and exhibits only minor deterioration. | Category 3 (Recommended): Minor work required to prevent a deterioration of the service provided by the asset. | 20 | 2018-06-25 | 5.8344 | 76.1656 | x | 3 | 2. Minor | 10550 | Predictive Maintenance | 182.5
1002658 | Meter Reading - Electric | B (Average): Asset is sound, operationally safe and exhibits only minor deterioration. | Category 3 (Recommended): Minor work required to prevent a deterioration of the service provided by the asset. | 20 | 2006-04-09 | 18.0452 | 63.9548 | x | 3 | 2. Minor | 10550 | Predictive Maintenance | 182.5
1002659 | Meter Reading - Electric | B (Average): Asset is sound, operationally safe and exhibits only minor deterioration. | Category 3 (Recommended): Minor work required to prevent a deterioration of the service provided by the asset. | 20 | 2021-08-07 | 2.7159 | 79.2841 | x | 3 | 2. Minor | 10551 | Predictive Maintenance | 182.5
1002660 | Meter Reading - Electric | B (Average): Asset is sound, operationally safe and exhibits only minor deterioration. | Category 3 (Recommended): Minor work required to prevent a deterioration of the service provided by the asset. | 20 | 2005-10-04 | 18.5572 | 63.4428 | x | 3 | 2. Minor | 10551 | Predictive Maintenance | 182.5
1002661 | Meter Reading - Electric | B (Average): Asset is sound, operationally safe and exhibits only minor deterioration. | Category 3 (Recommended): Minor work required to prevent a deterioration of the service provided by the asset. | 20 | 2008-05-22 | 15.9261 | 70.0739 | x | 1 | 2. Minor | 10552 | Predictive Maintenance | 182.5
1002662 | Meter Reading - Electric | B (Average): Asset is sound, operationally safe and exhibits only minor deterioration. | Category 3 (Recommended): Minor work required to prevent a deterioration of the service provided by the asset. | 20 | 2022-05-30 | 1.9055 | 84.0945 | x | 1 | 2. Minor | 10552 | Predictive Maintenance | 182.5
1002663 | Meter Reading - Electric | B (Average): Asset is sound, operationally safe and exhibits only minor deterioration. | Category 3 (Recommended): Minor work required to prevent a deterioration of the service provided by the asset. | 20 | 2008-08-16 | 15.6906 | 70.3094 | x | 1 | 2. Minor | 10553 | Predictive Maintenance | 182.5
1002664 | Meter Reading - Electric | B (Average): Asset is sound, operationally safe and exhibits only minor deterioration. | Category 3 (Recommended): Minor work required to prevent a deterioration of the service provided by the asset. | 20 | 2011-11-18 | 12.4353 | 73.5647 | x | 1 | 2. Minor | 10553 | Predictive Maintenance | 182.5
1002665 | Meter Reading - Electric | B (Average): Asset is sound, operationally safe and exhibits only minor deterioration. | Category 3 (Recommended): Minor work required to prevent a deterioration of the service provided by the asset. | 20 | 2004-06-15 | 19.8604 | 66.1396 | x | 1 | 2. Minor | 10554 | Predictive Maintenance | 182.5
1002666 | Meter Reading - Electric | B (Average): Asset is sound, operationally safe and exhibits only minor deterioration. | Category 3 (Recommended): Minor work required to prevent a deterioration of the service provided by the asset. | 20 | 2013-09-21 | 10.5927 | 75.4073 | x | 1 | 2. Minor | 10554 | Predictive Maintenance | 182.5
1002667 | Meter Reading - Electric | B (Average): Asset is sound, operationally safe and exhibits only minor deterioration. | Category 3 (Recommended): Minor work required to prevent a deterioration of the service provided by the asset. | 20 | 2014-06-04 | 9.8919 | 76.1081 | x | 1 | 2. Minor | 10555 | Predictive Maintenance | 182.5
1002668 | Meter Reading - Electric | B (Average): Asset is sound, operationally safe and exhibits only minor deterioration. | Category 3 (Recommended): Minor work required to prevent a deterioration of the service provided by the asset. | 20 | 2006-02-01 | 18.2286 | 67.7714 | x | 1 | 2. Minor | 10555 | Predictive Maintenance | 182.5
1002669 | Meter Reading - Electric | B (Average): Asset is sound, operationally safe and exhibits only minor deterioration. | Category 3 (Recommended): Minor work required to prevent a deterioration of the service provided by the asset. | 20 | 2007-02-18 | 17.1828 | 64.8172 | x | 3 | 2. Minor | 10556 | Predictive Maintenance | 182.5
1002670 | Meter Reading - Electric | B (Average): Asset is sound, operationally safe and exhibits only minor deterioration. | Category 3 (Recommended): Minor work required to prevent a deterioration of the service provided by the asset. | 20 | 2015-01-24 | 9.2512 | 72.7488 | x | 3 | 2. Minor | 10556 | Predictive Maintenance | 182.5
1002671 | Meter Reading - Electric | B (Average): Asset is sound, operationally safe and exhibits only minor deterioration. | Category 3 (Recommended): Minor work required to prevent a deterioration of the service provided by the asset. | 20 | 2018-09-21 | 5.5934 | 76.4066 | x | 3 | 2. Minor | 10556 | Predictive Maintenance | 182.5
1002672 | Meter Reading - Electric | B (Average): Asset is sound, operationally safe and exhibits only minor deterioration. | Category 3 (Recommended): Minor work required to prevent a deterioration of the service provided by the asset. | 20 | 2021-11-02 | 2.4778 | 79.5222 | x | 3 | 2. Minor | 10557 | Predictive Maintenance | 182.5
1002673 | Meter Reading - Electric | B (Average): Asset is sound, operationally safe and exhibits only minor deterioration. | Category 3 (Recommended): Minor work required to prevent a deterioration of the service provided by the asset. | 20 | 2020-10-08 | 3.5455 | 78.4545 | x | 3 | 2. Minor | 10557 | Predictive Maintenance | 182.5
1002674 | Meter Reading - Electric | B (Average): Asset is sound, operationally safe and exhibits only minor deterioration. | Category 3 (Recommended): Minor work required to prevent a deterioration of the service provided by the asset. | 20 | 2017-08-26 | 6.6639 | 79.3361 | x | 1 | 2. Minor | 10558 | Predictive Maintenance | 182.5
1002675 | Meter Reading - Electric | B (Average): Asset is sound, operationally safe and exhibits only minor deterioration. | Category 3 (Recommended): Minor work required to prevent a deterioration of the service provided by the asset. | 20 | 2023-08-30 | 0.65435 | 85.3457 | x | 1 | 2. Minor | 10558 | Predictive Maintenance | 182.5
1002676 | Meter Reading - Electric | B (Average): Asset is sound, operationally safe and exhibits only minor deterioration. | Category 3 (Recommended): Minor work required to prevent a deterioration of the service provided by the asset. | 20 | 2014-07-03 | 9.8125 | 76.1875 | x | 1 | 2. Minor | 10559 | Predictive Maintenance | 182.5
1002677 | Meter Reading - Electric | B (Average): Asset is sound, operationally safe and exhibits only minor deterioration. | Category 3 (Recommended): Minor work required to prevent a deterioration of the service provided by the asset. | 20 | 2005-05-23 | 18.924 | 67.076 | x | 1 | 2. Minor | 10559 | Predictive Maintenance | 182.5
1002678 | Meter Reading - Electric | B (Average): Asset is sound, operationally safe and exhibits only minor deterioration. | Category 3 (Recommended): Minor work required to prevent a deterioration of the service provided by the asset. | 20 | 2017-08-01 | 6.7324 | 79.2676 | x | 1 | 2. Minor | 10560 | Predictive Maintenance | 182.5
1002679 | Meter Reading - Electric | B (Average): Asset is sound, operationally safe and exhibits only minor deterioration. | Category 3 (Recommended): Minor work required to prevent a deterioration of the service provided by the asset. | 20 | 2016-10-25 | 7.499 | 78.501 | x | 1 | 2. Minor | 10560 | Predictive Maintenance | 182.5
1002680 | Meter Reading - Electric | B (Average): Asset is sound, operationally safe and exhibits only minor deterioration. | Category 3 (Recommended): Minor work required to prevent a deterioration of the service provided by the asset. | 20 | 2004-11-04 | 19.4716 | 66.5284 | x | 1 | 2. Minor | 10561 | Predictive Maintenance | 182.5
1002681 | Meter Reading - Electric | B (Average): Asset is sound, operationally safe and exhibits only minor deterioration. | Category 3 (Recommended): Minor work required to prevent a deterioration of the service provided by the asset. | 20 | 2010-06-08 | 13.8809 | 72.1191 | x | 1 | 2. Minor | 10561 | Predictive Maintenance | 182.5
1002682 | Meter Reading - Electric | B (Average): Asset is sound, operationally safe and exhibits only minor deterioration. | Category 3 (Recommended): Minor work required to prevent a deterioration of the service provided by the asset. | 20 | 2009-02-11 | 15.2005 | 66.7995 | x | 3 | 2. Minor | 10562 | Predictive Maintenance | 182.5
1002683 | Meter Reading - Electric | B (Average): Asset is sound, operationally safe and exhibits only minor deterioration. | Category 3 (Recommended): Minor work required to prevent a deterioration of the service provided by the asset. | 20 | 2008-09-14 | 15.6112 | 66.3888 | x | 3 | 2. Minor | 10562 | Predictive Maintenance | 182.5
1002684 | Meter Reading - Electric | B (Average): Asset is sound, operationally safe and exhibits only minor deterioration. | Category 3 (Recommended): Minor work required to prevent a deterioration of the service provided by the asset. | 20 | 2014-12-09 | 9.3771 | 72.6229 | x | 3 | 2. Minor | 10168 | Predictive Maintenance | 182.5
1002685 | Meter Reading - Electric | B (Average): Asset is sound, operationally safe and exhibits only minor deterioration. | Category 3 (Recommended): Minor work required to prevent a deterioration of the service provided by the asset. | 20 | 2005-06-02 | 18.8966 | 63.1034 | x | 3 | 2. Minor | 10168 | Predictive Maintenance | 182.5
1002686 | Meter Reading - Electric | B (Average): Asset is sound, operationally safe and exhibits only minor deterioration. | Category 3 (Recommended): Minor work required to prevent a deterioration of the service provided by the asset. | 20 | 2009-01-03 | 15.3073 | 70.6927 | x | 1 | 2. Minor | 10563 | Predictive Maintenance | 182.5
1002687 | Meter Reading - Electric | B (Average): Asset is sound, operationally safe and exhibits only minor deterioration. | Category 3 (Recommended): Minor work required to prevent a deterioration of the service provided by the asset. | 20 | 2007-08-26 | 16.6653 | 69.3347 | x | 1 | 2. Minor | 10563 | Predictive Maintenance | 182.5
1002688 | Meter Reading - Electric | B (Average): Asset is sound, operationally safe and exhibits only minor deterioration. | Category 3 (Recommended): Minor work required to prevent a deterioration of the service provided by the asset. | 20 | 2010-07-10 | 13.7933 | 72.2067 | x | 1 | 2. Minor | 10564 | Predictive Maintenance | 182.5
1002689 | Meter Reading - Electric | B (Average): Asset is sound, operationally safe and exhibits only minor deterioration. | Category 3 (Recommended): Minor work required to prevent a deterioration of the service provided by the asset. | 20 | 2009-09-13 | 14.6146 | 71.3854 | x | 1 | 2. Minor | 10564 | Predictive Maintenance | 182.5
1002690 | Meter Reading - Electric | B (Average): Asset is sound, operationally safe and exhibits only minor deterioration. | Category 3 (Recommended): Minor work required to prevent a deterioration of the service provided by the asset. | 20 | 2013-06-25 | 10.8337 | 75.1663 | x | 1 | 2. Minor | 10565 | Predictive Maintenance | 182.5
1002691 | Meter Reading - Electric | B (Average): Asset is sound, operationally safe and exhibits only minor deterioration. | Category 3 (Recommended): Minor work required to prevent a deterioration of the service provided by the asset. | 20 | 2004-10-07 | 19.5483 | 66.4517 | x | 1 | 2. Minor | 10565 | Predictive Maintenance | 182.5
1002692 | Meter Reading - Electric | B (Average): Asset is sound, operationally safe and exhibits only minor deterioration. | Category 3 (Recommended): Minor work required to prevent a deterioration of the service provided by the asset. | 20 | 2004-06-26 | 19.8303 | 66.1697 | x | 1 | 2. Minor | 10566 | Predictive Maintenance | 182.5
1002693 | Meter Reading - Electric | B (Average): Asset is sound, operationally safe and exhibits only minor deterioration. | Category 3 (Recommended): Minor work required to prevent a deterioration of the service provided by the asset. | 20 | 2009-12-26 | 14.3299 | 71.6701 | x | 1 | 2. Minor | 10566 | Predictive Maintenance | 182.5
1002694 | Meter Reading - Electric | B (Average): Asset is sound, operationally safe and exhibits only minor deterioration. | Category 3 (Recommended): Minor work required to prevent a deterioration of the service provided by the asset. | 20 | 2009-04-04 | 15.0582 | 66.9418 | x | 3 | 2. Minor | 10567 | Predictive Maintenance | 182.5
1002695 | Meter Reading - Electric | B (Average): Asset is sound, operationally safe and exhibits only minor deterioration. | Category 3 (Recommended): Minor work required to prevent a deterioration of the service provided by the asset. | 20 | 2006-01-19 | 18.2642 | 63.7358 | x | 3 | 2. Minor | 10567 | Predictive Maintenance | 182.5
1002696 | Meter Reading - Electric | B (Average): Asset is sound, operationally safe and exhibits only minor deterioration. | Category 3 (Recommended): Minor work required to prevent a deterioration of the service provided by the asset. | 20 | 2009-08-04 | 14.7242 | 67.2758 | x | 3 | 2. Minor | 10568 | Predictive Maintenance | 182.5
1002697 | Meter Reading - Electric | B (Average): Asset is sound, operationally safe and exhibits only minor deterioration. | Category 3 (Recommended): Minor work required to prevent a deterioration of the service provided by the asset. | 20 | 2005-04-10 | 19.0418 | 62.9582 | x | 3 | 2. Minor | 10568 | Predictive Maintenance | 182.5
1002698 | Meter Reading - Electric | B (Average): Asset is sound, operationally safe and exhibits only minor deterioration. | Category 3 (Recommended): Minor work required to prevent a deterioration of the service provided by the asset. | 20 | 2011-03-25 | 13.0869 | 72.9131 | x | 1 | 2. Minor | 10569 | Predictive Maintenance | 182.5
1002699 | Meter Reading - Electric | B (Average): Asset is sound, operationally safe and exhibits only minor deterioration. | Category 3 (Recommended): Minor work required to prevent a deterioration of the service provided by the asset. | 20 | 2022-02-17 | 2.1848 | 83.8152 | x | 1 | 2. Minor | 10569 | Predictive Maintenance | 182.5
1002700 | Meter Reading - Electric | B (Average): Asset is sound, operationally safe and exhibits only minor deterioration. | Category 3 (Recommended): Minor work required to prevent a deterioration of the service provided by the asset. | 20 | 2011-04-01 | 13.0678 | 72.9322 | x | 1 | 2. Minor | 10570 | Predictive Maintenance | 182.5
1002701 | Meter Reading - Electric | B (Average): Asset is sound, operationally safe and exhibits only minor deterioration. | Category 3 (Recommended): Minor work required to prevent a deterioration of the service provided by the asset. | 20 | 2010-09-09 | 13.6263 | 72.3737 | x | 1 | 2. Minor | 10570 | Predictive Maintenance | 182.5
1002702 | Meter Reading - Electric | B (Average): Asset is sound, operationally safe and exhibits only minor deterioration. | Category 3 (Recommended): Minor work required to prevent a deterioration of the service provided by the asset. | 20 | 2006-07-25 | 17.7522 | 68.2478 | x | 1 | 2. Minor | 10570 | Predictive Maintenance | 182.5
1002703 | Meter Reading - Electric | B (Average): Asset is sound, operationally safe and exhibits only minor deterioration. | Category 3 (Recommended): Minor work required to prevent a deterioration of the service provided by the asset. | 20 | 2021-12-10 | 2.3737 | 83.6263 | x | 1 | 2. Minor | 10571 | Predictive Maintenance | 182.5
1002704 | Meter Reading - Electric | B (Average): Asset is sound, operationally safe and exhibits only minor deterioration. | Category 3 (Recommended): Minor work required to prevent a deterioration of the service provided by the asset. | 20 | 2010-05-18 | 13.9384 | 72.0616 | x | 1 | 2. Minor | 10571 | Predictive Maintenance | 182.5
1002705 | Meter Reading - Electric | B (Average): Asset is sound, operationally safe and exhibits only minor deterioration. | Category 3 (Recommended): Minor work required to prevent a deterioration of the service provided by the asset. | 20 | 2009-11-27 | 14.4093 | 71.5907 | x | 1 | 2. Minor | 10572 | Predictive Maintenance | 182.5
1002706 | Meter Reading - Electric | B (Average): Asset is sound, operationally safe and exhibits only minor deterioration. | Category 3 (Recommended): Minor work required to prevent a deterioration of the service provided by the asset. | 20 | 2018-05-20 | 5.9329 | 80.0671 | x | 1 | 2. Minor | 10572 | Predictive Maintenance | 182.5
1002707 | Meter Reading - Electric | B (Average): Asset is sound, operationally safe and exhibits only minor deterioration. | Category 3 (Recommended): Minor work required to prevent a deterioration of the service provided by the asset. | 20 | 2012-05-14 | 11.948 | 70.052 | x | 3 | 2. Minor | 10573 | Predictive Maintenance | 182.5
1002708 | Meter Reading - Electric | B (Average): Asset is sound, operationally safe and exhibits only minor deterioration. | Category 3 (Recommended): Minor work required to prevent a deterioration of the service provided by the asset. | 20 | 2007-04-14 | 17.0322 | 64.9678 | x | 3 | 2. Minor | 10573 | Predictive Maintenance | 182.5
1002709 | Meter Reading - Electric | B (Average): Asset is sound, operationally safe and exhibits only minor deterioration. | Category 3 (Recommended): Minor work required to prevent a deterioration of the service provided by the asset. | 20 | 2006-06-13 | 17.8672 | 64.1328 | x | 3 | 2. Minor | 10574 | Predictive Maintenance | 182.5
1002710 | Meter Reading - Electric | B (Average): Asset is sound, operationally safe and exhibits only minor deterioration. | Category 3 (Recommended): Minor work required to prevent a deterioration of the service provided by the asset. | 20 | 2013-06-18 | 10.8528 | 71.1472 | x | 3 | 2. Minor | 10574 | Predictive Maintenance | 182.5
1002711 | Meter Reading - Electric | B (Average): Asset is sound, operationally safe and exhibits only minor deterioration. | Category 3 (Recommended): Minor work required to prevent a deterioration of the service provided by the asset. | 20 | 2005-10-09 | 18.5435 | 67.4565 | x | 1 | 2. Minor | 10575 | Predictive Maintenance | 182.5
1002712 | Meter Reading - Electric | B (Average): Asset is sound, operationally safe and exhibits only minor deterioration. | Category 3 (Recommended): Minor work required to prevent a deterioration of the service provided by the asset. | 20 | 2006-07-19 | 17.7687 | 68.2313 | x | 1 | 2. Minor | 10575 | Predictive Maintenance | 182.5
1002713 | Meter Reading - Electric | B (Average): Asset is sound, operationally safe and exhibits only minor deterioration. | Category 3 (Recommended): Minor work required to prevent a deterioration of the service provided by the asset. | 20 | 2017-09-14 | 6.6119 | 79.3881 | x | 1 | 2. Minor | 10576 | Predictive Maintenance | 182.5
1002714 | Meter Reading - Electric | B (Average): Asset is sound, operationally safe and exhibits only minor deterioration. | Category 3 (Recommended): Minor work required to prevent a deterioration of the service provided by the asset. | 20 | 2015-06-20 | 8.8487 | 77.1513 | x | 1 | 2. Minor | 10576 | Predictive Maintenance | 182.5
1002715 | Meter Reading - Electric | B (Average): Asset is sound, operationally safe and exhibits only minor deterioration. | Category 3 (Recommended): Minor work required to prevent a deterioration of the service provided by the asset. | 20 | 2017-07-01 | 6.8172 | 79.1828 | x | 1 | 2. Minor | 10577 | Predictive Maintenance | 182.5
1002716 | Meter Reading - Electric | B (Average): Asset is sound, operationally safe and exhibits only minor deterioration. | Category 3 (Recommended): Minor work required to prevent a deterioration of the service provided by the asset. | 20 | 2018-05-30 | 5.9055 | 80.0945 | x | 1 | 2. Minor | 10577 | Predictive Maintenance | 182.5
1002717 | Meter Reading - Electric | B (Average): Asset is sound, operationally safe and exhibits only minor deterioration. | Category 3 (Recommended): Minor work required to prevent a deterioration of the service provided by the asset. | 20 | 2005-09-27 | 18.5763 | 67.4237 | x | 1 | 2. Minor | 10578 | Predictive Maintenance | 182.5
1002718 | Meter Reading - Electric | B (Average): Asset is sound, operationally safe and exhibits only minor deterioration. | Category 3 (Recommended): Minor work required to prevent a deterioration of the service provided by the asset. | 20 | 2022-07-24 | 1.755 | 84.245 | x | 1 | 2. Minor | 10578 | Predictive Maintenance | 182.5
1002719 | Meter Reading - Electric | B (Average): Asset is sound, operationally safe and exhibits only minor deterioration. | Category 3 (Recommended): Minor work required to prevent a deterioration of the service provided by the asset. | 20 | 2020-04-21 | 4.011 | 77.989 | x | 3 | 2. Minor | 10579 | Predictive Maintenance | 182.5
1002720 | Meter Reading - Electric | B (Average): Asset is sound, operationally safe and exhibits only minor deterioration. | Category 3 (Recommended): Minor work required to prevent a deterioration of the service provided by the asset. | 20 | 2005-01-18 | 19.2663 | 62.7337 | x | 3 | 2. Minor | 10579 | Predictive Maintenance | 182.5
1002721 | Meter Reading - Electric | B (Average): Asset is sound, operationally safe and exhibits only minor deterioration. | Category 3 (Recommended): Minor work required to prevent a deterioration of the service provided by the asset. | 20 | 2013-10-10 | 10.5407 | 71.4593 | x | 3 | 2. Minor | 10580 | Predictive Maintenance | 182.5
1002722 | Meter Reading - Electric | B (Average): Asset is sound, operationally safe and exhibits only minor deterioration. | Category 3 (Recommended): Minor work required to prevent a deterioration of the service provided by the asset. | 20 | 2019-06-26 | 4.8323 | 77.1677 | x | 3 | 2. Minor | 10580 | Predictive Maintenance | 182.5
1002723 | Meter Reading - Electric | B (Average): Asset is sound, operationally safe and exhibits only minor deterioration. | Category 3 (Recommended): Minor work required to prevent a deterioration of the service provided by the asset. | 20 | 2005-09-19 | 18.5982 | 67.4018 | x | 1 | 2. Minor | 10581 | Predictive Maintenance | 182.5
1002724 | Meter Reading - Electric | B (Average): Asset is sound, operationally safe and exhibits only minor deterioration. | Category 3 (Recommended): Minor work required to prevent a deterioration of the service provided by the asset. | 20 | 2018-04-02 | 6.0643 | 79.9357 | x | 1 | 2. Minor | 10581 | Predictive Maintenance | 182.5
1002725 | Meter Reading - Electric | B (Average): Asset is sound, operationally safe and exhibits only minor deterioration. | Category 3 (Recommended): Minor work required to prevent a deterioration of the service provided by the asset. | 20 | 2007-08-21 | 16.679 | 69.321 | x | 1 | 2. Minor | 10169 | Predictive Maintenance | 182.5
1002726 | Meter Reading - Electric | B (Average): Asset is sound, operationally safe and exhibits only minor deterioration. | Category 3 (Recommended): Minor work required to prevent a deterioration of the service provided by the asset. | 20 | 2011-05-14 | 12.95 | 73.05 | x | 1 | 2. Minor | 10169 | Predictive Maintenance | 182.5
1002727 | Meter Reading - Electric | B (Average): Asset is sound, operationally safe and exhibits only minor deterioration. | Category 3 (Recommended): Minor work required to prevent a deterioration of the service provided by the asset. | 20 | 2010-11-26 | 13.4127 | 72.5873 | x | 1 | 2. Minor | 10582 | Predictive Maintenance | 182.5
1002728 | Meter Reading - Electric | B (Average): Asset is sound, operationally safe and exhibits only minor deterioration. | Category 3 (Recommended): Minor work required to prevent a deterioration of the service provided by the asset. | 20 | 2010-10-20 | 13.514 | 72.486 | x | 1 | 2. Minor | 10582 | Predictive Maintenance | 182.5
1002729 | Meter Reading - Electric | B (Average): Asset is sound, operationally safe and exhibits only minor deterioration. | Category 3 (Recommended): Minor work required to prevent a deterioration of the service provided by the asset. | 20 | 2017-04-30 | 6.987 | 79.013 | x | 1 | 2. Minor | 10583 | Predictive Maintenance | 182.5
1002730 | Meter Reading - Electric | B (Average): Asset is sound, operationally safe and exhibits only minor deterioration. | Category 3 (Recommended): Minor work required to prevent a deterioration of the service provided by the asset. | 20 | 2022-04-14 | 2.0315 | 83.9685 | x | 1 | 2. Minor | 10583 | Predictive Maintenance | 182.5
1002731 | Meter Reading - Electric | B (Average): Asset is sound, operationally safe and exhibits only minor deterioration. | Category 3 (Recommended): Minor work required to prevent a deterioration of the service provided by the asset. | 20 | 2022-10-30 | 1.4867 | 80.5133 | x | 3 | 2. Minor | 10584 | Predictive Maintenance | 182.5
1002732 | Meter Reading - Electric | B (Average): Asset is sound, operationally safe and exhibits only minor deterioration. | Category 3 (Recommended): Minor work required to prevent a deterioration of the service provided by the asset. | 20 | 2016-09-18 | 7.6003 | 74.3997 | x | 3 | 2. Minor | 10584 | Predictive Maintenance | 182.5
1002733 | Meter Reading - Electric | B (Average): Asset is sound, operationally safe and exhibits only minor deterioration. | Category 3 (Recommended): Minor work required to prevent a deterioration of the service provided by the asset. | 20 | 2014-04-05 | 10.0561 | 71.9439 | x | 3 | 2. Minor | 10313 | Predictive Maintenance | 182.5
1002734 | Meter Reading - Electric | B (Average): Asset is sound, operationally safe and exhibits only minor deterioration. | Category 3 (Recommended): Minor work required to prevent a deterioration of the service provided by the asset. | 20 | 2016-06-26 | 7.8303 | 74.1697 | x | 3 | 2. Minor | 10313 | Predictive Maintenance | 182.5
1002735 | Meter Reading - Electric | B (Average): Asset is sound, operationally safe and exhibits only minor deterioration. | Category 3 (Recommended): Minor work required to prevent a deterioration of the service provided by the asset. | 20 | 2016-11-26 | 7.4114 | 78.5886 | x | 1 | 2. Minor | 10585 | Predictive Maintenance | 182.5
1002736 | Meter Reading - Electric | B (Average): Asset is sound, operationally safe and exhibits only minor deterioration. | Category 3 (Recommended): Minor work required to prevent a deterioration of the service provided by the asset. | 20 | 2006-11-16 | 17.4401 | 68.5599 | x | 1 | 2. Minor | 10585 | Predictive Maintenance | 182.5
1002737 | Meter Reading - Electric | B (Average): Asset is sound, operationally safe and exhibits only minor deterioration. | Category 3 (Recommended): Minor work required to prevent a deterioration of the service provided by the asset. | 20 | 2013-07-09 | 10.7953 | 75.2047 | x | 1 | 2. Minor | 10586 | Predictive Maintenance | 182.5
1002738 | Meter Reading - Electric | B (Average): Asset is sound, operationally safe and exhibits only minor deterioration. | Category 3 (Recommended): Minor work required to prevent a deterioration of the service provided by the asset. | 20 | 2016-07-09 | 7.7947 | 78.2053 | x | 1 | 2. Minor | 10586 | Predictive Maintenance | 182.5
1002739 | Meter Reading - Electric | B (Average): Asset is sound, operationally safe and exhibits only minor deterioration. | Category 3 (Recommended): Minor work required to prevent a deterioration of the service provided by the asset. | 20 | 2006-12-29 | 17.3224 | 68.6776 | x | 1 | 2. Minor | 10587 | Predictive Maintenance | 182.5
1002740 | Meter Reading - Electric | B (Average): Asset is sound, operationally safe and exhibits only minor deterioration. | Category 3 (Recommended): Minor work required to prevent a deterioration of the service provided by the asset. | 20 | 2008-08-01 | 15.7317 | 70.2683 | x | 1 | 2. Minor | 10587 | Predictive Maintenance | 182.5
1002741 | Meter Reading - Electric | B (Average): Asset is sound, operationally safe and exhibits only minor deterioration. | Category 3 (Recommended): Minor work required to prevent a deterioration of the service provided by the asset. | 20 | 2015-12-05 | 8.3888 | 77.6112 | x | 1 | 2. Minor | 10588 | Predictive Maintenance | 182.5
1002742 | Meter Reading - Electric | B (Average): Asset is sound, operationally safe and exhibits only minor deterioration. | Category 3 (Recommended): Minor work required to prevent a deterioration of the service provided by the asset. | 20 | 2014-07-29 | 9.7413 | 76.2587 | x | 1 | 2. Minor | 10588 | Predictive Maintenance | 182.5
1002743 | Meter Reading - Electric | B (Average): Asset is sound, operationally safe and exhibits only minor deterioration. | Category 3 (Recommended): Minor work required to prevent a deterioration of the service provided by the asset. | 20 | 2011-12-07 | 12.3833 | 69.6167 | x | 3 | 2. Minor | 10589 | Predictive Maintenance | 182.5
1002744 | Meter Reading - Electric | B (Average): Asset is sound, operationally safe and exhibits only minor deterioration. | Category 3 (Recommended): Minor work required to prevent a deterioration of the service provided by the asset. | 20 | 2005-10-21 | 18.5106 | 63.4894 | x | 3 | 2. Minor | 10589 | Predictive Maintenance | 182.5
1002745 | Meter Reading - Electric | B (Average): Asset is sound, operationally safe and exhibits only minor deterioration. | Category 3 (Recommended): Minor work required to prevent a deterioration of the service provided by the asset. | 20 | 2005-05-21 | 18.9295 | 63.0705 | x | 3 | 2. Minor | 10590 | Predictive Maintenance | 182.5
1002746 | Meter Reading - Electric | B (Average): Asset is sound, operationally safe and exhibits only minor deterioration. | Category 3 (Recommended): Minor work required to prevent a deterioration of the service provided by the asset. | 20 | 2007-11-19 | 16.4326 | 65.5674 | x | 3 | 2. Minor | 10590 | Predictive Maintenance | 182.5
1002747 | Meter Reading - Electric | B (Average): Asset is sound, operationally safe and exhibits only minor deterioration. | Category 3 (Recommended): Minor work required to prevent a deterioration of the service provided by the asset. | 20 | 2005-02-05 | 19.217 | 62.783 | x | 3 | 2. Minor | 10591 | Predictive Maintenance | 182.5
1002748 | Meter Reading - Electric | B (Average): Asset is sound, operationally safe and exhibits only minor deterioration. | Category 3 (Recommended): Minor work required to prevent a deterioration of the service provided by the asset. | 20 | 2015-05-13 | 8.9528 | 73.0472 | x | 3 | 2. Minor | 10591 | Predictive Maintenance | 182.5
1002749 | Meter Reading - Electric | B (Average): Asset is sound, operationally safe and exhibits only minor deterioration. | Category 3 (Recommended): Minor work required to prevent a deterioration of the service provided by the asset. | 20 | 2020-10-01 | 3.5647 | 78.4353 | x | 3 | 2. Minor | 10592 | Predictive Maintenance | 182.5
1002750 | Meter Reading - Electric | B (Average): Asset is sound, operationally safe and exhibits only minor deterioration. | Category 3 (Recommended): Minor work required to prevent a deterioration of the service provided by the asset. | 20 | 2017-10-06 | 6.5517 | 75.4483 | x | 3 | 2. Minor | 10592 | Predictive Maintenance | 182.5
1002751 | Meter Reading - Electric | B (Average): Asset is sound, operationally safe and exhibits only minor deterioration. | Category 3 (Recommended): Minor work required to prevent a deterioration of the service provided by the asset. | 20 | 2014-02-14 | 10.193 | 71.807 | x | 3 | 2. Minor | 10364 | Predictive Maintenance | 182.5
1002752 | Meter Reading - Electric | B (Average): Asset is sound, operationally safe and exhibits only minor deterioration. | Category 3 (Recommended): Minor work required to prevent a deterioration of the service provided by the asset. | 20 | 2008-09-28 | 15.5729 | 66.4271 | x | 3 | 2. Minor | 10364 | Predictive Maintenance | 182.5
1002753 | Meter Reading - Electric | B (Average): Asset is sound, operationally safe and exhibits only minor deterioration. | Category 3 (Recommended): Minor work required to prevent a deterioration of the service provided by the asset. | 20 | 2011-10-01 | 12.5667 | 69.4333 | x | 3 | 2. Minor | 10593 | Predictive Maintenance | 182.5
1002754 | Meter Reading - Electric | B (Average): Asset is sound, operationally safe and exhibits only minor deterioration. | Category 3 (Recommended): Minor work required to prevent a deterioration of the service provided by the asset. | 20 | 2022-05-08 | 1.9658 | 80.0342 | x | 3 | 2. Minor | 10593 | Predictive Maintenance | 182.5
1002755 | Meter Reading - Electric | B (Average): Asset is sound, operationally safe and exhibits only minor deterioration. | Category 3 (Recommended): Minor work required to prevent a deterioration of the service provided by the asset. | 20 | 2021-02-19 | 3.1786 | 78.8214 | x | 3 | 2. Minor | 10594 | Predictive Maintenance | 182.5
1002756 | Meter Reading - Electric | B (Average): Asset is sound, operationally safe and exhibits only minor deterioration. | Category 3 (Recommended): Minor work required to prevent a deterioration of the service provided by the asset. | 20 | 2017-10-30 | 6.486 | 75.514 | x | 3 | 2. Minor | 10594 | Predictive Maintenance | 182.5
1002757 | Meter Reading - Electric | B (Average): Asset is sound, operationally safe and exhibits only minor deterioration. | Category 3 (Recommended): Minor work required to prevent a deterioration of the service provided by the asset. | 20 | 2015-02-09 | 9.2074 | 72.7926 | x | 3 | 2. Minor | 10595 | Predictive Maintenance | 182.5
1002758 | Meter Reading - Electric | B (Average): Asset is sound, operationally safe and exhibits only minor deterioration. | Category 3 (Recommended): Minor work required to prevent a deterioration of the service provided by the asset. | 20 | 2021-06-25 | 2.8337 | 79.1663 | x | 3 | 2. Minor | 10595 | Predictive Maintenance | 182.5
1002759 | Distribution Boards | B (Average): Asset is sound, operationally safe and exhibits only minor deterioration. | Category 3 (Recommended): Minor work required to prevent a deterioration of the service provided by the asset. | 20 | 2017-02-13 | 7.1951 | 72.8049 | x | 4 | 4. Significant | 10315 | Predictive Maintenance | 91.25
1002760 | Distribution Boards | B (Average): Asset is sound, operationally safe and exhibits only minor deterioration. | Category 3 (Recommended): Minor work required to prevent a deterioration of the service provided by the asset. | 20 | 2004-02-15 | 20.1916 | 59.8084 | x | 4 | 4. Significant | 10315 | Predictive Maintenance | 91.25
1002761 | 230V - 110V Wall Mounted Transformer | B (Average): Asset is sound, operationally safe and exhibits only minor deterioration. | Category 3 (Recommended): Minor work required to prevent a deterioration of the service provided by the asset. | 20 | 2015-02-28 | 9.1554 | 70.8446 | x | 4 | 3. Moderate | 10315 | Predictive Maintenance | 91.25
1002762 | Distribution Boards | B (Average): Asset is sound, operationally safe and exhibits only minor deterioration. | Category 3 (Recommended): Minor work required to prevent a deterioration of the service provided by the asset. | 20 | 2018-08-25 | 5.6674 | 74.3326 | x | 4 | 4. Significant | 10307 | Predictive Maintenance | 91.25
1002763 | Distribution Boards | B (Average): Asset is sound, operationally safe and exhibits only minor deterioration. | Category 3 (Recommended): Minor work required to prevent a deterioration of the service provided by the asset. | 20 | 2005-03-27 | 19.0801 | 60.9199 | x | 4 | 4. Significant | 10307 | Predictive Maintenance | 91.25
1002764 | Distribution Boards | B (Average): Asset is sound, operationally safe and exhibits only minor deterioration. | Category 3 (Recommended): Minor work required to prevent a deterioration of the service provided by the asset. | 20 | 2011-10-15 | 12.5284 | 67.4716 | x | 4 | 4. Significant | 10307 | Predictive Maintenance | 91.25
1002767 | Outstations | B (Average): Asset is sound, operationally safe and exhibits only minor deterioration. | Category 3 (Recommended): Minor work required to prevent a deterioration of the service provided by the asset. | 10 | 2022-08-06 | 1.7194 | 80.5613 | x | 2 | 4. Significant | 10301 | Predictive Maintenance | 91.25
1002768 | Outstations | B (Average): Asset is sound, operationally safe and exhibits only minor deterioration. | Category 3 (Recommended): Minor work required to prevent a deterioration of the service provided by the asset. | 10 | 2015-02-10 | 9.2047 | 63.5907 | x | 3 | 4. Significant | 10596 | Predictive Maintenance | 91.25
1002769 | Distribution Boards | B (Average): Asset is sound, operationally safe and exhibits only minor deterioration. | Category 3 (Recommended): Minor work required to prevent a deterioration of the service provided by the asset. | 20 | 2013-01-19 | 11.2635 | 68.7365 | x | 4 | 4. Significant | 10597 | Predictive Maintenance | 91.25
1002770 | Distribution Boards | B (Average): Asset is sound, operationally safe and exhibits only minor deterioration. | Category 3 (Recommended): Minor work required to prevent a deterioration of the service provided by the asset. | 20 | 2019-09-01 | 4.6489 | 75.3511 | x | 4 | 4. Significant | 10597 | Predictive Maintenance | 91.25
1002771 | Distribution Boards | B (Average): Asset is sound, operationally safe and exhibits only minor deterioration. | Category 3 (Recommended): Minor work required to prevent a deterioration of the service provided by the asset. | 20 | 2017-01-21 | 7.258 | 72.742 | x | 4 | 4. Significant | 10597 | Predictive Maintenance | 91.25
1002773 | Laboratory Fume Cupboard | B (Average): Asset is sound, operationally safe and exhibits only minor deterioration. | Category 3 (Recommended): Minor work required to prevent a deterioration of the service provided by the asset. | 15 | 2012-01-21 | 12.2601 | 63.6532 | x | 4 | 4. Significant | 10597 | Predictive Maintenance | 91.25
1002774 | Ventilating Fans - General | C (Poor): Asset is operational but major repair or replacement will be needed. | Category 3 (Recommended): Minor work required to prevent a deterioration of the service provided by the asset. | 20 | 2009-11-28 | 14.4066 | 51.5934 | x | 4 | 2. Minor | 10598 | Predictive Maintenance | 182.5
1002775 | Room Air Conditioners | B (Average): Asset is sound, operationally safe and exhibits only minor deterioration. | Category 3 (Recommended): Minor work required to prevent a deterioration of the service provided by the asset. | 15 | 2012-08-24 | 11.6687 | 64.4417 | x | 4 | 3. Moderate | 10598 | Predictive Maintenance | 91.25
1002776 | Water Leak Detection Systems | B (Average): Asset is sound, operationally safe and exhibits only minor deterioration. | Category 3 (Recommended): Minor work required to prevent a deterioration of the service provided by the asset. | 15 | 2018-09-28 | 5.5743 | 72.5676 | x | 4 | 4. Significant | 10307 | Predictive Maintenance | 91.25
1002777 | Laboratory Fume Cupboard | B (Average): Asset is sound, operationally safe and exhibits only minor deterioration. | Category 3 (Recommended): Minor work required to prevent a deterioration of the service provided by the asset. | 15 | 2023-12-27 | 0.32854 | 79.5619 | x | 4 | 4. Significant | 10307 | Predictive Maintenance | 91.25
1002778 | 230V - 110V Wall Mounted Transformer | B (Average): Asset is sound, operationally safe and exhibits only minor deterioration. | Category 3 (Recommended): Minor work required to prevent a deterioration of the service provided by the asset. | 20 | 2021-06-15 | 2.8611 | 77.1389 | x | 4 | 3. Moderate | 10307 | Predictive Maintenance | 91.25
1002779 | Distribution Boards | B (Average): Asset is sound, operationally safe and exhibits only minor deterioration. | Category 3 (Recommended): Minor work required to prevent a deterioration of the service provided by the asset. | 20 | 2012-12-28 | 11.3238 | 68.6762 | x | 4 | 4. Significant | 10598 | Predictive Maintenance | 91.25
1002780 | Distribution Boards | B (Average): Asset is sound, operationally safe and exhibits only minor deterioration. | Category 3 (Recommended): Minor work required to prevent a deterioration of the service provided by the asset. | 20 | 2016-06-20 | 7.8467 | 72.1533 | x | 4 | 4. Significant | 10598 | Predictive Maintenance | 91.25
1002781 | Distribution Boards | B (Average): Asset is sound, operationally safe and exhibits only minor deterioration. | Category 3 (Recommended): Minor work required to prevent a deterioration of the service provided by the asset. | 20 | 2020-08-21 | 3.6769 | 76.3231 | x | 4 | 4. Significant | 10598 | Predictive Maintenance | 91.25
1002782 | Distribution Boards | B (Average): Asset is sound, operationally safe and exhibits only minor deterioration. | Category 3 (Recommended): Minor work required to prevent a deterioration of the service provided by the asset. | 20 | 2020-03-10 | 4.1259 | 75.8741 | x | 4 | 4. Significant | 10599 | Predictive Maintenance | 91.25
1002783 | Distribution Boards | B (Average): Asset is sound, operationally safe and exhibits only minor deterioration. | Category 3 (Recommended): Minor work required to prevent a deterioration of the service provided by the asset. | 20 | 2006-06-08 | 17.8809 | 62.1191 | x | 4 | 4. Significant | 10599 | Predictive Maintenance | 91.25
1002784 | Distribution Boards | B (Average): Asset is sound, operationally safe and exhibits only minor deterioration. | Category 3 (Recommended): Minor work required to prevent a deterioration of the service provided by the asset. | 20 | 2022-12-31 | 1.3169 | 78.6831 | x | 4 | 4. Significant | 10599 | Predictive Maintenance | 91.25
1002785 | Distribution Boards | B (Average): Asset is sound, operationally safe and exhibits only minor deterioration. | Category 3 (Recommended): Minor work required to prevent a deterioration of the service provided by the asset. | 20 | 2018-08-15 | 5.6947 | 74.3053 | x | 4 | 4. Significant | 10600 | Predictive Maintenance | 91.25
1002786 | Distribution Boards | B (Average): Asset is sound, operationally safe and exhibits only minor deterioration. | Category 3 (Recommended): Minor work required to prevent a deterioration of the service provided by the asset. | 20 | 2005-11-25 | 18.4148 | 61.5852 | x | 4 | 4. Significant | 10600 | Predictive Maintenance | 91.25
1002787 | Distribution Boards | B (Average): Asset is sound, operationally safe and exhibits only minor deterioration. | Category 3 (Recommended): Minor work required to prevent a deterioration of the service provided by the asset. | 20 | 2013-06-03 | 10.8939 | 69.1061 | x | 4 | 4. Significant | 10600 | Predictive Maintenance | 91.25
1002788 | Outstations | B (Average): Asset is sound, operationally safe and exhibits only minor deterioration. | Category 3 (Recommended): Minor work required to prevent a deterioration of the service provided by the asset. | 10 | 2018-08-19 | 5.6838 | 68.6324 | x | 4 | 4. Significant | 10601 | Predictive Maintenance | 91.25
1002789 | Meter Reading - Electric | B (Average): Asset is sound, operationally safe and exhibits only minor deterioration. | Category 3 (Recommended): Minor work required to prevent a deterioration of the service provided by the asset. | 20 | 2013-10-09 | 10.5435 | 75.4565 | x | 1 | 2. Minor | 10602 | Predictive Maintenance | 182.5
1002790 | Meter Reading - Electric | B (Average): Asset is sound, operationally safe and exhibits only minor deterioration. | Category 3 (Recommended): Minor work required to prevent a deterioration of the service provided by the asset. | 20 | 2021-12-25 | 2.3326 | 83.6674 | x | 1 | 2. Minor | 10602 | Predictive Maintenance | 182.5
1002791 | Meter Reading - Electric | B (Average): Asset is sound, operationally safe and exhibits only minor deterioration. | Category 3 (Recommended): Minor work required to prevent a deterioration of the service provided by the asset. | 20 | 2009-10-22 | 14.5079 | 71.4921 | x | 1 | 2. Minor | 10602 | Predictive Maintenance | 182.5
1002792 | Meter Reading - Electric | B (Average): Asset is sound, operationally safe and exhibits only minor deterioration. | Category 3 (Recommended): Minor work required to prevent a deterioration of the service provided by the asset. | 20 | 2009-06-29 | 14.8227 | 71.1773 | x | 1 | 2. Minor | 10602 | Predictive Maintenance | 182.5
1002793 | Distribution Boards | B (Average): Asset is sound, operationally safe and exhibits only minor deterioration. | Category 3 (Recommended): Minor work required to prevent a deterioration of the service provided by the asset. | 20 | 2018-04-03 | 6.0616 | 79.9384 | x | 1 | 4. Significant | 10602 | Predictive Maintenance | 91.25
1002794 | Meter Reading - Electric | B (Average): Asset is sound, operationally safe and exhibits only minor deterioration. | Category 3 (Recommended): Minor work required to prevent a deterioration of the service provided by the asset. | 20 | 2018-02-23 | 6.1684 | 79.8316 | x | 1 | 2. Minor | 10602 | Predictive Maintenance | 182.5
1002795 | Meter Reading - Electric | B (Average): Asset is sound, operationally safe and exhibits only minor deterioration. | Category 3 (Recommended): Minor work required to prevent a deterioration of the service provided by the asset. | 20 | 2005-06-18 | 18.8528 | 67.1472 | x | 1 | 2. Minor | 10602 | Predictive Maintenance | 182.5
1002796 | Meter Reading - Electric | B (Average): Asset is sound, operationally safe and exhibits only minor deterioration. | Category 3 (Recommended): Minor work required to prevent a deterioration of the service provided by the asset. | 20 | 2014-01-30 | 10.2341 | 75.7659 | x | 1 | 2. Minor | 10602 | Predictive Maintenance | 182.5
1002797 | Meter Reading - Electric | B (Average): Asset is sound, operationally safe and exhibits only minor deterioration. | Category 3 (Recommended): Minor work required to prevent a deterioration of the service provided by the asset. | 20 | 2013-07-30 | 10.7379 | 75.2621 | x | 1 | 2. Minor | 10602 | Predictive Maintenance | 182.5
1002798 | Meter Reading - Electric | B (Average): Asset is sound, operationally safe and exhibits only minor deterioration. | Category 3 (Recommended): Minor work required to prevent a deterioration of the service provided by the asset. | 20 | 2009-02-26 | 15.1595 | 70.8405 | x | 1 | 2. Minor | 10602 | Predictive Maintenance | 182.5
1002799 | Meter Reading - Electric | B (Average): Asset is sound, operationally safe and exhibits only minor deterioration. | Category 3 (Recommended): Minor work required to prevent a deterioration of the service provided by the asset. | 20 | 2012-04-02 | 12.063 | 73.937 | x | 1 | 2. Minor | 10602 | Predictive Maintenance | 182.5
1002800 | Meter Reading - Electric | B (Average): Asset is sound, operationally safe and exhibits only minor deterioration. | Category 3 (Recommended): Minor work required to prevent a deterioration of the service provided by the asset. | 20 | 2021-08-07 | 2.7159 | 83.2841 | x | 1 | 2. Minor | 10602 | Predictive Maintenance | 182.5
1002801 | Meter Reading - Electric | B (Average): Asset is sound, operationally safe and exhibits only minor deterioration. | Category 3 (Recommended): Minor work required to prevent a deterioration of the service provided by the asset. | 20 | 2016-03-20 | 8.0986 | 77.9014 | x | 1 | 2. Minor | 10602 | Predictive Maintenance | 182.5
1002802 | Meter Reading - Electric | B (Average): Asset is sound, operationally safe and exhibits only minor deterioration. | Category 3 (Recommended): Minor work required to prevent a deterioration of the service provided by the asset. | 20 | 2023-10-12 | 0.53662 | 85.4634 | x | 1 | 2. Minor | 10602 | Predictive Maintenance | 182.5
1002803 | Meter Reading - Electric | B (Average): Asset is sound, operationally safe and exhibits only minor deterioration. | Category 3 (Recommended): Minor work required to prevent a deterioration of the service provided by the asset. | 20 | 2004-07-21 | 19.7618 | 66.2382 | x | 1 | 2. Minor | 10602 | Predictive Maintenance | 182.5
1002804 | Meter Reading - Electric | B (Average): Asset is sound, operationally safe and exhibits only minor deterioration. | Category 3 (Recommended): Minor work required to prevent a deterioration of the service provided by the asset. | 20 | 2020-10-27 | 3.4935 | 82.5065 | x | 1 | 2. Minor | 10602 | Predictive Maintenance | 182.5
1002805 | Meter Reading - Electric | B (Average): Asset is sound, operationally safe and exhibits only minor deterioration. | Category 3 (Recommended): Minor work required to prevent a deterioration of the service provided by the asset. | 20 | 2004-05-06 | 19.9699 | 66.0301 | x | 1 | 2. Minor | 10602 | Predictive Maintenance | 182.5
1002806 | Meter Reading - Electric | B (Average): Asset is sound, operationally safe and exhibits only minor deterioration. | Category 3 (Recommended): Minor work required to prevent a deterioration of the service provided by the asset. | 20 | 2007-03-29 | 17.076 | 68.924 | x | 1 | 2. Minor | 10602 | Predictive Maintenance | 182.5
1002807 | Meter Reading - Electric | B (Average): Asset is sound, operationally safe and exhibits only minor deterioration. | Category 3 (Recommended): Minor work required to prevent a deterioration of the service provided by the asset. | 20 | 2016-02-29 | 8.1533 | 77.8467 | x | 1 | 2. Minor | 10602 | Predictive Maintenance | 182.5
1002808 | Meter Reading - Electric | B (Average): Asset is sound, operationally safe and exhibits only minor deterioration. | Category 3 (Recommended): Minor work required to prevent a deterioration of the service provided by the asset. | 20 | 2007-03-23 | 17.0924 | 68.9076 | x | 1 | 2. Minor | 10602 | Predictive Maintenance | 182.5
1002810 | Distribution Boards | B (Average): Asset is sound, operationally safe and exhibits only minor deterioration. | Category 3 (Recommended): Minor work required to prevent a deterioration of the service provided by the asset. | 20 | 2017-02-16 | 7.1869 | 78.8131 | x | 1 | 4. Significant | 10602 | Predictive Maintenance | 91.25
1002811 | Distribution Boards | B (Average): Asset is sound, operationally safe and exhibits only minor deterioration. | Category 3 (Recommended): Minor work required to prevent a deterioration of the service provided by the asset. | 20 | 2011-09-26 | 12.5804 | 73.4196 | x | 1 | 4. Significant | 10602 | Predictive Maintenance | 91.25
1002812 | Water Leak Detection Systems | B (Average): Asset is sound, operationally safe and exhibits only minor deterioration. | Category 3 (Recommended): Minor work required to prevent a deterioration of the service provided by the asset. | 15 | 2014-09-25 | 9.5825 | 73.2234 | x | 1 | 4. Significant | 10602 | Predictive Maintenance | 91.25
1002813 | Meter Reading - Electric | B (Average): Asset is sound, operationally safe and exhibits only minor deterioration. | Category 3 (Recommended): Minor work required to prevent a deterioration of the service provided by the asset. | 20 | 2008-10-31 | 15.4825 | 70.5175 | x | 1 | 2. Minor | 10079 | Predictive Maintenance | 182.5
1002814 | Meter Reading - Electric | B (Average): Asset is sound, operationally safe and exhibits only minor deterioration. | Category 3 (Recommended): Minor work required to prevent a deterioration of the service provided by the asset. | 20 | 2006-05-29 | 17.9083 | 68.0917 | x | 1 | 2. Minor | 10079 | Predictive Maintenance | 182.5
1002815 | Meter Reading - Electric | B (Average): Asset is sound, operationally safe and exhibits only minor deterioration. | Category 3 (Recommended): Minor work required to prevent a deterioration of the service provided by the asset. | 20 | 2015-02-21 | 9.1745 | 76.8255 | x | 1 | 2. Minor | 10079 | Predictive Maintenance | 182.5
1002816 | Outstations | B (Average): Asset is sound, operationally safe and exhibits only minor deterioration. | Category 3 (Recommended): Minor work required to prevent a deterioration of the service provided by the asset. | 10 | 2018-02-09 | 6.2067 | 73.5866 | x | 1 | 4. Significant | 10187 | Predictive Maintenance | 91.25
1002817 | Distribution Boards | B (Average): Asset is sound, operationally safe and exhibits only minor deterioration. | Category 3 (Recommended): Minor work required to prevent a deterioration of the service provided by the asset. | 20 | 2014-11-11 | 9.4538 | 76.5462 | x | 1 | 4. Significant | 10187 | Predictive Maintenance | 91.25
1002818 | Distribution Boards | B (Average): Asset is sound, operationally safe and exhibits only minor deterioration. | Category 3 (Recommended): Minor work required to prevent a deterioration of the service provided by the asset. | 20 | 2008-03-23 | 16.0903 | 69.9097 | x | 1 | 4. Significant | 10187 | Predictive Maintenance | 91.25
1002819 | Water Booster Pumps | B (Average): Asset is sound, operationally safe and exhibits only minor deterioration. | Category 3 (Recommended): Minor work required to prevent a deterioration of the service provided by the asset. | 15 | 2012-10-08 | 11.5455 | 70.606 | x | 1 | 4. Significant | 10187 | Predictive Maintenance | 91.25
1002820 | Water Booster Pumps | B (Average): Asset is sound, operationally safe and exhibits only minor deterioration. | Category 3 (Recommended): Minor work required to prevent a deterioration of the service provided by the asset. | 15 | 2010-04-09 | 14.0452 | 67.2731 | x | 1 | 4. Significant | 10187 | Predictive Maintenance | 91.25
1002822 | Heat meter, calculator and temperature probes | B (Average): Asset is sound, operationally safe and exhibits only minor deterioration. | Category 3 (Recommended): Minor work required to prevent a deterioration of the service provided by the asset. | 15 | 2020-08-05 | 3.7207 | 81.039 | x | 1 | 2. Minor | 10079 | Predictive Maintenance | 182.5
1002823 | Heat meter, calculator and temperature probes | B (Average): Asset is sound, operationally safe and exhibits only minor deterioration. | Category 3 (Recommended): Minor work required to prevent a deterioration of the service provided by the asset. | 15 | 2017-07-20 | 6.7652 | 76.9797 | x | 1 | 2. Minor | 10079 | Predictive Maintenance | 182.5
1002824 | Heat meter, calculator and temperature probes | B (Average): Asset is sound, operationally safe and exhibits only minor deterioration. | Category 3 (Recommended): Minor work required to prevent a deterioration of the service provided by the asset. | 15 | 2012-10-28 | 11.4908 | 70.679 | x | 1 | 2. Minor | 10079 | Predictive Maintenance | 182.5
1002825 | Fire Alarm System | B (Average): Asset is sound, operationally safe and exhibits only minor deterioration. | Category 3 (Recommended): Minor work required to prevent a deterioration of the service provided by the asset. | 15 | 2019-09-07 | 4.6324 | 75.8234 | x | 3 | 5. Severe | 10603 | Predictive Maintenance | 28
1002826 | Distribution Boards | B (Average): Asset is sound, operationally safe and exhibits only minor deterioration. | Category 3 (Recommended): Minor work required to prevent a deterioration of the service provided by the asset. | 20 | 2013-07-12 | 10.7871 | 71.2129 | x | 3 | 4. Significant | 10388 | Predictive Maintenance | 91.25
1002827 | Distribution Boards | B (Average): Asset is sound, operationally safe and exhibits only minor deterioration. | Category 3 (Recommended): Minor work required to prevent a deterioration of the service provided by the asset. | 20 | 2019-03-31 | 5.0705 | 76.9295 | x | 3 | 4. Significant | 10388 | Predictive Maintenance | 91.25
1002828 | Distribution Boards | B (Average): Asset is sound, operationally safe and exhibits only minor deterioration. | Category 3 (Recommended): Minor work required to prevent a deterioration of the service provided by the asset. | 20 | 2016-07-03 | 7.8111 | 74.1889 | x | 3 | 4. Significant | 10388 | Predictive Maintenance | 91.25
1002829 | Distribution Boards | B (Average): Asset is sound, operationally safe and exhibits only minor deterioration. | Category 3 (Recommended): Minor work required to prevent a deterioration of the service provided by the asset. | 20 | 2020-09-14 | 3.6112 | 78.3888 | x | 3 | 4. Significant | 10388 | Predictive Maintenance | 91.25
1002830 | Distribution Boards | B (Average): Asset is sound, operationally safe and exhibits only minor deterioration. | Category 3 (Recommended): Minor work required to prevent a deterioration of the service provided by the asset. | 20 | 2005-11-21 | 18.4257 | 63.5743 | x | 3 | 4. Significant | 10388 | Predictive Maintenance | 91.25
1002831 | Distribution Boards | B (Average): Asset is sound, operationally safe and exhibits only minor deterioration. | Category 3 (Recommended): Minor work required to prevent a deterioration of the service provided by the asset. | 20 | 2020-05-22 | 3.9261 | 78.0739 | x | 3 | 4. Significant | 10388 | Predictive Maintenance | 91.25
1002832 | Distribution Boards | B (Average): Asset is sound, operationally safe and exhibits only minor deterioration. | Category 3 (Recommended): Minor work required to prevent a deterioration of the service provided by the asset. | 20 | 2023-04-13 | 1.0349 | 80.9651 | x | 3 | 4. Significant | 10388 | Predictive Maintenance | 91.25
1002833 | Ventilating Fans - General | B (Average): Asset is sound, operationally safe and exhibits only minor deterioration. | Category 3 (Recommended): Minor work required to prevent a deterioration of the service provided by the asset. | 20 | 2011-10-06 | 12.553 | 69.447 | x | 3 | 2. Minor | 10604 | Predictive Maintenance | 182.5
1002835 | Distribution Boards | B (Average): Asset is sound, operationally safe and exhibits only minor deterioration. | Category 3 (Recommended): Minor work required to prevent a deterioration of the service provided by the asset. | 20 | 2013-10-17 | 10.5216 | 69.4784 | x | 4 | 4. Significant | 10606 | Predictive Maintenance | 91.25
1002836 | Distribution Boards | B (Average): Asset is sound, operationally safe and exhibits only minor deterioration. | Category 3 (Recommended): Minor work required to prevent a deterioration of the service provided by the asset. | 20 | 2010-01-24 | 14.2505 | 65.7495 | x | 4 | 4. Significant | 10606 | Predictive Maintenance | 91.25
1002837 | Distribution Boards | B (Average): Asset is sound, operationally safe and exhibits only minor deterioration. | Category 3 (Recommended): Minor work required to prevent a deterioration of the service provided by the asset. | 20 | 2010-10-03 | 13.5606 | 66.4394 | x | 4 | 4. Significant | 10606 | Predictive Maintenance | 91.25
1002838 | Distribution Boards | B (Average): Asset is sound, operationally safe and exhibits only minor deterioration. | Category 3 (Recommended): Minor work required to prevent a deterioration of the service provided by the asset. | 20 | 2007-10-28 | 16.4928 | 63.5072 | x | 4 | 4. Significant | 10607 | Predictive Maintenance | 91.25
1002839 | Distribution Boards | B (Average): Asset is sound, operationally safe and exhibits only minor deterioration. | Category 3 (Recommended): Minor work required to prevent a deterioration of the service provided by the asset. | 20 | 2014-12-02 | 9.3963 | 70.6037 | x | 4 | 4. Significant | 10607 | Predictive Maintenance | 91.25
1002840 | Distribution Boards | B (Average): Asset is sound, operationally safe and exhibits only minor deterioration. | Category 3 (Recommended): Minor work required to prevent a deterioration of the service provided by the asset. | 20 | 2020-09-19 | 3.5975 | 76.4025 | x | 4 | 4. Significant | 10607 | Predictive Maintenance | 91.25
1002841 | Smoke Relief - Powered Smoke and Heat Exhaust Ventilators | B (Average): Asset is sound, operationally safe and exhibits only minor deterioration. | Category 3 (Recommended): Minor work required to prevent a deterioration of the service provided by the asset. | 30 | 2005-12-27 | 18.3272 | 69.7819 | x | 3 | 5. Severe | 10608 | Predictive Maintenance | 28
1002842 | Smoke Relief - Powered Smoke and Heat Exhaust Ventilators | B (Average): Asset is sound, operationally safe and exhibits only minor deterioration. | Category 3 (Recommended): Minor work required to prevent a deterioration of the service provided by the asset. | 30 | 2004-10-14 | 19.5291 | 64.9806 | x | 5 | 5. Severe | 10609 | Predictive Maintenance | 28
1002843 | Smoke Relief - Powered Smoke and Heat Exhaust Ventilators | B (Average): Asset is sound, operationally safe and exhibits only minor deterioration. | Category 3 (Recommended): Minor work required to prevent a deterioration of the service provided by the asset. | 30 | 2003-01-31 | 21.232 | 65.8453 | x | 4 | 5. Severe | 10610 | Predictive Maintenance | 28
1002844 | Smoke Relief - Powered Smoke and Heat Exhaust Ventilators | B (Average): Asset is sound, operationally safe and exhibits only minor deterioration. | Category 3 (Recommended): Minor work required to prevent a deterioration of the service provided by the asset. | 30 | 2021-03-30 | 3.0719 | 79.9521 | x | 3 | 5. Severe | 10611 | Predictive Maintenance | 28
1002845 | Smoke Relief - Powered Smoke and Heat Exhaust Ventilators | B (Average): Asset is sound, operationally safe and exhibits only minor deterioration. | Category 3 (Recommended): Minor work required to prevent a deterioration of the service provided by the asset. | 30 | 2000-12-29 | 23.321 | 64.4527 | x | 4 | 5. Severe | 10612 | Predictive Maintenance | 28
1002846 | Distribution Boards | B (Average): Asset is sound, operationally safe and exhibits only minor deterioration. | Category 3 (Recommended): Minor work required to prevent a deterioration of the service provided by the asset. | 20 | 2007-01-14 | 17.2786 | 64.7214 | x | 3 | 4. Significant | 10613 | Predictive Maintenance | 91.25
1002847 | Distribution Boards | B (Average): Asset is sound, operationally safe and exhibits only minor deterioration. | Category 3 (Recommended): Minor work required to prevent a deterioration of the service provided by the asset. | 20 | 2015-12-29 | 8.3231 | 73.6769 | x | 3 | 4. Significant | 10613 | Predictive Maintenance | 91.25
1002848 | Distribution Boards | B (Average): Asset is sound, operationally safe and exhibits only minor deterioration. | Category 3 (Recommended): Minor work required to prevent a deterioration of the service provided by the asset. | 20 | 2014-05-06 | 9.9713 | 72.0287 | x | 3 | 4. Significant | 10613 | Predictive Maintenance | 91.25
1002849 | Distribution Boards | B (Average): Asset is sound, operationally safe and exhibits only minor deterioration. | Category 3 (Recommended): Minor work required to prevent a deterioration of the service provided by the asset. | 20 | 2016-07-19 | 7.7673 | 74.2327 | x | 3 | 4. Significant | 10614 | Predictive Maintenance | 91.25
1002850 | Distribution Boards | B (Average): Asset is sound, operationally safe and exhibits only minor deterioration. | Category 3 (Recommended): Minor work required to prevent a deterioration of the service provided by the asset. | 20 | 2013-11-08 | 10.4613 | 71.5387 | x | 3 | 4. Significant | 10614 | Predictive Maintenance | 91.25
1002851 | Distribution Boards | B (Average): Asset is sound, operationally safe and exhibits only minor deterioration. | Category 3 (Recommended): Minor work required to prevent a deterioration of the service provided by the asset. | 20 | 2006-10-08 | 17.5469 | 64.4531 | x | 3 | 4. Significant | 10614 | Predictive Maintenance | 91.25
1002852 | Distribution Boards | B (Average): Asset is sound, operationally safe and exhibits only minor deterioration. | Category 3 (Recommended): Minor work required to prevent a deterioration of the service provided by the asset. | 20 | 2015-03-23 | 9.0924 | 72.9076 | x | 3 | 4. Significant | 10388 | Predictive Maintenance | 91.25
1002853 | Meter Reading - Electric | B (Average): Asset is sound, operationally safe and exhibits only minor deterioration. | Category 3 (Recommended): Minor work required to prevent a deterioration of the service provided by the asset. | 20 | 2018-10-24 | 5.5031 | 76.4969 | x | 3 | 2. Minor | 10388 | Predictive Maintenance | 182.5
1002854 | Meter Reading - Electric | B (Average): Asset is sound, operationally safe and exhibits only minor deterioration. | Category 3 (Recommended): Minor work required to prevent a deterioration of the service provided by the asset. | 20 | 2005-05-31 | 18.9021 | 63.0979 | x | 3 | 2. Minor | 10388 | Predictive Maintenance | 182.5
1002855 | Air Handling Units - General | B (Average): Asset is sound, operationally safe and exhibits only minor deterioration. | Category 3 (Recommended): Minor work required to prevent a deterioration of the service provided by the asset. | 20 | 2015-04-18 | 9.0212 | 72.9788 | x | 3 | 3. Moderate | 10615 | Predictive Maintenance | 91.25
1002856 | Speed Controllers | B (Average): Asset is sound, operationally safe and exhibits only minor deterioration. | Category 3 (Recommended): Minor work required to prevent a deterioration of the service provided by the asset. | 15 | 2013-09-18 | 10.601 | 67.8654 | x | 3 | 4. Significant | 10615 | Predictive Maintenance | 91.25
1002857 | Gas Detection/Flammable | B (Average): Asset is sound, operationally safe and exhibits only minor deterioration. | Category 3 (Recommended): Minor work required to prevent a deterioration of the service provided by the asset. | 15 | 2012-01-23 | 12.2546 | 65.6605 | x | 3 | 5. Severe | 10615 | Predictive Maintenance | 28
1002858 | Outstations | B (Average): Asset is sound, operationally safe and exhibits only minor deterioration. | Category 3 (Recommended): Minor work required to prevent a deterioration of the service provided by the asset. | 10 | 2017-12-26 | 6.3299 | 69.3402 | x | 3 | 4. Significant | 10615 | Predictive Maintenance | 91.25
1002859 | Fire Alarm System | B (Average): Asset is sound, operationally safe and exhibits only minor deterioration. | Category 3 (Recommended): Minor work required to prevent a deterioration of the service provided by the asset. | 15 | 2010-01-06 | 14.2998 | 62.9336 | x | 3 | 5. Severe | 10616 | Predictive Maintenance | 28
1002860 | Heat meter, calculator and temperature probes | B (Average): Asset is sound, operationally safe and exhibits only minor deterioration. | Category 3 (Recommended): Minor work required to prevent a deterioration of the service provided by the asset. | 15 | 2017-07-09 | 6.7953 | 76.9395 | x | 1 | 2. Minor | 10079 | Predictive Maintenance | 182.5
1002861 | Heat meter, calculator and temperature probes | B (Average): Asset is sound, operationally safe and exhibits only minor deterioration. | Category 3 (Recommended): Minor work required to prevent a deterioration of the service provided by the asset. | 15 | 2017-07-19 | 6.768 | 76.976 | x | 1 | 2. Minor | 10079 | Predictive Maintenance | 182.5
1002862 | Heat meter, calculator and temperature probes | B (Average): Asset is sound, operationally safe and exhibits only minor deterioration. | Category 3 (Recommended): Minor work required to prevent a deterioration of the service provided by the asset. | 15 | 2011-09-20 | 12.5969 | 69.2042 | x | 1 | 2. Minor | 10079 | Predictive Maintenance | 182.5
1002863 | Distribution Boards | B (Average): Asset is sound, operationally safe and exhibits only minor deterioration. | Category 3 (Recommended): Minor work required to prevent a deterioration of the service provided by the asset. | 20 | 2005-10-05 | 18.5544 | 63.4456 | x | 3 | 4. Significant | 10617 | Predictive Maintenance | 91.25
1002864 | Distribution Boards | B (Average): Asset is sound, operationally safe and exhibits only minor deterioration. | Category 3 (Recommended): Minor work required to prevent a deterioration of the service provided by the asset. | 20 | 2022-04-15 | 2.0287 | 79.9713 | x | 3 | 4. Significant | 10617 | Predictive Maintenance | 91.25
1002865 | Distribution Boards | B (Average): Asset is sound, operationally safe and exhibits only minor deterioration. | Category 3 (Recommended): Minor work required to prevent a deterioration of the service provided by the asset. | 20 | 2007-10-14 | 16.5311 | 65.4689 | x | 3 | 4. Significant | 10617 | Predictive Maintenance | 91.25
1002866 | Distribution Boards | B (Average): Asset is sound, operationally safe and exhibits only minor deterioration. | Category 3 (Recommended): Minor work required to prevent a deterioration of the service provided by the asset. | 20 | 2019-08-02 | 4.731 | 77.269 | x | 3 | 4. Significant | 10617 | Predictive Maintenance | 91.25
1002867 | Distribution Boards | B (Average): Asset is sound, operationally safe and exhibits only minor deterioration. | Category 3 (Recommended): Minor work required to prevent a deterioration of the service provided by the asset. | 20 | 2018-01-18 | 6.2669 | 75.7331 | x | 3 | 4. Significant | 10618 | Predictive Maintenance | 91.25
1002868 | Distribution Boards | B (Average): Asset is sound, operationally safe and exhibits only minor deterioration. | Category 3 (Recommended): Minor work required to prevent a deterioration of the service provided by the asset. | 20 | 2012-03-24 | 12.0876 | 69.9124 | x | 3 | 4. Significant | 10618 | Predictive Maintenance | 91.25
1002869 | Distribution Boards | B (Average): Asset is sound, operationally safe and exhibits only minor deterioration. | Category 3 (Recommended): Minor work required to prevent a deterioration of the service provided by the asset. | 20 | 2016-06-08 | 7.8795 | 74.1205 | x | 3 | 4. Significant | 10618 | Predictive Maintenance | 91.25
1002870 | Distribution Boards | B (Average): Asset is sound, operationally safe and exhibits only minor deterioration. | Category 3 (Recommended): Minor work required to prevent a deterioration of the service provided by the asset. | 20 | 2016-06-25 | 7.833 | 70.167 | x | 5 | 4. Significant | 10619 | Predictive Maintenance | 91.25
1002871 | Distribution Boards | B (Average): Asset is sound, operationally safe and exhibits only minor deterioration. | Category 3 (Recommended): Minor work required to prevent a deterioration of the service provided by the asset. | 20 | 2012-04-05 | 12.0548 | 65.9452 | x | 5 | 4. Significant | 10619 | Predictive Maintenance | 91.25
1002872 | Distribution Boards | B (Average): Asset is sound, operationally safe and exhibits only minor deterioration. | Category 3 (Recommended): Minor work required to prevent a deterioration of the service provided by the asset. | 20 | 2006-11-01 | 17.4812 | 60.5188 | x | 5 | 4. Significant | 10619 | Predictive Maintenance | 91.25
1002873 | Distribution Boards | B (Average): Asset is sound, operationally safe and exhibits only minor deterioration. | Category 3 (Recommended): Minor work required to prevent a deterioration of the service provided by the asset. | 20 | 2010-10-08 | 13.5469 | 64.4531 | x | 5 | 4. Significant | 10620 | Predictive Maintenance | 91.25
1002874 | Distribution Boards | B (Average): Asset is sound, operationally safe and exhibits only minor deterioration. | Category 3 (Recommended): Minor work required to prevent a deterioration of the service provided by the asset. | 20 | 2021-03-06 | 3.1376 | 74.8624 | x | 5 | 4. Significant | 10620 | Predictive Maintenance | 91.25
1002875 | Distribution Boards | B (Average): Asset is sound, operationally safe and exhibits only minor deterioration. | Category 3 (Recommended): Minor work required to prevent a deterioration of the service provided by the asset. | 20 | 2011-11-05 | 12.4709 | 65.5291 | x | 5 | 4. Significant | 10620 | Predictive Maintenance | 91.25
1002876 | Distribution Boards | B (Average): Asset is sound, operationally safe and exhibits only minor deterioration. | Category 3 (Recommended): Minor work required to prevent a deterioration of the service provided by the asset. | 20 | 2011-03-10 | 13.128 | 64.872 | x | 5 | 4. Significant | 10620 | Predictive Maintenance | 91.25
1002877 | Distribution Boards | B (Average): Asset is sound, operationally safe and exhibits only minor deterioration. | Category 3 (Recommended): Minor work required to prevent a deterioration of the service provided by the asset. | 20 | 2024-01-17 | 0.27105 | 79.729 | x | 4 | 4. Significant | 10621 | Predictive Maintenance | 91.25
1002878 | Distribution Boards | B (Average): Asset is sound, operationally safe and exhibits only minor deterioration. | Category 3 (Recommended): Minor work required to prevent a deterioration of the service provided by the asset. | 20 | 2021-02-23 | 3.1677 | 76.8323 | x | 4 | 4. Significant | 10621 | Predictive Maintenance | 91.25
1002879 | Distribution Boards | B (Average): Asset is sound, operationally safe and exhibits only minor deterioration. | Category 3 (Recommended): Minor work required to prevent a deterioration of the service provided by the asset. | 20 | 2013-04-24 | 11.0034 | 68.9966 | x | 4 | 4. Significant | 10621 | Predictive Maintenance | 91.25
1002880 | Distribution Boards | B (Average): Asset is sound, operationally safe and exhibits only minor deterioration. | Category 3 (Recommended): Minor work required to prevent a deterioration of the service provided by the asset. | 20 | 2006-08-16 | 17.692 | 62.308 | x | 4 | 4. Significant | 10622 | Predictive Maintenance | 91.25
1002881 | Distribution Boards | B (Average): Asset is sound, operationally safe and exhibits only minor deterioration. | Category 3 (Recommended): Minor work required to prevent a deterioration of the service provided by the asset. | 20 | 2022-08-24 | 1.6701 | 78.3299 | x | 4 | 4. Significant | 10622 | Predictive Maintenance | 91.25
1002882 | Distribution Boards | B (Average): Asset is sound, operationally safe and exhibits only minor deterioration. | Category 3 (Recommended): Minor work required to prevent a deterioration of the service provided by the asset. | 20 | 2012-10-04 | 11.5565 | 68.4435 | x | 4 | 4. Significant | 10622 | Predictive Maintenance | 91.25
1002883 | Distribution Boards | B (Average): Asset is sound, operationally safe and exhibits only minor deterioration. | Category 3 (Recommended): Minor work required to prevent a deterioration of the service provided by the asset. | 20 | 2021-06-23 | 2.8392 | 79.1608 | x | 3 | 4. Significant | 10623 | Predictive Maintenance | 91.25
1002884 | Distribution Boards | B (Average): Asset is sound, operationally safe and exhibits only minor deterioration. | Category 3 (Recommended): Minor work required to prevent a deterioration of the service provided by the asset. | 20 | 2005-11-25 | 18.4148 | 63.5852 | x | 3 | 4. Significant | 10623 | Predictive Maintenance | 91.25
1002885 | Distribution Boards | B (Average): Asset is sound, operationally safe and exhibits only minor deterioration. | Category 3 (Recommended): Minor work required to prevent a deterioration of the service provided by the asset. | 20 | 2017-11-19 | 6.4312 | 75.5688 | x | 3 | 4. Significant | 10623 | Predictive Maintenance | 91.25
1002886 | Distribution Boards | B (Average): Asset is sound, operationally safe and exhibits only minor deterioration. | Category 3 (Recommended): Minor work required to prevent a deterioration of the service provided by the asset. | 20 | 2020-09-06 | 3.6331 | 78.3669 | x | 3 | 4. Significant | 10624 | Predictive Maintenance | 91.25
1002887 | Distribution Boards | B (Average): Asset is sound, operationally safe and exhibits only minor deterioration. | Category 3 (Recommended): Minor work required to prevent a deterioration of the service provided by the asset. | 20 | 2008-07-13 | 15.7837 | 66.2163 | x | 3 | 4. Significant | 10624 | Predictive Maintenance | 91.25
1002888 | Distribution Boards | B (Average): Asset is sound, operationally safe and exhibits only minor deterioration. | Category 3 (Recommended): Minor work required to prevent a deterioration of the service provided by the asset. | 20 | 2007-09-07 | 16.6324 | 65.3676 | x | 3 | 4. Significant | 10624 | Predictive Maintenance | 91.25
1002889 | Distribution Boards | B (Average): Asset is sound, operationally safe and exhibits only minor deterioration. | Category 3 (Recommended): Minor work required to prevent a deterioration of the service provided by the asset. | 20 | 2018-01-30 | 6.2341 | 75.7659 | x | 3 | 4. Significant | 10625 | Predictive Maintenance | 91.25
1002890 | Distribution Boards | B (Average): Asset is sound, operationally safe and exhibits only minor deterioration. | Category 3 (Recommended): Minor work required to prevent a deterioration of the service provided by the asset. | 20 | 2014-11-29 | 9.4045 | 72.5955 | x | 3 | 4. Significant | 10625 | Predictive Maintenance | 91.25
1002891 | Distribution Boards | B (Average): Asset is sound, operationally safe and exhibits only minor deterioration. | Category 3 (Recommended): Minor work required to prevent a deterioration of the service provided by the asset. | 20 | 2010-04-08 | 14.0479 | 67.9521 | x | 3 | 4. Significant | 10625 | Predictive Maintenance | 91.25
1002892 | Distribution Boards | B (Average): Asset is sound, operationally safe and exhibits only minor deterioration. | Category 3 (Recommended): Minor work required to prevent a deterioration of the service provided by the asset. | 20 | 2008-12-17 | 15.3539 | 66.6461 | x | 3 | 4. Significant | 10626 | Predictive Maintenance | 91.25
1002893 | Distribution Boards | B (Average): Asset is sound, operationally safe and exhibits only minor deterioration. | Category 3 (Recommended): Minor work required to prevent a deterioration of the service provided by the asset. | 20 | 2007-11-08 | 16.4627 | 65.5373 | x | 3 | 4. Significant | 10626 | Predictive Maintenance | 91.25
1002894 | Distribution Boards | B (Average): Asset is sound, operationally safe and exhibits only minor deterioration. | Category 3 (Recommended): Minor work required to prevent a deterioration of the service provided by the asset. | 20 | 2021-01-05 | 3.3018 | 78.6982 | x | 3 | 4. Significant | 10626 | Predictive Maintenance | 91.25
1002895 | Distribution Boards | B (Average): Asset is sound, operationally safe and exhibits only minor deterioration. | Category 3 (Recommended): Minor work required to prevent a deterioration of the service provided by the asset. | 20 | 2006-03-07 | 18.1355 | 63.8645 | x | 3 | 4. Significant | 10627 | Predictive Maintenance | 91.25
1002896 | Distribution Boards | B (Average): Asset is sound, operationally safe and exhibits only minor deterioration. | Category 3 (Recommended): Minor work required to prevent a deterioration of the service provided by the asset. | 20 | 2012-01-01 | 12.3149 | 69.6851 | x | 3 | 4. Significant | 10627 | Predictive Maintenance | 91.25
1002897 | Distribution Boards | B (Average): Asset is sound, operationally safe and exhibits only minor deterioration. | Category 3 (Recommended): Minor work required to prevent a deterioration of the service provided by the asset. | 20 | 2008-05-24 | 15.9206 | 66.0794 | x | 3 | 4. Significant | 10627 | Predictive Maintenance | 91.25
1002898 | Distribution Boards | B (Average): Asset is sound, operationally safe and exhibits only minor deterioration. | Category 3 (Recommended): Minor work required to prevent a deterioration of the service provided by the asset. | 20 | 2013-05-12 | 10.9541 | 71.0459 | x | 3 | 4. Significant | 10628 | Predictive Maintenance | 91.25
1002899 | Distribution Boards | B (Average): Asset is sound, operationally safe and exhibits only minor deterioration. | Category 3 (Recommended): Minor work required to prevent a deterioration of the service provided by the asset. | 20 | 2008-12-17 | 15.3539 | 66.6461 | x | 3 | 4. Significant | 10628 | Predictive Maintenance | 91.25
1002900 | Distribution Boards | B (Average): Asset is sound, operationally safe and exhibits only minor deterioration. | Category 3 (Recommended): Minor work required to prevent a deterioration of the service provided by the asset. | 20 | 2004-11-01 | 19.4798 | 62.5202 | x | 3 | 4. Significant | 10628 | Predictive Maintenance | 91.25
1002901 | Distribution Boards | B (Average): Asset is sound, operationally safe and exhibits only minor deterioration. | Category 3 (Recommended): Minor work required to prevent a deterioration of the service provided by the asset. | 20 | 2011-02-08 | 13.2101 | 64.7899 | x | 5 | 4. Significant | 10629 | Predictive Maintenance | 91.25
1002902 | Distribution Boards | B (Average): Asset is sound, operationally safe and exhibits only minor deterioration. | Category 3 (Recommended): Minor work required to prevent a deterioration of the service provided by the asset. | 20 | 2010-11-24 | 13.4182 | 64.5818 | x | 5 | 4. Significant | 10629 | Predictive Maintenance | 91.25
1002903 | Distribution Boards | B (Average): Asset is sound, operationally safe and exhibits only minor deterioration. | Category 3 (Recommended): Minor work required to prevent a deterioration of the service provided by the asset. | 20 | 2016-04-23 | 8.0055 | 69.9945 | x | 5 | 4. Significant | 10629 | Predictive Maintenance | 91.25
1002904 | Distribution Boards | B (Average): Asset is sound, operationally safe and exhibits only minor deterioration. | Category 3 (Recommended): Minor work required to prevent a deterioration of the service provided by the asset. | 20 | 2011-07-02 | 12.8159 | 65.1841 | x | 5 | 4. Significant | 10629 | Predictive Maintenance | 91.25
1002905 | Distribution Boards | B (Average): Asset is sound, operationally safe and exhibits only minor deterioration. | Category 3 (Recommended): Minor work required to prevent a deterioration of the service provided by the asset. | 20 | 2016-03-30 | 8.0712 | 69.9288 | x | 5 | 4. Significant | 10629 | Predictive Maintenance | 91.25
1002906 | Distribution Boards | B (Average): Asset is sound, operationally safe and exhibits only minor deterioration. | Category 3 (Recommended): Minor work required to prevent a deterioration of the service provided by the asset. | 20 | 2013-04-06 | 11.0527 | 66.9473 | x | 5 | 4. Significant | 10629 | Predictive Maintenance | 91.25
1002907 | Distribution Boards | B (Average): Asset is sound, operationally safe and exhibits only minor deterioration. | Category 3 (Recommended): Minor work required to prevent a deterioration of the service provided by the asset. | 20 | 2019-05-21 | 4.9309 | 73.0691 | x | 5 | 4. Significant | 10630 | Predictive Maintenance | 91.25
1002908 | Distribution Boards | B (Average): Asset is sound, operationally safe and exhibits only minor deterioration. | Category 3 (Recommended): Minor work required to prevent a deterioration of the service provided by the asset. | 20 | 2010-10-15 | 13.5277 | 64.4723 | x | 5 | 4. Significant | 10630 | Predictive Maintenance | 91.25
1002909 | Distribution Boards | B (Average): Asset is sound, operationally safe and exhibits only minor deterioration. | Category 3 (Recommended): Minor work required to prevent a deterioration of the service provided by the asset. | 20 | 2022-05-20 | 1.9329 | 76.0671 | x | 5 | 4. Significant | 10630 | Predictive Maintenance | 91.25
1002910 | Distribution Boards | B (Average): Asset is sound, operationally safe and exhibits only minor deterioration. | Category 3 (Recommended): Minor work required to prevent a deterioration of the service provided by the asset. | 20 | 2005-11-08 | 18.4613 | 61.5387 | x | 4 | 4. Significant | 10631 | Predictive Maintenance | 91.25
1002911 | Distribution Boards | B (Average): Asset is sound, operationally safe and exhibits only minor deterioration. | Category 3 (Recommended): Minor work required to prevent a deterioration of the service provided by the asset. | 20 | 2004-05-27 | 19.9124 | 60.0876 | x | 4 | 4. Significant | 10631 | Predictive Maintenance | 91.25
1002912 | Distribution Boards | B (Average): Asset is sound, operationally safe and exhibits only minor deterioration. | Category 3 (Recommended): Minor work required to prevent a deterioration of the service provided by the asset. | 20 | 2016-04-20 | 8.0137 | 71.9863 | x | 4 | 4. Significant | 10631 | Predictive Maintenance | 91.25
1002913 | Distribution Boards | B (Average): Asset is sound, operationally safe and exhibits only minor deterioration. | Category 3 (Recommended): Minor work required to prevent a deterioration of the service provided by the asset. | 20 | 2005-12-10 | 18.3737 | 61.6263 | x | 4 | 4. Significant | 10632 | Predictive Maintenance | 91.25
1002914 | Distribution Boards | B (Average): Asset is sound, operationally safe and exhibits only minor deterioration. | Category 3 (Recommended): Minor work required to prevent a deterioration of the service provided by the asset. | 20 | 2006-10-14 | 17.5305 | 62.4695 | x | 4 | 4. Significant | 10632 | Predictive Maintenance | 91.25
1002915 | Distribution Boards | B (Average): Asset is sound, operationally safe and exhibits only minor deterioration. | Category 3 (Recommended): Minor work required to prevent a deterioration of the service provided by the asset. | 20 | 2011-05-11 | 12.9582 | 67.0418 | x | 4 | 4. Significant | 10632 | Predictive Maintenance | 91.25
1002916 | Distribution Boards | B (Average): Asset is sound, operationally safe and exhibits only minor deterioration. | Category 3 (Recommended): Minor work required to prevent a deterioration of the service provided by the asset. | 20 | 2007-09-04 | 16.6407 | 63.3593 | x | 4 | 4. Significant | 10632 | Predictive Maintenance | 91.25
1002917 | Distribution Boards | B (Average): Asset is sound, operationally safe and exhibits only minor deterioration. | Category 3 (Recommended): Minor work required to prevent a deterioration of the service provided by the asset. | 20 | 2007-08-25 | 16.668 | 65.332 | x | 3 | 4. Significant | 10633 | Predictive Maintenance | 91.25
1002918 | Distribution Boards | B (Average): Asset is sound, operationally safe and exhibits only minor deterioration. | Category 3 (Recommended): Minor work required to prevent a deterioration of the service provided by the asset. | 20 | 2020-03-11 | 4.1232 | 77.8768 | x | 3 | 4. Significant | 10633 | Predictive Maintenance | 91.25
1002919 | Distribution Boards | B (Average): Asset is sound, operationally safe and exhibits only minor deterioration. | Category 3 (Recommended): Minor work required to prevent a deterioration of the service provided by the asset. | 20 | 2013-12-11 | 10.371 | 71.629 | x | 3 | 4. Significant | 10633 | Predictive Maintenance | 91.25
1002920 | Distribution Boards | B (Average): Asset is sound, operationally safe and exhibits only minor deterioration. | Category 3 (Recommended): Minor work required to prevent a deterioration of the service provided by the asset. | 20 | 2005-11-19 | 18.4312 | 63.5688 | x | 3 | 4. Significant | 10633 | Predictive Maintenance | 91.25
1002921 | Distribution Boards | B (Average): Asset is sound, operationally safe and exhibits only minor deterioration. | Category 3 (Recommended): Minor work required to prevent a deterioration of the service provided by the asset. | 20 | 2004-06-12 | 19.8686 | 62.1314 | x | 3 | 4. Significant | 10634 | Predictive Maintenance | 91.25
1002922 | Distribution Boards | B (Average): Asset is sound, operationally safe and exhibits only minor deterioration. | Category 3 (Recommended): Minor work required to prevent a deterioration of the service provided by the asset. | 20 | 2011-10-12 | 12.5366 | 69.4634 | x | 3 | 4. Significant | 10634 | Predictive Maintenance | 91.25
1002923 | Distribution Boards | B (Average): Asset is sound, operationally safe and exhibits only minor deterioration. | Category 3 (Recommended): Minor work required to prevent a deterioration of the service provided by the asset. | 20 | 2018-08-17 | 5.6893 | 76.3107 | x | 3 | 4. Significant | 10634 | Predictive Maintenance | 91.25
1002924 | Distribution Boards | B (Average): Asset is sound, operationally safe and exhibits only minor deterioration. | Category 3 (Recommended): Minor work required to prevent a deterioration of the service provided by the asset. | 20 | 2016-10-25 | 7.499 | 74.501 | x | 3 | 4. Significant | 10634 | Predictive Maintenance | 91.25
1002925 | Distribution Boards | B (Average): Asset is sound, operationally safe and exhibits only minor deterioration. | Category 3 (Recommended): Minor work required to prevent a deterioration of the service provided by the asset. | 20 | 2011-01-21 | 13.2594 | 68.7406 | x | 3 | 4. Significant | 10635 | Predictive Maintenance | 91.25
1002926 | Distribution Boards | B (Average): Asset is sound, operationally safe and exhibits only minor deterioration. | Category 3 (Recommended): Minor work required to prevent a deterioration of the service provided by the asset. | 20 | 2023-12-22 | 0.34223 | 81.6578 | x | 3 | 4. Significant | 10635 | Predictive Maintenance | 91.25
1002927 | Distribution Boards | B (Average): Asset is sound, operationally safe and exhibits only minor deterioration. | Category 3 (Recommended): Minor work required to prevent a deterioration of the service provided by the asset. | 20 | 2011-01-23 | 13.2539 | 68.7461 | x | 3 | 4. Significant | 10635 | Predictive Maintenance | 91.25
1002928 | Distribution Boards | B (Average): Asset is sound, operationally safe and exhibits only minor deterioration. | Category 3 (Recommended): Minor work required to prevent a deterioration of the service provided by the asset. | 20 | 2005-09-01 | 18.6475 | 63.3525 | x | 3 | 4. Significant | 10635 | Predictive Maintenance | 91.25
1002929 | Distribution Boards | B (Average): Asset is sound, operationally safe and exhibits only minor deterioration. | Category 3 (Recommended): Minor work required to prevent a deterioration of the service provided by the asset. | 20 | 2019-01-29 | 5.2375 | 76.7625 | x | 3 | 4. Significant | 10636 | Predictive Maintenance | 91.25
1002930 | Distribution Boards | B (Average): Asset is sound, operationally safe and exhibits only minor deterioration. | Category 3 (Recommended): Minor work required to prevent a deterioration of the service provided by the asset. | 20 | 2013-12-27 | 10.3272 | 71.6728 | x | 3 | 4. Significant | 10636 | Predictive Maintenance | 91.25
1002931 | Distribution Boards | B (Average): Asset is sound, operationally safe and exhibits only minor deterioration. | Category 3 (Recommended): Minor work required to prevent a deterioration of the service provided by the asset. | 20 | 2018-07-08 | 5.7988 | 76.2012 | x | 3 | 4. Significant | 10636 | Predictive Maintenance | 91.25
1002932 | Distribution Boards | B (Average): Asset is sound, operationally safe and exhibits only minor deterioration. | Category 3 (Recommended): Minor work required to prevent a deterioration of the service provided by the asset. | 20 | 2016-04-20 | 8.0137 | 73.9863 | x | 3 | 4. Significant | 10637 | Predictive Maintenance | 91.25
1002933 | Distribution Boards | B (Average): Asset is sound, operationally safe and exhibits only minor deterioration. | Category 3 (Recommended): Minor work required to prevent a deterioration of the service provided by the asset. | 20 | 2020-03-12 | 4.1205 | 77.8795 | x | 3 | 4. Significant | 10637 | Predictive Maintenance | 91.25
1002934 | Distribution Boards | B (Average): Asset is sound, operationally safe and exhibits only minor deterioration. | Category 3 (Recommended): Minor work required to prevent a deterioration of the service provided by the asset. | 20 | 2011-04-03 | 13.0623 | 68.9377 | x | 3 | 4. Significant | 10637 | Predictive Maintenance | 91.25
1002935 | Distribution Boards | B (Average): Asset is sound, operationally safe and exhibits only minor deterioration. | Category 3 (Recommended): Minor work required to prevent a deterioration of the service provided by the asset. | 20 | 2011-06-30 | 12.8214 | 69.1786 | x | 3 | 4. Significant | 10638 | Predictive Maintenance | 91.25
1002936 | Distribution Boards | B (Average): Asset is sound, operationally safe and exhibits only minor deterioration. | Category 3 (Recommended): Minor work required to prevent a deterioration of the service provided by the asset. | 20 | 2006-11-20 | 17.4292 | 64.5708 | x | 3 | 4. Significant | 10638 | Predictive Maintenance | 91.25
1002937 | Distribution Boards | B (Average): Asset is sound, operationally safe and exhibits only minor deterioration. | Category 3 (Recommended): Minor work required to prevent a deterioration of the service provided by the asset. | 20 | 2012-09-02 | 11.6441 | 66.3559 | x | 5 | 4. Significant | 10639 | Predictive Maintenance | 91.25
1002938 | Distribution Boards | B (Average): Asset is sound, operationally safe and exhibits only minor deterioration. | Category 3 (Recommended): Minor work required to prevent a deterioration of the service provided by the asset. | 20 | 2018-01-16 | 6.2724 | 71.7276 | x | 5 | 4. Significant | 10639 | Predictive Maintenance | 91.25
1002939 | Distribution Boards | B (Average): Asset is sound, operationally safe and exhibits only minor deterioration. | Category 3 (Recommended): Minor work required to prevent a deterioration of the service provided by the asset. | 20 | 2014-10-09 | 9.5441 | 68.4559 | x | 5 | 4. Significant | 10639 | Predictive Maintenance | 91.25
1002940 | Distribution Boards | B (Average): Asset is sound, operationally safe and exhibits only minor deterioration. | Category 3 (Recommended): Minor work required to prevent a deterioration of the service provided by the asset. | 20 | 2006-07-24 | 17.755 | 60.245 | x | 5 | 4. Significant | 10640 | Predictive Maintenance | 91.25
1002941 | Distribution Boards | B (Average): Asset is sound, operationally safe and exhibits only minor deterioration. | Category 3 (Recommended): Minor work required to prevent a deterioration of the service provided by the asset. | 20 | 2021-10-26 | 2.4969 | 75.5031 | x | 5 | 4. Significant | 10640 | Predictive Maintenance | 91.25
1002942 | Distribution Boards | B (Average): Asset is sound, operationally safe and exhibits only minor deterioration. | Category 3 (Recommended): Minor work required to prevent a deterioration of the service provided by the asset. | 20 | 2012-10-23 | 11.5044 | 66.4956 | x | 5 | 4. Significant | 10640 | Predictive Maintenance | 91.25
1002943 | Distribution Boards | B (Average): Asset is sound, operationally safe and exhibits only minor deterioration. | Category 3 (Recommended): Minor work required to prevent a deterioration of the service provided by the asset. | 20 | 2015-03-12 | 9.1225 | 68.8775 | x | 5 | 4. Significant | 10640 | Predictive Maintenance | 91.25
1002944 | Distribution Boards | B (Average): Asset is sound, operationally safe and exhibits only minor deterioration. | Category 3 (Recommended): Minor work required to prevent a deterioration of the service provided by the asset. | 20 | 2013-08-11 | 10.705 | 69.295 | x | 4 | 4. Significant | 10641 | Predictive Maintenance | 91.25
1002945 | Distribution Boards | B (Average): Asset is sound, operationally safe and exhibits only minor deterioration. | Category 3 (Recommended): Minor work required to prevent a deterioration of the service provided by the asset. | 20 | 2004-05-06 | 19.9699 | 60.0301 | x | 4 | 4. Significant | 10641 | Predictive Maintenance | 91.25
1002946 | Distribution Boards | B (Average): Asset is sound, operationally safe and exhibits only minor deterioration. | Category 3 (Recommended): Minor work required to prevent a deterioration of the service provided by the asset. | 20 | 2019-11-25 | 4.4162 | 75.5838 | x | 4 | 4. Significant | 10641 | Predictive Maintenance | 91.25
1002947 | Distribution Boards | B (Average): Asset is sound, operationally safe and exhibits only minor deterioration. | Category 3 (Recommended): Minor work required to prevent a deterioration of the service provided by the asset. | 20 | 2020-10-08 | 3.5455 | 76.4545 | x | 4 | 4. Significant | 10642 | Predictive Maintenance | 91.25
1002948 | Distribution Boards | B (Average): Asset is sound, operationally safe and exhibits only minor deterioration. | Category 3 (Recommended): Minor work required to prevent a deterioration of the service provided by the asset. | 20 | 2019-10-10 | 4.5421 | 75.4579 | x | 4 | 4. Significant | 10642 | Predictive Maintenance | 91.25
1002949 | Distribution Boards | B (Average): Asset is sound, operationally safe and exhibits only minor deterioration. | Category 3 (Recommended): Minor work required to prevent a deterioration of the service provided by the asset. | 20 | 2011-01-27 | 13.243 | 66.757 | x | 4 | 4. Significant | 10642 | Predictive Maintenance | 91.25
1002950 | Distribution Boards | B (Average): Asset is sound, operationally safe and exhibits only minor deterioration. | Category 3 (Recommended): Minor work required to prevent a deterioration of the service provided by the asset. | 20 | 2011-11-06 | 12.4682 | 69.5318 | x | 3 | 4. Significant | 10643 | Predictive Maintenance | 91.25
1002951 | Distribution Boards | B (Average): Asset is sound, operationally safe and exhibits only minor deterioration. | Category 3 (Recommended): Minor work required to prevent a deterioration of the service provided by the asset. | 20 | 2023-01-18 | 1.2676 | 80.7324 | x | 3 | 4. Significant | 10643 | Predictive Maintenance | 91.25
1002952 | Distribution Boards | B (Average): Asset is sound, operationally safe and exhibits only minor deterioration. | Category 3 (Recommended): Minor work required to prevent a deterioration of the service provided by the asset. | 20 | 2009-03-19 | 15.102 | 66.898 | x | 3 | 4. Significant | 10643 | Predictive Maintenance | 91.25
1002953 | Distribution Boards | B (Average): Asset is sound, operationally safe and exhibits only minor deterioration. | Category 3 (Recommended): Minor work required to prevent a deterioration of the service provided by the asset. | 20 | 2014-08-16 | 9.692 | 72.308 | x | 3 | 4. Significant | 10644 | Predictive Maintenance | 91.25
1002954 | Distribution Boards | B (Average): Asset is sound, operationally safe and exhibits only minor deterioration. | Category 3 (Recommended): Minor work required to prevent a deterioration of the service provided by the asset. | 20 | 2004-05-19 | 19.9343 | 62.0657 | x | 3 | 4. Significant | 10644 | Predictive Maintenance | 91.25
1002955 | Distribution Boards | B (Average): Asset is sound, operationally safe and exhibits only minor deterioration. | Category 3 (Recommended): Minor work required to prevent a deterioration of the service provided by the asset. | 20 | 2007-04-14 | 17.0322 | 64.9678 | x | 3 | 4. Significant | 10644 | Predictive Maintenance | 91.25
1002956 | Distribution Boards | B (Average): Asset is sound, operationally safe and exhibits only minor deterioration. | Category 3 (Recommended): Minor work required to prevent a deterioration of the service provided by the asset. | 20 | 2010-09-10 | 13.6235 | 68.3765 | x | 3 | 4. Significant | 10645 | Predictive Maintenance | 91.25
1002957 | Distribution Boards | B (Average): Asset is sound, operationally safe and exhibits only minor deterioration. | Category 3 (Recommended): Minor work required to prevent a deterioration of the service provided by the asset. | 20 | 2014-05-14 | 9.9493 | 72.0507 | x | 3 | 4. Significant | 10645 | Predictive Maintenance | 91.25
1002958 | Distribution Boards | B (Average): Asset is sound, operationally safe and exhibits only minor deterioration. | Category 3 (Recommended): Minor work required to prevent a deterioration of the service provided by the asset. | 20 | 2004-08-01 | 19.7317 | 62.2683 | x | 3 | 4. Significant | 10646 | Predictive Maintenance | 91.25
1002959 | Distribution Boards | B (Average): Asset is sound, operationally safe and exhibits only minor deterioration. | Category 3 (Recommended): Minor work required to prevent a deterioration of the service provided by the asset. | 20 | 2006-09-24 | 17.5852 | 64.4148 | x | 3 | 4. Significant | 10646 | Predictive Maintenance | 91.25
1002960 | Distribution Boards | B (Average): Asset is sound, operationally safe and exhibits only minor deterioration. | Category 3 (Recommended): Minor work required to prevent a deterioration of the service provided by the asset. | 20 | 2017-07-15 | 6.7789 | 75.2211 | x | 3 | 4. Significant | 10646 | Predictive Maintenance | 91.25
1002961 | Distribution Boards | B (Average): Asset is sound, operationally safe and exhibits only minor deterioration. | Category 3 (Recommended): Minor work required to prevent a deterioration of the service provided by the asset. | 20 | 2013-03-08 | 11.1321 | 70.8679 | x | 3 | 4. Significant | 10647 | Predictive Maintenance | 91.25
1002962 | Distribution Boards | B (Average): Asset is sound, operationally safe and exhibits only minor deterioration. | Category 3 (Recommended): Minor work required to prevent a deterioration of the service provided by the asset. | 20 | 2020-03-07 | 4.1342 | 77.8658 | x | 3 | 4. Significant | 10647 | Predictive Maintenance | 91.25
1002963 | Distribution Boards | B (Average): Asset is sound, operationally safe and exhibits only minor deterioration. | Category 3 (Recommended): Minor work required to prevent a deterioration of the service provided by the asset. | 20 | 2010-09-24 | 13.5852 | 68.4148 | x | 3 | 4. Significant | 10648 | Predictive Maintenance | 91.25
1002964 | Distribution Boards | B (Average): Asset is sound, operationally safe and exhibits only minor deterioration. | Category 3 (Recommended): Minor work required to prevent a deterioration of the service provided by the asset. | 20 | 2015-08-29 | 8.6571 | 73.3429 | x | 3 | 4. Significant | 10648 | Predictive Maintenance | 91.25
1002965 | Distribution Boards | B (Average): Asset is sound, operationally safe and exhibits only minor deterioration. | Category 3 (Recommended): Minor work required to prevent a deterioration of the service provided by the asset. | 20 | 2007-12-06 | 16.386 | 61.614 | x | 5 | 4. Significant | 10649 | Predictive Maintenance | 91.25
1002966 | Distribution Boards | B (Average): Asset is sound, operationally safe and exhibits only minor deterioration. | Category 3 (Recommended): Minor work required to prevent a deterioration of the service provided by the asset. | 20 | 2023-03-19 | 1.1034 | 76.8966 | x | 5 | 4. Significant | 10649 | Predictive Maintenance | 91.25
1002967 | Distribution Boards | B (Average): Asset is sound, operationally safe and exhibits only minor deterioration. | Category 3 (Recommended): Minor work required to prevent a deterioration of the service provided by the asset. | 20 | 2017-01-22 | 7.2553 | 70.7447 | x | 5 | 4. Significant | 10649 | Predictive Maintenance | 91.25
1002968 | Distribution Boards | B (Average): Asset is sound, operationally safe and exhibits only minor deterioration. | Category 3 (Recommended): Minor work required to prevent a deterioration of the service provided by the asset. | 20 | 2005-05-06 | 18.9706 | 59.0294 | x | 5 | 4. Significant | 10650 | Predictive Maintenance | 91.25
1002969 | Distribution Boards | B (Average): Asset is sound, operationally safe and exhibits only minor deterioration. | Category 3 (Recommended): Minor work required to prevent a deterioration of the service provided by the asset. | 20 | 2017-12-02 | 6.3956 | 71.6044 | x | 5 | 4. Significant | 10650 | Predictive Maintenance | 91.25
1002970 | Distribution Boards | B (Average): Asset is sound, operationally safe and exhibits only minor deterioration. | Category 3 (Recommended): Minor work required to prevent a deterioration of the service provided by the asset. | 20 | 2018-03-06 | 6.1383 | 71.8617 | x | 5 | 4. Significant | 10650 | Predictive Maintenance | 91.25
1002971 | Distribution Boards | B (Average): Asset is sound, operationally safe and exhibits only minor deterioration. | Category 3 (Recommended): Minor work required to prevent a deterioration of the service provided by the asset. | 20 | 2005-11-06 | 18.4668 | 61.5332 | x | 4 | 4. Significant | 10651 | Predictive Maintenance | 91.25
1002972 | Distribution Boards | B (Average): Asset is sound, operationally safe and exhibits only minor deterioration. | Category 3 (Recommended): Minor work required to prevent a deterioration of the service provided by the asset. | 20 | 2012-03-07 | 12.1342 | 67.8658 | x | 4 | 4. Significant | 10651 | Predictive Maintenance | 91.25
1002973 | Distribution Boards | B (Average): Asset is sound, operationally safe and exhibits only minor deterioration. | Category 3 (Recommended): Minor work required to prevent a deterioration of the service provided by the asset. | 20 | 2011-12-04 | 12.3915 | 67.6085 | x | 4 | 4. Significant | 10651 | Predictive Maintenance | 91.25
1002974 | Distribution Boards | B (Average): Asset is sound, operationally safe and exhibits only minor deterioration. | Category 3 (Recommended): Minor work required to prevent a deterioration of the service provided by the asset. | 20 | 2013-01-02 | 11.3101 | 68.6899 | x | 4 | 4. Significant | 10652 | Predictive Maintenance | 91.25
1002975 | Distribution Boards | B (Average): Asset is sound, operationally safe and exhibits only minor deterioration. | Category 3 (Recommended): Minor work required to prevent a deterioration of the service provided by the asset. | 20 | 2008-08-18 | 15.6851 | 64.3149 | x | 4 | 4. Significant | 10652 | Predictive Maintenance | 91.25
1002976 | Distribution Boards | B (Average): Asset is sound, operationally safe and exhibits only minor deterioration. | Category 3 (Recommended): Minor work required to prevent a deterioration of the service provided by the asset. | 20 | 2010-07-22 | 13.7604 | 66.2396 | x | 4 | 4. Significant | 10652 | Predictive Maintenance | 91.25
1002977 | Distribution Boards | B (Average): Asset is sound, operationally safe and exhibits only minor deterioration. | Category 3 (Recommended): Minor work required to prevent a deterioration of the service provided by the asset. | 20 | 2018-03-03 | 6.1465 | 75.8535 | x | 3 | 4. Significant | 10653 | Predictive Maintenance | 91.25
1002978 | Distribution Boards | B (Average): Asset is sound, operationally safe and exhibits only minor deterioration. | Category 3 (Recommended): Minor work required to prevent a deterioration of the service provided by the asset. | 20 | 2023-02-16 | 1.1882 | 80.8118 | x | 3 | 4. Significant | 10653 | Predictive Maintenance | 91.25
1002979 | Distribution Boards | B (Average): Asset is sound, operationally safe and exhibits only minor deterioration. | Category 3 (Recommended): Minor work required to prevent a deterioration of the service provided by the asset. | 20 | 2019-05-03 | 4.9802 | 77.0198 | x | 3 | 4. Significant | 10653 | Predictive Maintenance | 91.25
1002980 | Distribution Boards | B (Average): Asset is sound, operationally safe and exhibits only minor deterioration. | Category 3 (Recommended): Minor work required to prevent a deterioration of the service provided by the asset. | 20 | 2004-12-07 | 19.3812 | 62.6188 | x | 3 | 4. Significant | 10654 | Predictive Maintenance | 91.25
1002981 | Distribution Boards | B (Average): Asset is sound, operationally safe and exhibits only minor deterioration. | Category 3 (Recommended): Minor work required to prevent a deterioration of the service provided by the asset. | 20 | 2023-10-07 | 0.55031 | 81.4497 | x | 3 | 4. Significant | 10654 | Predictive Maintenance | 91.25
1002982 | Distribution Boards | B (Average): Asset is sound, operationally safe and exhibits only minor deterioration. | Category 3 (Recommended): Minor work required to prevent a deterioration of the service provided by the asset. | 20 | 2023-07-10 | 0.79398 | 81.206 | x | 3 | 4. Significant | 10654 | Predictive Maintenance | 91.25
1002983 | Distribution Boards | B (Average): Asset is sound, operationally safe and exhibits only minor deterioration. | Category 3 (Recommended): Minor work required to prevent a deterioration of the service provided by the asset. | 20 | 2009-12-16 | 14.3573 | 67.6427 | x | 3 | 4. Significant | 10655 | Predictive Maintenance | 91.25
1002984 | Distribution Boards | B (Average): Asset is sound, operationally safe and exhibits only minor deterioration. | Category 3 (Recommended): Minor work required to prevent a deterioration of the service provided by the asset. | 20 | 2017-12-29 | 6.3217 | 75.6783 | x | 3 | 4. Significant | 10655 | Predictive Maintenance | 91.25
1002985 | Distribution Boards | B (Average): Asset is sound, operationally safe and exhibits only minor deterioration. | Category 3 (Recommended): Minor work required to prevent a deterioration of the service provided by the asset. | 20 | 2017-01-09 | 7.2909 | 74.7091 | x | 3 | 4. Significant | 10655 | Predictive Maintenance | 91.25
1002986 | Distribution Boards | B (Average): Asset is sound, operationally safe and exhibits only minor deterioration. | Category 3 (Recommended): Minor work required to prevent a deterioration of the service provided by the asset. | 20 | 2010-03-15 | 14.1136 | 67.8864 | x | 3 | 4. Significant | 10656 | Predictive Maintenance | 91.25
1002987 | Distribution Boards | B (Average): Asset is sound, operationally safe and exhibits only minor deterioration. | Category 3 (Recommended): Minor work required to prevent a deterioration of the service provided by the asset. | 20 | 2004-10-14 | 19.5291 | 62.4709 | x | 3 | 4. Significant | 10656 | Predictive Maintenance | 91.25
1002988 | Distribution Boards | B (Average): Asset is sound, operationally safe and exhibits only minor deterioration. | Category 3 (Recommended): Minor work required to prevent a deterioration of the service provided by the asset. | 20 | 2022-03-16 | 2.1109 | 79.8891 | x | 3 | 4. Significant | 10656 | Predictive Maintenance | 91.25
1002989 | Distribution Boards | B (Average): Asset is sound, operationally safe and exhibits only minor deterioration. | Category 3 (Recommended): Minor work required to prevent a deterioration of the service provided by the asset. | 20 | 2010-02-27 | 14.1574 | 67.8426 | x | 3 | 4. Significant | 10657 | Predictive Maintenance | 91.25
1002990 | Distribution Boards | B (Average): Asset is sound, operationally safe and exhibits only minor deterioration. | Category 3 (Recommended): Minor work required to prevent a deterioration of the service provided by the asset. | 20 | 2011-04-30 | 12.9884 | 69.0116 | x | 3 | 4. Significant | 10657 | Predictive Maintenance | 91.25
1002991 | Distribution Boards | B (Average): Asset is sound, operationally safe and exhibits only minor deterioration. | Category 3 (Recommended): Minor work required to prevent a deterioration of the service provided by the asset. | 20 | 2021-04-18 | 3.0198 | 78.9802 | x | 3 | 4. Significant | 10657 | Predictive Maintenance | 91.25
1002992 | Distribution Boards | B (Average): Asset is sound, operationally safe and exhibits only minor deterioration. | Category 3 (Recommended): Minor work required to prevent a deterioration of the service provided by the asset. | 20 | 2007-10-16 | 16.5257 | 65.4743 | x | 3 | 4. Significant | 10658 | Predictive Maintenance | 91.25
1002993 | Distribution Boards | B (Average): Asset is sound, operationally safe and exhibits only minor deterioration. | Category 3 (Recommended): Minor work required to prevent a deterioration of the service provided by the asset. | 20 | 2015-08-22 | 8.6762 | 73.3238 | x | 3 | 4. Significant | 10658 | Predictive Maintenance | 91.25
1002994 | Distribution Boards | B (Average): Asset is sound, operationally safe and exhibits only minor deterioration. | Category 3 (Recommended): Minor work required to prevent a deterioration of the service provided by the asset. | 20 | 2008-11-02 | 15.4771 | 66.5229 | x | 3 | 4. Significant | 10658 | Predictive Maintenance | 91.25
1002995 | Distribution Boards | B (Average): Asset is sound, operationally safe and exhibits only minor deterioration. | Category 3 (Recommended): Minor work required to prevent a deterioration of the service provided by the asset. | 20 | 2021-08-30 | 2.653 | 79.347 | x | 3 | 4. Significant | 10658 | Predictive Maintenance | 91.25
1002996 | Distribution Boards | B (Average): Asset is sound, operationally safe and exhibits only minor deterioration. | Category 3 (Recommended): Minor work required to prevent a deterioration of the service provided by the asset. | 20 | 2013-10-10 | 10.5407 | 67.4593 | x | 5 | 4. Significant | 10659 | Predictive Maintenance | 91.25
1002997 | Distribution Boards | B (Average): Asset is sound, operationally safe and exhibits only minor deterioration. | Category 3 (Recommended): Minor work required to prevent a deterioration of the service provided by the asset. | 20 | 2023-08-20 | 0.68172 | 77.3183 | x | 5 | 4. Significant | 10659 | Predictive Maintenance | 91.25
1002998 | Distribution Boards | B (Average): Asset is sound, operationally safe and exhibits only minor deterioration. | Category 3 (Recommended): Minor work required to prevent a deterioration of the service provided by the asset. | 20 | 2011-07-06 | 12.8049 | 65.1951 | x | 5 | 4. Significant | 10659 | Predictive Maintenance | 91.25
1002999 | Distribution Boards | B (Average): Asset is sound, operationally safe and exhibits only minor deterioration. | Category 3 (Recommended): Minor work required to prevent a deterioration of the service provided by the asset. | 20 | 2017-06-03 | 6.8939 | 71.1061 | x | 5 | 4. Significant | 10660 | Predictive Maintenance | 91.25
1003000 | Distribution Boards | B (Average): Asset is sound, operationally safe and exhibits only minor deterioration. | Category 3 (Recommended): Minor work required to prevent a deterioration of the service provided by the asset. | 20 | 2007-10-03 | 16.5613 | 63.4387 | x | 4 | 4. Significant | 10661 | Predictive Maintenance | 91.25
1003001 | Distribution Boards | B (Average): Asset is sound, operationally safe and exhibits only minor deterioration. | Category 3 (Recommended): Minor work required to prevent a deterioration of the service provided by the asset. | 20 | 2022-03-17 | 2.1081 | 77.8919 | x | 4 | 4. Significant | 10661 | Predictive Maintenance | 91.25
1003002 | Distribution Boards | B (Average): Asset is sound, operationally safe and exhibits only minor deterioration. | Category 3 (Recommended): Minor work required to prevent a deterioration of the service provided by the asset. | 20 | 2007-09-30 | 16.5695 | 63.4305 | x | 4 | 4. Significant | 10661 | Predictive Maintenance | 91.25
1003003 | Distribution Boards | B (Average): Asset is sound, operationally safe and exhibits only minor deterioration. | Category 3 (Recommended): Minor work required to prevent a deterioration of the service provided by the asset. | 20 | 2021-01-28 | 3.2389 | 76.7611 | x | 4 | 4. Significant | 10662 | Predictive Maintenance | 91.25
1003004 | Distribution Boards | B (Average): Asset is sound, operationally safe and exhibits only minor deterioration. | Category 3 (Recommended): Minor work required to prevent a deterioration of the service provided by the asset. | 20 | 2007-09-23 | 16.5886 | 63.4114 | x | 4 | 4. Significant | 10662 | Predictive Maintenance | 91.25
1003005 | Distribution Boards | B (Average): Asset is sound, operationally safe and exhibits only minor deterioration. | Category 3 (Recommended): Minor work required to prevent a deterioration of the service provided by the asset. | 20 | 2018-06-26 | 5.8316 | 74.1684 | x | 4 | 4. Significant | 10662 | Predictive Maintenance | 91.25
1003006 | Distribution Boards | B (Average): Asset is sound, operationally safe and exhibits only minor deterioration. | Category 3 (Recommended): Minor work required to prevent a deterioration of the service provided by the asset. | 20 | 2018-10-18 | 5.5195 | 74.4805 | x | 4 | 4. Significant | 10662 | Predictive Maintenance | 91.25
1003007 | Distribution Boards | B (Average): Asset is sound, operationally safe and exhibits only minor deterioration. | Category 3 (Recommended): Minor work required to prevent a deterioration of the service provided by the asset. | 20 | 2008-08-31 | 15.6496 | 66.3504 | x | 3 | 4. Significant | 10663 | Predictive Maintenance | 91.25
1003008 | Distribution Boards | B (Average): Asset is sound, operationally safe and exhibits only minor deterioration. | Category 3 (Recommended): Minor work required to prevent a deterioration of the service provided by the asset. | 20 | 2016-05-13 | 7.9507 | 74.0493 | x | 3 | 4. Significant | 10663 | Predictive Maintenance | 91.25
1003009 | Distribution Boards | B (Average): Asset is sound, operationally safe and exhibits only minor deterioration. | Category 3 (Recommended): Minor work required to prevent a deterioration of the service provided by the asset. | 20 | 2013-12-07 | 10.3819 | 71.6181 | x | 3 | 4. Significant | 10663 | Predictive Maintenance | 91.25
1003010 | Distribution Boards | B (Average): Asset is sound, operationally safe and exhibits only minor deterioration. | Category 3 (Recommended): Minor work required to prevent a deterioration of the service provided by the asset. | 20 | 2023-08-08 | 0.71458 | 81.2854 | x | 3 | 4. Significant | 10664 | Predictive Maintenance | 91.25
1003011 | Distribution Boards | B (Average): Asset is sound, operationally safe and exhibits only minor deterioration. | Category 3 (Recommended): Minor work required to prevent a deterioration of the service provided by the asset. | 20 | 2004-04-20 | 20.0137 | 61.9863 | x | 3 | 4. Significant | 10664 | Predictive Maintenance | 91.25
1003012 | Distribution Boards | B (Average): Asset is sound, operationally safe and exhibits only minor deterioration. | Category 3 (Recommended): Minor work required to prevent a deterioration of the service provided by the asset. | 20 | 2011-01-26 | 13.2457 | 68.7543 | x | 3 | 4. Significant | 10664 | Predictive Maintenance | 91.25
1003013 | Distribution Boards | B (Average): Asset is sound, operationally safe and exhibits only minor deterioration. | Category 3 (Recommended): Minor work required to prevent a deterioration of the service provided by the asset. | 20 | 2009-12-27 | 14.3272 | 67.6728 | x | 3 | 4. Significant | 10665 | Predictive Maintenance | 91.25
1003014 | Distribution Boards | B (Average): Asset is sound, operationally safe and exhibits only minor deterioration. | Category 3 (Recommended): Minor work required to prevent a deterioration of the service provided by the asset. | 20 | 2023-11-19 | 0.43258 | 81.5674 | x | 3 | 4. Significant | 10665 | Predictive Maintenance | 91.25
1003015 | Distribution Boards | B (Average): Asset is sound, operationally safe and exhibits only minor deterioration. | Category 3 (Recommended): Minor work required to prevent a deterioration of the service provided by the asset. | 20 | 2009-12-05 | 14.3874 | 67.6126 | x | 3 | 4. Significant | 10665 | Predictive Maintenance | 91.25
1003016 | Distribution Boards | B (Average): Asset is sound, operationally safe and exhibits only minor deterioration. | Category 3 (Recommended): Minor work required to prevent a deterioration of the service provided by the asset. | 20 | 2014-04-03 | 10.0616 | 71.9384 | x | 3 | 4. Significant | 10665 | Predictive Maintenance | 91.25
1003017 | Distribution Boards | B (Average): Asset is sound, operationally safe and exhibits only minor deterioration. | Category 3 (Recommended): Minor work required to prevent a deterioration of the service provided by the asset. | 20 | 2005-05-07 | 18.9678 | 63.0322 | x | 3 | 4. Significant | 10666 | Predictive Maintenance | 91.25
1003018 | Distribution Boards | B (Average): Asset is sound, operationally safe and exhibits only minor deterioration. | Category 3 (Recommended): Minor work required to prevent a deterioration of the service provided by the asset. | 20 | 2010-12-30 | 13.3196 | 68.6804 | x | 3 | 4. Significant | 10666 | Predictive Maintenance | 91.25
1003019 | Distribution Boards | B (Average): Asset is sound, operationally safe and exhibits only minor deterioration. | Category 3 (Recommended): Minor work required to prevent a deterioration of the service provided by the asset. | 20 | 2011-03-06 | 13.1389 | 68.8611 | x | 3 | 4. Significant | 10666 | Predictive Maintenance | 91.25
1003020 | Distribution Boards | B (Average): Asset is sound, operationally safe and exhibits only minor deterioration. | Category 3 (Recommended): Minor work required to prevent a deterioration of the service provided by the asset. | 20 | 2022-04-13 | 2.0342 | 79.9658 | x | 3 | 4. Significant | 10666 | Predictive Maintenance | 91.25
1003021 | Distribution Boards | B (Average): Asset is sound, operationally safe and exhibits only minor deterioration. | Category 3 (Recommended): Minor work required to prevent a deterioration of the service provided by the asset. | 20 | 2014-12-18 | 9.3525 | 72.6475 | x | 3 | 4. Significant | 10667 | Predictive Maintenance | 91.25
1003022 | Distribution Boards | B (Average): Asset is sound, operationally safe and exhibits only minor deterioration. | Category 3 (Recommended): Minor work required to prevent a deterioration of the service provided by the asset. | 20 | 2008-02-08 | 16.2108 | 65.7892 | x | 3 | 4. Significant | 10667 | Predictive Maintenance | 91.25
1003023 | Distribution Boards | B (Average): Asset is sound, operationally safe and exhibits only minor deterioration. | Category 3 (Recommended): Minor work required to prevent a deterioration of the service provided by the asset. | 20 | 2012-11-16 | 11.4387 | 70.5613 | x | 3 | 4. Significant | 10667 | Predictive Maintenance | 91.25
1003024 | Distribution Boards | B (Average): Asset is sound, operationally safe and exhibits only minor deterioration. | Category 3 (Recommended): Minor work required to prevent a deterioration of the service provided by the asset. | 20 | 2005-01-13 | 19.2799 | 62.7201 | x | 3 | 4. Significant | 10668 | Predictive Maintenance | 91.25
1003025 | Distribution Boards | B (Average): Asset is sound, operationally safe and exhibits only minor deterioration. | Category 3 (Recommended): Minor work required to prevent a deterioration of the service provided by the asset. | 20 | 2006-09-07 | 17.6318 | 64.3682 | x | 3 | 4. Significant | 10668 | Predictive Maintenance | 91.25
1003026 | Distribution Boards | B (Average): Asset is sound, operationally safe and exhibits only minor deterioration. | Category 3 (Recommended): Minor work required to prevent a deterioration of the service provided by the asset. | 20 | 2006-12-31 | 17.3169 | 64.6831 | x | 3 | 4. Significant | 10668 | Predictive Maintenance | 91.25
1003027 | Distribution Boards | B (Average): Asset is sound, operationally safe and exhibits only minor deterioration. | Category 3 (Recommended): Minor work required to prevent a deterioration of the service provided by the asset. | 20 | 2016-10-07 | 7.5483 | 70.4517 | x | 5 | 4. Significant | 10669 | Predictive Maintenance | 91.25
1003028 | Distribution Boards | B (Average): Asset is sound, operationally safe and exhibits only minor deterioration. | Category 3 (Recommended): Minor work required to prevent a deterioration of the service provided by the asset. | 20 | 2006-04-05 | 18.0561 | 59.9439 | x | 5 | 4. Significant | 10669 | Predictive Maintenance | 91.25
1003029 | Distribution Boards | B (Average): Asset is sound, operationally safe and exhibits only minor deterioration. | Category 3 (Recommended): Minor work required to prevent a deterioration of the service provided by the asset. | 20 | 2009-10-26 | 14.4969 | 63.5031 | x | 5 | 4. Significant | 10669 | Predictive Maintenance | 91.25
1003030 | Distribution Boards | B (Average): Asset is sound, operationally safe and exhibits only minor deterioration. | Category 3 (Recommended): Minor work required to prevent a deterioration of the service provided by the asset. | 20 | 2007-12-05 | 16.3888 | 61.6112 | x | 5 | 4. Significant | 10670 | Predictive Maintenance | 91.25
1003031 | Distribution Boards | B (Average): Asset is sound, operationally safe and exhibits only minor deterioration. | Category 3 (Recommended): Minor work required to prevent a deterioration of the service provided by the asset. | 20 | 2018-08-07 | 5.7166 | 72.2834 | x | 5 | 4. Significant | 10670 | Predictive Maintenance | 91.25
1003032 | Distribution Boards | B (Average): Asset is sound, operationally safe and exhibits only minor deterioration. | Category 3 (Recommended): Minor work required to prevent a deterioration of the service provided by the asset. | 20 | 2016-01-12 | 8.2847 | 69.7153 | x | 5 | 4. Significant | 10670 | Predictive Maintenance | 91.25
1003033 | Distribution Boards | B (Average): Asset is sound, operationally safe and exhibits only minor deterioration. | Category 3 (Recommended): Minor work required to prevent a deterioration of the service provided by the asset. | 20 | 2023-08-13 | 0.70089 | 79.2991 | x | 4 | 4. Significant | 10671 | Predictive Maintenance | 91.25
1003034 | Distribution Boards | B (Average): Asset is sound, operationally safe and exhibits only minor deterioration. | Category 3 (Recommended): Minor work required to prevent a deterioration of the service provided by the asset. | 20 | 2019-06-13 | 4.8679 | 75.1321 | x | 4 | 4. Significant | 10671 | Predictive Maintenance | 91.25
1003035 | Distribution Boards | B (Average): Asset is sound, operationally safe and exhibits only minor deterioration. | Category 3 (Recommended): Minor work required to prevent a deterioration of the service provided by the asset. | 20 | 2012-07-26 | 11.7481 | 68.2519 | x | 4 | 4. Significant | 10671 | Predictive Maintenance | 91.25
1003036 | Distribution Boards | B (Average): Asset is sound, operationally safe and exhibits only minor deterioration. | Category 3 (Recommended): Minor work required to prevent a deterioration of the service provided by the asset. | 20 | 2005-03-21 | 19.0965 | 60.9035 | x | 4 | 4. Significant | 10672 | Predictive Maintenance | 91.25
1003037 | Distribution Boards | B (Average): Asset is sound, operationally safe and exhibits only minor deterioration. | Category 3 (Recommended): Minor work required to prevent a deterioration of the service provided by the asset. | 20 | 2010-09-19 | 13.5989 | 66.4011 | x | 4 | 4. Significant | 10672 | Predictive Maintenance | 91.25
1003038 | Distribution Boards | B (Average): Asset is sound, operationally safe and exhibits only minor deterioration. | Category 3 (Recommended): Minor work required to prevent a deterioration of the service provided by the asset. | 20 | 2019-04-23 | 5.0075 | 74.9925 | x | 4 | 4. Significant | 10672 | Predictive Maintenance | 91.25
1003039 | Distribution Boards | B (Average): Asset is sound, operationally safe and exhibits only minor deterioration. | Category 3 (Recommended): Minor work required to prevent a deterioration of the service provided by the asset. | 20 | 2019-09-11 | 4.6215 | 77.3785 | x | 3 | 4. Significant | 10673 | Predictive Maintenance | 91.25
1003040 | Distribution Boards | B (Average): Asset is sound, operationally safe and exhibits only minor deterioration. | Category 3 (Recommended): Minor work required to prevent a deterioration of the service provided by the asset. | 20 | 2005-11-11 | 18.4531 | 63.5469 | x | 3 | 4. Significant | 10673 | Predictive Maintenance | 91.25
1003041 | Distribution Boards | B (Average): Asset is sound, operationally safe and exhibits only minor deterioration. | Category 3 (Recommended): Minor work required to prevent a deterioration of the service provided by the asset. | 20 | 2022-08-23 | 1.6728 | 80.3272 | x | 3 | 4. Significant | 10673 | Predictive Maintenance | 91.25
1003042 | Distribution Boards | B (Average): Asset is sound, operationally safe and exhibits only minor deterioration. | Category 3 (Recommended): Minor work required to prevent a deterioration of the service provided by the asset. | 20 | 2016-12-11 | 7.3703 | 74.6297 | x | 3 | 4. Significant | 10674 | Predictive Maintenance | 91.25
1003043 | Distribution Boards | B (Average): Asset is sound, operationally safe and exhibits only minor deterioration. | Category 3 (Recommended): Minor work required to prevent a deterioration of the service provided by the asset. | 20 | 2009-02-12 | 15.1978 | 66.8022 | x | 3 | 4. Significant | 10674 | Predictive Maintenance | 91.25
1003044 | Distribution Boards | B (Average): Asset is sound, operationally safe and exhibits only minor deterioration. | Category 3 (Recommended): Minor work required to prevent a deterioration of the service provided by the asset. | 20 | 2015-02-26 | 9.1608 | 72.8392 | x | 3 | 4. Significant | 10674 | Predictive Maintenance | 91.25
1003045 | Distribution Boards | B (Average): Asset is sound, operationally safe and exhibits only minor deterioration. | Category 3 (Recommended): Minor work required to prevent a deterioration of the service provided by the asset. | 20 | 2023-09-26 | 0.58042 | 81.4196 | x | 3 | 4. Significant | 10675 | Predictive Maintenance | 91.25
1003046 | Distribution Boards | B (Average): Asset is sound, operationally safe and exhibits only minor deterioration. | Category 3 (Recommended): Minor work required to prevent a deterioration of the service provided by the asset. | 20 | 2016-11-21 | 7.4251 | 74.5749 | x | 3 | 4. Significant | 10675 | Predictive Maintenance | 91.25
1003047 | Distribution Boards | B (Average): Asset is sound, operationally safe and exhibits only minor deterioration. | Category 3 (Recommended): Minor work required to prevent a deterioration of the service provided by the asset. | 20 | 2011-11-18 | 12.4353 | 69.5647 | x | 3 | 4. Significant | 10675 | Predictive Maintenance | 91.25
1003048 | Distribution Boards | B (Average): Asset is sound, operationally safe and exhibits only minor deterioration. | Category 3 (Recommended): Minor work required to prevent a deterioration of the service provided by the asset. | 20 | 2010-02-12 | 14.1985 | 67.8015 | x | 3 | 4. Significant | 10676 | Predictive Maintenance | 91.25
1003049 | Distribution Boards | B (Average): Asset is sound, operationally safe and exhibits only minor deterioration. | Category 3 (Recommended): Minor work required to prevent a deterioration of the service provided by the asset. | 20 | 2010-06-30 | 13.8207 | 68.1793 | x | 3 | 4. Significant | 10676 | Predictive Maintenance | 91.25
1003050 | Distribution Boards | B (Average): Asset is sound, operationally safe and exhibits only minor deterioration. | Category 3 (Recommended): Minor work required to prevent a deterioration of the service provided by the asset. | 20 | 2018-09-08 | 5.629 | 76.371 | x | 3 | 4. Significant | 10676 | Predictive Maintenance | 91.25
1003051 | Distribution Boards | B (Average): Asset is sound, operationally safe and exhibits only minor deterioration. | Category 3 (Recommended): Minor work required to prevent a deterioration of the service provided by the asset. | 20 | 2006-10-09 | 17.5441 | 64.4559 | x | 3 | 4. Significant | 10676 | Predictive Maintenance | 91.25
1003052 | Distribution Boards | B (Average): Asset is sound, operationally safe and exhibits only minor deterioration. | Category 3 (Recommended): Minor work required to prevent a deterioration of the service provided by the asset. | 20 | 2020-10-31 | 3.4825 | 78.5175 | x | 3 | 4. Significant | 10676 | Predictive Maintenance | 91.25
1003053 | Distribution Boards | B (Average): Asset is sound, operationally safe and exhibits only minor deterioration. | Category 3 (Recommended): Minor work required to prevent a deterioration of the service provided by the asset. | 20 | 2010-04-10 | 14.0424 | 67.9576 | x | 3 | 4. Significant | 10677 | Predictive Maintenance | 91.25
1003054 | Distribution Boards | B (Average): Asset is sound, operationally safe and exhibits only minor deterioration. | Category 3 (Recommended): Minor work required to prevent a deterioration of the service provided by the asset. | 20 | 2012-10-27 | 11.4935 | 70.5065 | x | 3 | 4. Significant | 10677 | Predictive Maintenance | 91.25
1003055 | Distribution Boards | B (Average): Asset is sound, operationally safe and exhibits only minor deterioration. | Category 3 (Recommended): Minor work required to prevent a deterioration of the service provided by the asset. | 20 | 2021-10-08 | 2.5462 | 79.4538 | x | 3 | 4. Significant | 10677 | Predictive Maintenance | 91.25
1003056 | Distribution Boards | B (Average): Asset is sound, operationally safe and exhibits only minor deterioration. | Category 3 (Recommended): Minor work required to prevent a deterioration of the service provided by the asset. | 20 | 2016-11-10 | 7.4552 | 74.5448 | x | 3 | 4. Significant | 10678 | Predictive Maintenance | 91.25
1003057 | Distribution Boards | B (Average): Asset is sound, operationally safe and exhibits only minor deterioration. | Category 3 (Recommended): Minor work required to prevent a deterioration of the service provided by the asset. | 20 | 2016-01-15 | 8.2765 | 73.7235 | x | 3 | 4. Significant | 10678 | Predictive Maintenance | 91.25
1003058 | Distribution Boards | B (Average): Asset is sound, operationally safe and exhibits only minor deterioration. | Category 3 (Recommended): Minor work required to prevent a deterioration of the service provided by the asset. | 20 | 2015-05-17 | 8.9418 | 73.0582 | x | 3 | 4. Significant | 10678 | Predictive Maintenance | 91.25
1003059 | Distribution Boards | B (Average): Asset is sound, operationally safe and exhibits only minor deterioration. | Category 3 (Recommended): Minor work required to prevent a deterioration of the service provided by the asset. | 20 | 2009-02-22 | 15.1704 | 62.8296 | x | 5 | 4. Significant | 10679 | Predictive Maintenance | 91.25
1003060 | Distribution Boards | B (Average): Asset is sound, operationally safe and exhibits only minor deterioration. | Category 3 (Recommended): Minor work required to prevent a deterioration of the service provided by the asset. | 20 | 2010-09-04 | 13.64 | 64.36 | x | 5 | 4. Significant | 10679 | Predictive Maintenance | 91.25
1003061 | Distribution Boards | B (Average): Asset is sound, operationally safe and exhibits only minor deterioration. | Category 3 (Recommended): Minor work required to prevent a deterioration of the service provided by the asset. | 20 | 2004-02-15 | 20.1916 | 57.8084 | x | 5 | 4. Significant | 10679 | Predictive Maintenance | 91.25
1003062 | Distribution Boards | B (Average): Asset is sound, operationally safe and exhibits only minor deterioration. | Category 3 (Recommended): Minor work required to prevent a deterioration of the service provided by the asset. | 20 | 2016-07-01 | 7.8166 | 70.1834 | x | 5 | 4. Significant | 10679 | Predictive Maintenance | 91.25
1003063 | Distribution Boards | B (Average): Asset is sound, operationally safe and exhibits only minor deterioration. | Category 3 (Recommended): Minor work required to prevent a deterioration of the service provided by the asset. | 20 | 2018-08-01 | 5.7331 | 72.2669 | x | 5 | 4. Significant | 10679 | Predictive Maintenance | 91.25
1003064 | Distribution Boards | B (Average): Asset is sound, operationally safe and exhibits only minor deterioration. | Category 3 (Recommended): Minor work required to prevent a deterioration of the service provided by the asset. | 20 | 2014-12-09 | 9.3771 | 68.6229 | x | 5 | 4. Significant | 10680 | Predictive Maintenance | 91.25
1003065 | Distribution Boards | B (Average): Asset is sound, operationally safe and exhibits only minor deterioration. | Category 3 (Recommended): Minor work required to prevent a deterioration of the service provided by the asset. | 20 | 2017-03-26 | 7.0828 | 72.9172 | x | 4 | 4. Significant | 10681 | Predictive Maintenance | 91.25
1003066 | Distribution Boards | B (Average): Asset is sound, operationally safe and exhibits only minor deterioration. | Category 3 (Recommended): Minor work required to prevent a deterioration of the service provided by the asset. | 20 | 2007-03-18 | 17.1061 | 62.8939 | x | 4 | 4. Significant | 10681 | Predictive Maintenance | 91.25
1003067 | Distribution Boards | B (Average): Asset is sound, operationally safe and exhibits only minor deterioration. | Category 3 (Recommended): Minor work required to prevent a deterioration of the service provided by the asset. | 20 | 2022-09-23 | 1.588 | 78.412 | x | 4 | 4. Significant | 10681 | Predictive Maintenance | 91.25
1003068 | Distribution Boards | B (Average): Asset is sound, operationally safe and exhibits only minor deterioration. | Category 3 (Recommended): Minor work required to prevent a deterioration of the service provided by the asset. | 20 | 2023-09-22 | 0.59138 | 79.4086 | x | 4 | 4. Significant | 10682 | Predictive Maintenance | 91.25
1003069 | Distribution Boards | B (Average): Asset is sound, operationally safe and exhibits only minor deterioration. | Category 3 (Recommended): Minor work required to prevent a deterioration of the service provided by the asset. | 20 | 2011-12-30 | 12.3203 | 67.6797 | x | 4 | 4. Significant | 10682 | Predictive Maintenance | 91.25
1003070 | Distribution Boards | B (Average): Asset is sound, operationally safe and exhibits only minor deterioration. | Category 3 (Recommended): Minor work required to prevent a deterioration of the service provided by the asset. | 20 | 2018-04-11 | 6.0397 | 73.9603 | x | 4 | 4. Significant | 10682 | Predictive Maintenance | 91.25
1003071 | Distribution Boards | B (Average): Asset is sound, operationally safe and exhibits only minor deterioration. | Category 3 (Recommended): Minor work required to prevent a deterioration of the service provided by the asset. | 20 | 2005-08-17 | 18.6886 | 63.3114 | x | 3 | 4. Significant | 10683 | Predictive Maintenance | 91.25
1003072 | Distribution Boards | B (Average): Asset is sound, operationally safe and exhibits only minor deterioration. | Category 3 (Recommended): Minor work required to prevent a deterioration of the service provided by the asset. | 20 | 2022-10-25 | 1.5003 | 80.4997 | x | 3 | 4. Significant | 10683 | Predictive Maintenance | 91.25
1003073 | Distribution Boards | B (Average): Asset is sound, operationally safe and exhibits only minor deterioration. | Category 3 (Recommended): Minor work required to prevent a deterioration of the service provided by the asset. | 20 | 2009-08-30 | 14.653 | 67.347 | x | 3 | 4. Significant | 10683 | Predictive Maintenance | 91.25
1003074 | Distribution Boards | B (Average): Asset is sound, operationally safe and exhibits only minor deterioration. | Category 3 (Recommended): Minor work required to prevent a deterioration of the service provided by the asset. | 20 | 2021-06-18 | 2.8528 | 75.1472 | x | 5 | 4. Significant | 10684 | Predictive Maintenance | 91.25
1003075 | Distribution Boards | B (Average): Asset is sound, operationally safe and exhibits only minor deterioration. | Category 3 (Recommended): Minor work required to prevent a deterioration of the service provided by the asset. | 20 | 2023-06-19 | 0.85147 | 77.1485 | x | 5 | 4. Significant | 10684 | Predictive Maintenance | 91.25
1003076 | Distribution Boards | B (Average): Asset is sound, operationally safe and exhibits only minor deterioration. | Category 3 (Recommended): Minor work required to prevent a deterioration of the service provided by the asset. | 20 | 2005-07-01 | 18.8172 | 59.1828 | x | 5 | 4. Significant | 10684 | Predictive Maintenance | 91.25
1003077 | Distribution Boards | B (Average): Asset is sound, operationally safe and exhibits only minor deterioration. | Category 3 (Recommended): Minor work required to prevent a deterioration of the service provided by the asset. | 20 | 2007-01-10 | 17.2895 | 60.7105 | x | 5 | 4. Significant | 10684 | Predictive Maintenance | 91.25
1003078 | Distribution Boards | B (Average): Asset is sound, operationally safe and exhibits only minor deterioration. | Category 3 (Recommended): Minor work required to prevent a deterioration of the service provided by the asset. | 20 | 2009-08-02 | 14.7296 | 63.2704 | x | 5 | 4. Significant | 10685 | Predictive Maintenance | 91.25
1003079 | Distribution Boards | B (Average): Asset is sound, operationally safe and exhibits only minor deterioration. | Category 3 (Recommended): Minor work required to prevent a deterioration of the service provided by the asset. | 20 | 2005-11-05 | 18.4695 | 59.5305 | x | 5 | 4. Significant | 10685 | Predictive Maintenance | 91.25
1003080 | Distribution Boards | B (Average): Asset is sound, operationally safe and exhibits only minor deterioration. | Category 3 (Recommended): Minor work required to prevent a deterioration of the service provided by the asset. | 20 | 2021-12-21 | 2.3436 | 75.6564 | x | 5 | 4. Significant | 10685 | Predictive Maintenance | 91.25
1003081 | Distribution Boards | B (Average): Asset is sound, operationally safe and exhibits only minor deterioration. | Category 3 (Recommended): Minor work required to prevent a deterioration of the service provided by the asset. | 20 | 2009-09-29 | 14.5708 | 65.4292 | x | 4 | 4. Significant | 10686 | Predictive Maintenance | 91.25
1003082 | Distribution Boards | B (Average): Asset is sound, operationally safe and exhibits only minor deterioration. | Category 3 (Recommended): Minor work required to prevent a deterioration of the service provided by the asset. | 20 | 2005-09-16 | 18.6064 | 61.3936 | x | 4 | 4. Significant | 10686 | Predictive Maintenance | 91.25
1003083 | Distribution Boards | B (Average): Asset is sound, operationally safe and exhibits only minor deterioration. | Category 3 (Recommended): Minor work required to prevent a deterioration of the service provided by the asset. | 20 | 2017-12-16 | 6.3573 | 73.6427 | x | 4 | 4. Significant | 10686 | Predictive Maintenance | 91.25
1003084 | Distribution Boards | B (Average): Asset is sound, operationally safe and exhibits only minor deterioration. | Category 3 (Recommended): Minor work required to prevent a deterioration of the service provided by the asset. | 20 | 2014-11-25 | 9.4155 | 70.5845 | x | 4 | 4. Significant | 10687 | Predictive Maintenance | 91.25
1003085 | Distribution Boards | B (Average): Asset is sound, operationally safe and exhibits only minor deterioration. | Category 3 (Recommended): Minor work required to prevent a deterioration of the service provided by the asset. | 20 | 2011-07-22 | 12.7611 | 67.2389 | x | 4 | 4. Significant | 10687 | Predictive Maintenance | 91.25
1003086 | Distribution Boards | B (Average): Asset is sound, operationally safe and exhibits only minor deterioration. | Category 3 (Recommended): Minor work required to prevent a deterioration of the service provided by the asset. | 20 | 2014-03-02 | 10.1492 | 69.8508 | x | 4 | 4. Significant | 10687 | Predictive Maintenance | 91.25
1003087 | Distribution Boards | B (Average): Asset is sound, operationally safe and exhibits only minor deterioration. | Category 3 (Recommended): Minor work required to prevent a deterioration of the service provided by the asset. | 20 | 2007-06-20 | 16.8487 | 65.1513 | x | 3 | 4. Significant | 10688 | Predictive Maintenance | 91.25
1003088 | Distribution Boards | B (Average): Asset is sound, operationally safe and exhibits only minor deterioration. | Category 3 (Recommended): Minor work required to prevent a deterioration of the service provided by the asset. | 20 | 2015-09-20 | 8.5969 | 73.4031 | x | 3 | 4. Significant | 10688 | Predictive Maintenance | 91.25
1003089 | Distribution Boards | B (Average): Asset is sound, operationally safe and exhibits only minor deterioration. | Category 3 (Recommended): Minor work required to prevent a deterioration of the service provided by the asset. | 20 | 2010-11-17 | 13.4374 | 68.5626 | x | 3 | 4. Significant | 10688 | Predictive Maintenance | 91.25
1003090 | Distribution Boards | B (Average): Asset is sound, operationally safe and exhibits only minor deterioration. | Category 3 (Recommended): Minor work required to prevent a deterioration of the service provided by the asset. | 20 | 2020-03-22 | 4.0931 | 77.9069 | x | 3 | 4. Significant | 10689 | Predictive Maintenance | 91.25
1003091 | Distribution Boards | B (Average): Asset is sound, operationally safe and exhibits only minor deterioration. | Category 3 (Recommended): Minor work required to prevent a deterioration of the service provided by the asset. | 20 | 2015-10-08 | 8.5476 | 73.4524 | x | 3 | 4. Significant | 10689 | Predictive Maintenance | 91.25
1003092 | Distribution Boards | B (Average): Asset is sound, operationally safe and exhibits only minor deterioration. | Category 3 (Recommended): Minor work required to prevent a deterioration of the service provided by the asset. | 20 | 2012-10-16 | 11.5236 | 70.4764 | x | 3 | 4. Significant | 10689 | Predictive Maintenance | 91.25
1003093 | Distribution Boards | B (Average): Asset is sound, operationally safe and exhibits only minor deterioration. | Category 3 (Recommended): Minor work required to prevent a deterioration of the service provided by the asset. | 20 | 2015-12-27 | 8.3285 | 71.6715 | x | 4 | 4. Significant | 10690 | Predictive Maintenance | 91.25
1003094 | Distribution Boards | B (Average): Asset is sound, operationally safe and exhibits only minor deterioration. | Category 3 (Recommended): Minor work required to prevent a deterioration of the service provided by the asset. | 20 | 2012-07-25 | 11.7509 | 68.2491 | x | 4 | 4. Significant | 10690 | Predictive Maintenance | 91.25
1003095 | Distribution Boards | B (Average): Asset is sound, operationally safe and exhibits only minor deterioration. | Category 3 (Recommended): Minor work required to prevent a deterioration of the service provided by the asset. | 20 | 2023-10-07 | 0.55031 | 79.4497 | x | 4 | 4. Significant | 10690 | Predictive Maintenance | 91.25
1003096 | Distribution Boards | B (Average): Asset is sound, operationally safe and exhibits only minor deterioration. | Category 3 (Recommended): Minor work required to prevent a deterioration of the service provided by the asset. | 20 | 2009-06-15 | 14.8611 | 65.1389 | x | 4 | 4. Significant | 10690 | Predictive Maintenance | 91.25
1003097 | Distribution Boards | B (Average): Asset is sound, operationally safe and exhibits only minor deterioration. | Category 3 (Recommended): Minor work required to prevent a deterioration of the service provided by the asset. | 20 | 2020-01-17 | 4.271 | 75.729 | x | 4 | 4. Significant | 10691 | Predictive Maintenance | 91.25
1003098 | Distribution Boards | B (Average): Asset is sound, operationally safe and exhibits only minor deterioration. | Category 3 (Recommended): Minor work required to prevent a deterioration of the service provided by the asset. | 20 | 2004-08-14 | 19.6961 | 62.3039 | x | 3 | 4. Significant | 10692 | Predictive Maintenance | 91.25
1003099 | Distribution Boards | B (Average): Asset is sound, operationally safe and exhibits only minor deterioration. | Category 3 (Recommended): Minor work required to prevent a deterioration of the service provided by the asset. | 20 | 2004-11-27 | 19.4086 | 62.5914 | x | 3 | 4. Significant | 10692 | Predictive Maintenance | 91.25
1003100 | Distribution Boards | B (Average): Asset is sound, operationally safe and exhibits only minor deterioration. | Category 3 (Recommended): Minor work required to prevent a deterioration of the service provided by the asset. | 20 | 2010-08-18 | 13.6865 | 68.3135 | x | 3 | 4. Significant | 10692 | Predictive Maintenance | 91.25
1003101 | Distribution Boards | B (Average): Asset is sound, operationally safe and exhibits only minor deterioration. | Category 3 (Recommended): Minor work required to prevent a deterioration of the service provided by the asset. | 20 | 2011-04-22 | 13.0103 | 68.9897 | x | 3 | 4. Significant | 10693 | Predictive Maintenance | 91.25
1003102 | Distribution Boards | B (Average): Asset is sound, operationally safe and exhibits only minor deterioration. | Category 3 (Recommended): Minor work required to prevent a deterioration of the service provided by the asset. | 20 | 2008-08-19 | 15.6824 | 66.3176 | x | 3 | 4. Significant | 10693 | Predictive Maintenance | 91.25
1003103 | Distribution Boards | B (Average): Asset is sound, operationally safe and exhibits only minor deterioration. | Category 3 (Recommended): Minor work required to prevent a deterioration of the service provided by the asset. | 20 | 2009-07-01 | 14.8172 | 67.1828 | x | 3 | 4. Significant | 10693 | Predictive Maintenance | 91.25
1003104 | Distribution Boards | B (Average): Asset is sound, operationally safe and exhibits only minor deterioration. | Category 3 (Recommended): Minor work required to prevent a deterioration of the service provided by the asset. | 20 | 2006-09-19 | 17.5989 | 62.4011 | x | 4 | 4. Significant | 10694 | Predictive Maintenance | 91.25
1003105 | Distribution Boards | B (Average): Asset is sound, operationally safe and exhibits only minor deterioration. | Category 3 (Recommended): Minor work required to prevent a deterioration of the service provided by the asset. | 20 | 2005-04-23 | 19.0062 | 60.9938 | x | 4 | 4. Significant | 10694 | Predictive Maintenance | 91.25
1003106 | Distribution Boards | B (Average): Asset is sound, operationally safe and exhibits only minor deterioration. | Category 3 (Recommended): Minor work required to prevent a deterioration of the service provided by the asset. | 20 | 2005-02-19 | 19.1786 | 60.8214 | x | 4 | 4. Significant | 10694 | Predictive Maintenance | 91.25
1003107 | Distribution Boards | B (Average): Asset is sound, operationally safe and exhibits only minor deterioration. | Category 3 (Recommended): Minor work required to prevent a deterioration of the service provided by the asset. | 20 | 2019-05-29 | 4.909 | 75.091 | x | 4 | 4. Significant | 10695 | Predictive Maintenance | 91.25
1003108 | Distribution Boards | B (Average): Asset is sound, operationally safe and exhibits only minor deterioration. | Category 3 (Recommended): Minor work required to prevent a deterioration of the service provided by the asset. | 20 | 2006-12-11 | 17.3717 | 62.6283 | x | 4 | 4. Significant | 10695 | Predictive Maintenance | 91.25
1003109 | Distribution Boards | B (Average): Asset is sound, operationally safe and exhibits only minor deterioration. | Category 3 (Recommended): Minor work required to prevent a deterioration of the service provided by the asset. | 20 | 2021-12-01 | 2.3984 | 77.6016 | x | 4 | 4. Significant | 10695 | Predictive Maintenance | 91.25
1003110 | Distribution Boards | B (Average): Asset is sound, operationally safe and exhibits only minor deterioration. | Category 3 (Recommended): Minor work required to prevent a deterioration of the service provided by the asset. | 20 | 2022-04-24 | 2.0041 | 75.9959 | x | 5 | 4. Significant | 10696 | Predictive Maintenance | 91.25
1003111 | Distribution Boards | B (Average): Asset is sound, operationally safe and exhibits only minor deterioration. | Category 3 (Recommended): Minor work required to prevent a deterioration of the service provided by the asset. | 20 | 2018-06-09 | 5.8782 | 72.1218 | x | 5 | 4. Significant | 10696 | Predictive Maintenance | 91.25
1003112 | Distribution Boards | B (Average): Asset is sound, operationally safe and exhibits only minor deterioration. | Category 3 (Recommended): Minor work required to prevent a deterioration of the service provided by the asset. | 20 | 2020-11-28 | 3.4059 | 74.5941 | x | 5 | 4. Significant | 10696 | Predictive Maintenance | 91.25
1003113 | Distribution Boards | B (Average): Asset is sound, operationally safe and exhibits only minor deterioration. | Category 3 (Recommended): Minor work required to prevent a deterioration of the service provided by the asset. | 20 | 2020-06-27 | 3.8275 | 74.1725 | x | 5 | 4. Significant | 10697 | Predictive Maintenance | 91.25
1003114 | Distribution Boards | B (Average): Asset is sound, operationally safe and exhibits only minor deterioration. | Category 3 (Recommended): Minor work required to prevent a deterioration of the service provided by the asset. | 20 | 2010-04-21 | 14.0123 | 63.9877 | x | 5 | 4. Significant | 10697 | Predictive Maintenance | 91.25
1003115 | Distribution Boards | B (Average): Asset is sound, operationally safe and exhibits only minor deterioration. | Category 3 (Recommended): Minor work required to prevent a deterioration of the service provided by the asset. | 20 | 2011-06-03 | 12.8953 | 65.1047 | x | 5 | 4. Significant | 10697 | Predictive Maintenance | 91.25
1003116 | Distribution Boards | B (Average): Asset is sound, operationally safe and exhibits only minor deterioration. | Category 3 (Recommended): Minor work required to prevent a deterioration of the service provided by the asset. | 20 | 2012-12-19 | 11.3484 | 66.6516 | x | 5 | 4. Significant | 10698 | Predictive Maintenance | 91.25
1003117 | Distribution Boards | B (Average): Asset is sound, operationally safe and exhibits only minor deterioration. | Category 3 (Recommended): Minor work required to prevent a deterioration of the service provided by the asset. | 20 | 2020-10-19 | 3.5154 | 74.4846 | x | 5 | 4. Significant | 10698 | Predictive Maintenance | 91.25
1003118 | Distribution Boards | B (Average): Asset is sound, operationally safe and exhibits only minor deterioration. | Category 3 (Recommended): Minor work required to prevent a deterioration of the service provided by the asset. | 20 | 2015-03-22 | 9.0951 | 68.9049 | x | 5 | 4. Significant | 10698 | Predictive Maintenance | 91.25
1003119 | Distribution Boards | B (Average): Asset is sound, operationally safe and exhibits only minor deterioration. | Category 3 (Recommended): Minor work required to prevent a deterioration of the service provided by the asset. | 20 | 2012-12-29 | 11.321 | 66.679 | x | 5 | 4. Significant | 10698 | Predictive Maintenance | 91.25
1003120 | Distribution Boards | B (Average): Asset is sound, operationally safe and exhibits only minor deterioration. | Category 3 (Recommended): Minor work required to prevent a deterioration of the service provided by the asset. | 20 | 2007-11-21 | 16.4271 | 63.5729 | x | 4 | 4. Significant | 10699 | Predictive Maintenance | 91.25
1003121 | Distribution Boards | B (Average): Asset is sound, operationally safe and exhibits only minor deterioration. | Category 3 (Recommended): Minor work required to prevent a deterioration of the service provided by the asset. | 20 | 2018-06-22 | 5.8426 | 74.1574 | x | 4 | 4. Significant | 10699 | Predictive Maintenance | 91.25
1003122 | Distribution Boards | B (Average): Asset is sound, operationally safe and exhibits only minor deterioration. | Category 3 (Recommended): Minor work required to prevent a deterioration of the service provided by the asset. | 20 | 2016-01-31 | 8.2327 | 71.7673 | x | 4 | 4. Significant | 10699 | Predictive Maintenance | 91.25
1003123 | Distribution Boards | B (Average): Asset is sound, operationally safe and exhibits only minor deterioration. | Category 3 (Recommended): Minor work required to prevent a deterioration of the service provided by the asset. | 20 | 2013-07-22 | 10.7598 | 69.2402 | x | 4 | 4. Significant | 10700 | Predictive Maintenance | 91.25
1003124 | Distribution Boards | B (Average): Asset is sound, operationally safe and exhibits only minor deterioration. | Category 3 (Recommended): Minor work required to prevent a deterioration of the service provided by the asset. | 20 | 2020-10-21 | 3.5099 | 76.4901 | x | 4 | 4. Significant | 10700 | Predictive Maintenance | 91.25
1003125 | Distribution Boards | B (Average): Asset is sound, operationally safe and exhibits only minor deterioration. | Category 3 (Recommended): Minor work required to prevent a deterioration of the service provided by the asset. | 20 | 2009-08-30 | 14.653 | 65.347 | x | 4 | 4. Significant | 10700 | Predictive Maintenance | 91.25
1003126 | Distribution Boards | B (Average): Asset is sound, operationally safe and exhibits only minor deterioration. | Category 3 (Recommended): Minor work required to prevent a deterioration of the service provided by the asset. | 20 | 2016-04-07 | 8.0493 | 73.9507 | x | 3 | 4. Significant | 10701 | Predictive Maintenance | 91.25
1003127 | Distribution Boards | B (Average): Asset is sound, operationally safe and exhibits only minor deterioration. | Category 3 (Recommended): Minor work required to prevent a deterioration of the service provided by the asset. | 20 | 2017-10-03 | 6.5599 | 75.4401 | x | 3 | 4. Significant | 10701 | Predictive Maintenance | 91.25
1003128 | Distribution Boards | B (Average): Asset is sound, operationally safe and exhibits only minor deterioration. | Category 3 (Recommended): Minor work required to prevent a deterioration of the service provided by the asset. | 20 | 2007-08-08 | 16.7146 | 65.2854 | x | 3 | 4. Significant | 10701 | Predictive Maintenance | 91.25
1003129 | Distribution Boards | B (Average): Asset is sound, operationally safe and exhibits only minor deterioration. | Category 3 (Recommended): Minor work required to prevent a deterioration of the service provided by the asset. | 20 | 2010-02-01 | 14.2286 | 67.7714 | x | 3 | 4. Significant | 10702 | Predictive Maintenance | 91.25
1003130 | Distribution Boards | B (Average): Asset is sound, operationally safe and exhibits only minor deterioration. | Category 3 (Recommended): Minor work required to prevent a deterioration of the service provided by the asset. | 20 | 2015-11-25 | 8.4162 | 73.5838 | x | 3 | 4. Significant | 10702 | Predictive Maintenance | 91.25
1003131 | Distribution Boards | B (Average): Asset is sound, operationally safe and exhibits only minor deterioration. | Category 3 (Recommended): Minor work required to prevent a deterioration of the service provided by the asset. | 20 | 2024-01-16 | 0.27379 | 81.7262 | x | 3 | 4. Significant | 10702 | Predictive Maintenance | 91.25
1003132 | Distribution Boards | B (Average): Asset is sound, operationally safe and exhibits only minor deterioration. | Category 3 (Recommended): Minor work required to prevent a deterioration of the service provided by the asset. | 20 | 2020-08-23 | 3.6715 | 78.3285 | x | 3 | 4. Significant | 10703 | Predictive Maintenance | 91.25
1003133 | Distribution Boards | B (Average): Asset is sound, operationally safe and exhibits only minor deterioration. | Category 3 (Recommended): Minor work required to prevent a deterioration of the service provided by the asset. | 20 | 2023-10-07 | 0.55031 | 81.4497 | x | 3 | 4. Significant | 10703 | Predictive Maintenance | 91.25
1003134 | Distribution Boards | B (Average): Asset is sound, operationally safe and exhibits only minor deterioration. | Category 3 (Recommended): Minor work required to prevent a deterioration of the service provided by the asset. | 20 | 2021-05-05 | 2.9733 | 79.0267 | x | 3 | 4. Significant | 10703 | Predictive Maintenance | 91.25
1003135 | Distribution Boards | B (Average): Asset is sound, operationally safe and exhibits only minor deterioration. | Category 3 (Recommended): Minor work required to prevent a deterioration of the service provided by the asset. | 20 | 2007-02-28 | 17.1554 | 62.8446 | x | 4 | 4. Significant | 10704 | Predictive Maintenance | 91.25
1003136 | Distribution Boards | B (Average): Asset is sound, operationally safe and exhibits only minor deterioration. | Category 3 (Recommended): Minor work required to prevent a deterioration of the service provided by the asset. | 20 | 2018-01-09 | 6.2916 | 73.7084 | x | 4 | 4. Significant | 10704 | Predictive Maintenance | 91.25
1003137 | Distribution Boards | B (Average): Asset is sound, operationally safe and exhibits only minor deterioration. | Category 3 (Recommended): Minor work required to prevent a deterioration of the service provided by the asset. | 20 | 2007-06-25 | 16.835 | 63.165 | x | 4 | 4. Significant | 10704 | Predictive Maintenance | 91.25
1003138 | Distribution Boards | B (Average): Asset is sound, operationally safe and exhibits only minor deterioration. | Category 3 (Recommended): Minor work required to prevent a deterioration of the service provided by the asset. | 20 | 2013-08-23 | 10.6721 | 67.3279 | x | 5 | 4. Significant | 10705 | Predictive Maintenance | 91.25
1003139 | Distribution Boards | B (Average): Asset is sound, operationally safe and exhibits only minor deterioration. | Category 3 (Recommended): Minor work required to prevent a deterioration of the service provided by the asset. | 20 | 2012-08-05 | 11.7207 | 66.2793 | x | 5 | 4. Significant | 10705 | Predictive Maintenance | 91.25
1003140 | Distribution Boards | B (Average): Asset is sound, operationally safe and exhibits only minor deterioration. | Category 3 (Recommended): Minor work required to prevent a deterioration of the service provided by the asset. | 20 | 2016-01-21 | 8.2601 | 69.7399 | x | 5 | 4. Significant | 10705 | Predictive Maintenance | 91.25
1003141 | Distribution Boards | B (Average): Asset is sound, operationally safe and exhibits only minor deterioration. | Category 3 (Recommended): Minor work required to prevent a deterioration of the service provided by the asset. | 20 | 2021-12-04 | 2.3901 | 75.6099 | x | 5 | 4. Significant | 10706 | Predictive Maintenance | 91.25
1003142 | Distribution Boards | B (Average): Asset is sound, operationally safe and exhibits only minor deterioration. | Category 3 (Recommended): Minor work required to prevent a deterioration of the service provided by the asset. | 20 | 2014-04-01 | 10.0671 | 67.9329 | x | 5 | 4. Significant | 10706 | Predictive Maintenance | 91.25
1003143 | Distribution Boards | B (Average): Asset is sound, operationally safe and exhibits only minor deterioration. | Category 3 (Recommended): Minor work required to prevent a deterioration of the service provided by the asset. | 20 | 2022-01-15 | 2.2752 | 75.7248 | x | 5 | 4. Significant | 10706 | Predictive Maintenance | 91.25
1003144 | Distribution Boards | B (Average): Asset is sound, operationally safe and exhibits only minor deterioration. | Category 3 (Recommended): Minor work required to prevent a deterioration of the service provided by the asset. | 20 | 2010-10-13 | 13.5332 | 64.4668 | x | 5 | 4. Significant | 10707 | Predictive Maintenance | 91.25
1003145 | Distribution Boards | B (Average): Asset is sound, operationally safe and exhibits only minor deterioration. | Category 3 (Recommended): Minor work required to prevent a deterioration of the service provided by the asset. | 20 | 2007-01-16 | 17.2731 | 60.7269 | x | 5 | 4. Significant | 10707 | Predictive Maintenance | 91.25
1003146 | Distribution Boards | B (Average): Asset is sound, operationally safe and exhibits only minor deterioration. | Category 3 (Recommended): Minor work required to prevent a deterioration of the service provided by the asset. | 20 | 2013-01-25 | 11.2471 | 66.7529 | x | 5 | 4. Significant | 10707 | Predictive Maintenance | 91.25
1003147 | Distribution Boards | B (Average): Asset is sound, operationally safe and exhibits only minor deterioration. | Category 3 (Recommended): Minor work required to prevent a deterioration of the service provided by the asset. | 20 | 2019-05-23 | 4.9254 | 73.0746 | x | 5 | 4. Significant | 10708 | Predictive Maintenance | 91.25
1003148 | Distribution Boards | B (Average): Asset is sound, operationally safe and exhibits only minor deterioration. | Category 3 (Recommended): Minor work required to prevent a deterioration of the service provided by the asset. | 20 | 2019-07-06 | 4.8049 | 73.1951 | x | 5 | 4. Significant | 10708 | Predictive Maintenance | 91.25
1003149 | Distribution Boards | B (Average): Asset is sound, operationally safe and exhibits only minor deterioration. | Category 3 (Recommended): Minor work required to prevent a deterioration of the service provided by the asset. | 20 | 2005-12-25 | 18.3326 | 59.6674 | x | 5 | 4. Significant | 10708 | Predictive Maintenance | 91.25
1003150 | Distribution Boards | B (Average): Asset is sound, operationally safe and exhibits only minor deterioration. | Category 3 (Recommended): Minor work required to prevent a deterioration of the service provided by the asset. | 20 | 2012-10-17 | 11.5209 | 66.4791 | x | 5 | 4. Significant | 10709 | Predictive Maintenance | 91.25
1003151 | Distribution Boards | B (Average): Asset is sound, operationally safe and exhibits only minor deterioration. | Category 3 (Recommended): Minor work required to prevent a deterioration of the service provided by the asset. | 20 | 2007-02-03 | 17.2238 | 60.7762 | x | 5 | 4. Significant | 10709 | Predictive Maintenance | 91.25
1003152 | Distribution Boards | B (Average): Asset is sound, operationally safe and exhibits only minor deterioration. | Category 3 (Recommended): Minor work required to prevent a deterioration of the service provided by the asset. | 20 | 2022-03-04 | 2.1437 | 75.8563 | x | 5 | 4. Significant | 10709 | Predictive Maintenance | 91.25
1003153 | Distribution Boards | B (Average): Asset is sound, operationally safe and exhibits only minor deterioration. | Category 3 (Recommended): Minor work required to prevent a deterioration of the service provided by the asset. | 20 | 2017-09-11 | 6.6201 | 73.3799 | x | 4 | 4. Significant | 10710 | Predictive Maintenance | 91.25
1003154 | Distribution Boards | B (Average): Asset is sound, operationally safe and exhibits only minor deterioration. | Category 3 (Recommended): Minor work required to prevent a deterioration of the service provided by the asset. | 20 | 2023-07-31 | 0.73648 | 79.2635 | x | 4 | 4. Significant | 10710 | Predictive Maintenance | 91.25
1003155 | Distribution Boards | B (Average): Asset is sound, operationally safe and exhibits only minor deterioration. | Category 3 (Recommended): Minor work required to prevent a deterioration of the service provided by the asset. | 20 | 2005-11-27 | 18.4093 | 61.5907 | x | 4 | 4. Significant | 10710 | Predictive Maintenance | 91.25
1003156 | Distribution Boards | B (Average): Asset is sound, operationally safe and exhibits only minor deterioration. | Category 3 (Recommended): Minor work required to prevent a deterioration of the service provided by the asset. | 20 | 2023-06-07 | 0.88433 | 77.1157 | x | 5 | 4. Significant | 10711 | Predictive Maintenance | 91.25
1003157 | Distribution Boards | B (Average): Asset is sound, operationally safe and exhibits only minor deterioration. | Category 3 (Recommended): Minor work required to prevent a deterioration of the service provided by the asset. | 20 | 2018-06-19 | 5.8508 | 72.1492 | x | 5 | 4. Significant | 10711 | Predictive Maintenance | 91.25
1003158 | Distribution Boards | B (Average): Asset is sound, operationally safe and exhibits only minor deterioration. | Category 3 (Recommended): Minor work required to prevent a deterioration of the service provided by the asset. | 20 | 2011-11-30 | 12.4025 | 65.5975 | x | 5 | 4. Significant | 10711 | Predictive Maintenance | 91.25
1003159 | Distribution Boards | B (Average): Asset is sound, operationally safe and exhibits only minor deterioration. | Category 3 (Recommended): Minor work required to prevent a deterioration of the service provided by the asset. | 20 | 2012-06-20 | 11.8467 | 66.1533 | x | 5 | 4. Significant | 10712 | Predictive Maintenance | 91.25
1003160 | Distribution Boards | B (Average): Asset is sound, operationally safe and exhibits only minor deterioration. | Category 3 (Recommended): Minor work required to prevent a deterioration of the service provided by the asset. | 20 | 2009-04-22 | 15.0089 | 62.9911 | x | 5 | 4. Significant | 10712 | Predictive Maintenance | 91.25
1003161 | Distribution Boards | B (Average): Asset is sound, operationally safe and exhibits only minor deterioration. | Category 3 (Recommended): Minor work required to prevent a deterioration of the service provided by the asset. | 20 | 2021-10-18 | 2.5188 | 75.4812 | x | 5 | 4. Significant | 10712 | Predictive Maintenance | 91.25
1003162 | Distribution Boards | B (Average): Asset is sound, operationally safe and exhibits only minor deterioration. | Category 3 (Recommended): Minor work required to prevent a deterioration of the service provided by the asset. | 20 | 2023-07-09 | 0.79671 | 77.2033 | x | 5 | 4. Significant | 10713 | Predictive Maintenance | 91.25
1003163 | Distribution Boards | B (Average): Asset is sound, operationally safe and exhibits only minor deterioration. | Category 3 (Recommended): Minor work required to prevent a deterioration of the service provided by the asset. | 20 | 2005-11-08 | 18.4613 | 59.5387 | x | 5 | 4. Significant | 10713 | Predictive Maintenance | 91.25
1003164 | Distribution Boards | B (Average): Asset is sound, operationally safe and exhibits only minor deterioration. | Category 3 (Recommended): Minor work required to prevent a deterioration of the service provided by the asset. | 20 | 2010-11-03 | 13.4757 | 64.5243 | x | 5 | 4. Significant | 10713 | Predictive Maintenance | 91.25
1003165 | Distribution Boards | B (Average): Asset is sound, operationally safe and exhibits only minor deterioration. | Category 3 (Recommended): Minor work required to prevent a deterioration of the service provided by the asset. | 20 | 2005-04-30 | 18.987 | 59.013 | x | 5 | 4. Significant | 10713 | Predictive Maintenance | 91.25
1003166 | Distribution Boards | B (Average): Asset is sound, operationally safe and exhibits only minor deterioration. | Category 3 (Recommended): Minor work required to prevent a deterioration of the service provided by the asset. | 20 | 2020-12-20 | 3.3457 | 74.6543 | x | 5 | 4. Significant | 10714 | Predictive Maintenance | 91.25
1003167 | Distribution Boards | B (Average): Asset is sound, operationally safe and exhibits only minor deterioration. | Category 3 (Recommended): Minor work required to prevent a deterioration of the service provided by the asset. | 20 | 2008-10-14 | 15.5291 | 62.4709 | x | 5 | 4. Significant | 10714 | Predictive Maintenance | 91.25
1003168 | Distribution Boards | B (Average): Asset is sound, operationally safe and exhibits only minor deterioration. | Category 3 (Recommended): Minor work required to prevent a deterioration of the service provided by the asset. | 20 | 2020-12-27 | 3.3265 | 74.6735 | x | 5 | 4. Significant | 10714 | Predictive Maintenance | 91.25
1003169 | Distribution Boards | B (Average): Asset is sound, operationally safe and exhibits only minor deterioration. | Category 3 (Recommended): Minor work required to prevent a deterioration of the service provided by the asset. | 20 | 2022-08-29 | 1.6564 | 76.3436 | x | 5 | 4. Significant | 10714 | Predictive Maintenance | 91.25
1003170 | Distribution Boards | B (Average): Asset is sound, operationally safe and exhibits only minor deterioration. | Category 3 (Recommended): Minor work required to prevent a deterioration of the service provided by the asset. | 20 | 2020-12-27 | 3.3265 | 74.6735 | x | 5 | 4. Significant | 10715 | Predictive Maintenance | 91.25
1003171 | Distribution Boards | B (Average): Asset is sound, operationally safe and exhibits only minor deterioration. | Category 3 (Recommended): Minor work required to prevent a deterioration of the service provided by the asset. | 20 | 2014-07-12 | 9.7878 | 68.2122 | x | 5 | 4. Significant | 10715 | Predictive Maintenance | 91.25
1003172 | Distribution Boards | B (Average): Asset is sound, operationally safe and exhibits only minor deterioration. | Category 3 (Recommended): Minor work required to prevent a deterioration of the service provided by the asset. | 20 | 2011-07-17 | 12.7748 | 65.2252 | x | 5 | 4. Significant | 10715 | Predictive Maintenance | 91.25
1003173 | Distribution Boards | B (Average): Asset is sound, operationally safe and exhibits only minor deterioration. | Category 3 (Recommended): Minor work required to prevent a deterioration of the service provided by the asset. | 20 | 2015-01-23 | 9.2539 | 68.7461 | x | 5 | 4. Significant | 10715 | Predictive Maintenance | 91.25
1003174 | Distribution Boards | B (Average): Asset is sound, operationally safe and exhibits only minor deterioration. | Category 3 (Recommended): Minor work required to prevent a deterioration of the service provided by the asset. | 20 | 2019-10-02 | 4.564 | 73.436 | x | 5 | 4. Significant | 10716 | Predictive Maintenance | 91.25
1003175 | Distribution Boards | B (Average): Asset is sound, operationally safe and exhibits only minor deterioration. | Category 3 (Recommended): Minor work required to prevent a deterioration of the service provided by the asset. | 20 | 2006-04-24 | 18.0041 | 59.9959 | x | 5 | 4. Significant | 10716 | Predictive Maintenance | 91.25
1003176 | Distribution Boards | B (Average): Asset is sound, operationally safe and exhibits only minor deterioration. | Category 3 (Recommended): Minor work required to prevent a deterioration of the service provided by the asset. | 20 | 2020-07-01 | 3.8166 | 74.1834 | x | 5 | 4. Significant | 10716 | Predictive Maintenance | 91.25
1003177 | Distribution Boards | B (Average): Asset is sound, operationally safe and exhibits only minor deterioration. | Category 3 (Recommended): Minor work required to prevent a deterioration of the service provided by the asset. | 20 | 2014-10-29 | 9.4894 | 68.5106 | x | 5 | 4. Significant | 10717 | Predictive Maintenance | 91.25
1003178 | Distribution Boards | B (Average): Asset is sound, operationally safe and exhibits only minor deterioration. | Category 3 (Recommended): Minor work required to prevent a deterioration of the service provided by the asset. | 20 | 2020-02-13 | 4.1971 | 73.8029 | x | 5 | 4. Significant | 10717 | Predictive Maintenance | 91.25
1003179 | Distribution Boards | B (Average): Asset is sound, operationally safe and exhibits only minor deterioration. | Category 3 (Recommended): Minor work required to prevent a deterioration of the service provided by the asset. | 20 | 2009-01-29 | 15.2361 | 62.7639 | x | 5 | 4. Significant | 10717 | Predictive Maintenance | 91.25
1003180 | Distribution Boards | B (Average): Asset is sound, operationally safe and exhibits only minor deterioration. | Category 3 (Recommended): Minor work required to prevent a deterioration of the service provided by the asset. | 20 | 2019-02-09 | 5.2074 | 72.7926 | x | 5 | 4. Significant | 10717 | Predictive Maintenance | 91.25
1003181 | Distribution Boards | B (Average): Asset is sound, operationally safe and exhibits only minor deterioration. | Category 3 (Recommended): Minor work required to prevent a deterioration of the service provided by the asset. | 20 | 2004-05-17 | 19.9398 | 58.0602 | x | 5 | 4. Significant | 10718 | Predictive Maintenance | 91.25
1003182 | Distribution Boards | B (Average): Asset is sound, operationally safe and exhibits only minor deterioration. | Category 3 (Recommended): Minor work required to prevent a deterioration of the service provided by the asset. | 20 | 2020-10-22 | 3.5072 | 74.4928 | x | 5 | 4. Significant | 10718 | Predictive Maintenance | 91.25
1003183 | Distribution Boards | B (Average): Asset is sound, operationally safe and exhibits only minor deterioration. | Category 3 (Recommended): Minor work required to prevent a deterioration of the service provided by the asset. | 20 | 2007-07-22 | 16.7611 | 61.2389 | x | 5 | 4. Significant | 10718 | Predictive Maintenance | 91.25
1003184 | Distribution Boards | B (Average): Asset is sound, operationally safe and exhibits only minor deterioration. | Category 3 (Recommended): Minor work required to prevent a deterioration of the service provided by the asset. | 20 | 2006-06-19 | 17.8508 | 60.1492 | x | 5 | 4. Significant | 10719 | Predictive Maintenance | 91.25
1003185 | Distribution Boards | B (Average): Asset is sound, operationally safe and exhibits only minor deterioration. | Category 3 (Recommended): Minor work required to prevent a deterioration of the service provided by the asset. | 20 | 2023-12-26 | 0.33128 | 77.6687 | x | 5 | 4. Significant | 10719 | Predictive Maintenance | 91.25
1003186 | Distribution Boards | B (Average): Asset is sound, operationally safe and exhibits only minor deterioration. | Category 3 (Recommended): Minor work required to prevent a deterioration of the service provided by the asset. | 20 | 2023-04-26 | 0.99932 | 77.0007 | x | 5 | 4. Significant | 10719 | Predictive Maintenance | 91.25
1003187 | Distribution Boards | B (Average): Asset is sound, operationally safe and exhibits only minor deterioration. | Category 3 (Recommended): Minor work required to prevent a deterioration of the service provided by the asset. | 20 | 2004-07-09 | 19.7947 | 58.2053 | x | 5 | 4. Significant | 10503 | Predictive Maintenance | 91.25
1003188 | Distribution Boards | B (Average): Asset is sound, operationally safe and exhibits only minor deterioration. | Category 3 (Recommended): Minor work required to prevent a deterioration of the service provided by the asset. | 20 | 2005-07-09 | 18.7953 | 59.2047 | x | 5 | 4. Significant | 10503 | Predictive Maintenance | 91.25
1003189 | Distribution Boards | B (Average): Asset is sound, operationally safe and exhibits only minor deterioration. | Category 3 (Recommended): Minor work required to prevent a deterioration of the service provided by the asset. | 20 | 2004-11-21 | 19.4251 | 58.5749 | x | 5 | 4. Significant | 10503 | Predictive Maintenance | 91.25
1003190 | Distribution Boards | B (Average): Asset is sound, operationally safe and exhibits only minor deterioration. | Category 3 (Recommended): Minor work required to prevent a deterioration of the service provided by the asset. | 20 | 2022-05-15 | 1.9466 | 76.0534 | x | 5 | 4. Significant | 10504 | Predictive Maintenance | 91.25
1003191 | Distribution Boards | B (Average): Asset is sound, operationally safe and exhibits only minor deterioration. | Category 3 (Recommended): Minor work required to prevent a deterioration of the service provided by the asset. | 20 | 2023-06-22 | 0.84326 | 77.1567 | x | 5 | 4. Significant | 10504 | Predictive Maintenance | 91.25
1003192 | Distribution Boards | B (Average): Asset is sound, operationally safe and exhibits only minor deterioration. | Category 3 (Recommended): Minor work required to prevent a deterioration of the service provided by the asset. | 20 | 2006-11-20 | 17.4292 | 60.5708 | x | 5 | 4. Significant | 10504 | Predictive Maintenance | 91.25
1003193 | Distribution Boards | B (Average): Asset is sound, operationally safe and exhibits only minor deterioration. | Category 3 (Recommended): Minor work required to prevent a deterioration of the service provided by the asset. | 20 | 2015-07-08 | 8.7995 | 69.2005 | x | 5 | 4. Significant | 10720 | Predictive Maintenance | 91.25
1003194 | Distribution Boards | B (Average): Asset is sound, operationally safe and exhibits only minor deterioration. | Category 3 (Recommended): Minor work required to prevent a deterioration of the service provided by the asset. | 20 | 2007-08-29 | 16.6571 | 61.3429 | x | 5 | 4. Significant | 10720 | Predictive Maintenance | 91.25
1003195 | Distribution Boards | B (Average): Asset is sound, operationally safe and exhibits only minor deterioration. | Category 3 (Recommended): Minor work required to prevent a deterioration of the service provided by the asset. | 20 | 2017-06-19 | 6.8501 | 71.1499 | x | 5 | 4. Significant | 10720 | Predictive Maintenance | 91.25
1003196 | Distribution Boards | B (Average): Asset is sound, operationally safe and exhibits only minor deterioration. | Category 3 (Recommended): Minor work required to prevent a deterioration of the service provided by the asset. | 20 | 2018-05-01 | 5.9849 | 72.0151 | x | 5 | 4. Significant | 10506 | Predictive Maintenance | 91.25
1003197 | Distribution Boards | B (Average): Asset is sound, operationally safe and exhibits only minor deterioration. | Category 3 (Recommended): Minor work required to prevent a deterioration of the service provided by the asset. | 20 | 2012-04-15 | 12.0274 | 65.9726 | x | 5 | 4. Significant | 10506 | Predictive Maintenance | 91.25
1003198 | Distribution Boards | B (Average): Asset is sound, operationally safe and exhibits only minor deterioration. | Category 3 (Recommended): Minor work required to prevent a deterioration of the service provided by the asset. | 20 | 2009-10-19 | 14.5161 | 63.4839 | x | 5 | 4. Significant | 10506 | Predictive Maintenance | 91.25
1003199 | Distribution Boards | B (Average): Asset is sound, operationally safe and exhibits only minor deterioration. | Category 3 (Recommended): Minor work required to prevent a deterioration of the service provided by the asset. | 20 | 2016-05-11 | 7.9562 | 70.0438 | x | 5 | 4. Significant | 10505 | Predictive Maintenance | 91.25
1003200 | Distribution Boards | B (Average): Asset is sound, operationally safe and exhibits only minor deterioration. | Category 3 (Recommended): Minor work required to prevent a deterioration of the service provided by the asset. | 20 | 2019-07-26 | 4.7502 | 73.2498 | x | 5 | 4. Significant | 10505 | Predictive Maintenance | 91.25
1003201 | Distribution Boards | B (Average): Asset is sound, operationally safe and exhibits only minor deterioration. | Category 3 (Recommended): Minor work required to prevent a deterioration of the service provided by the asset. | 20 | 2007-10-31 | 16.4846 | 61.5154 | x | 5 | 4. Significant | 10505 | Predictive Maintenance | 91.25
1003202 | Distribution Boards | B (Average): Asset is sound, operationally safe and exhibits only minor deterioration. | Category 3 (Recommended): Minor work required to prevent a deterioration of the service provided by the asset. | 20 | 2016-08-09 | 7.7098 | 70.2902 | x | 5 | 4. Significant | 10505 | Predictive Maintenance | 91.25
1003203 | Distribution Boards | B (Average): Asset is sound, operationally safe and exhibits only minor deterioration. | Category 3 (Recommended): Minor work required to prevent a deterioration of the service provided by the asset. | 20 | 2023-01-02 | 1.3114 | 76.6886 | x | 5 | 4. Significant | 10721 | Predictive Maintenance | 91.25
1003204 | Distribution Boards | B (Average): Asset is sound, operationally safe and exhibits only minor deterioration. | Category 3 (Recommended): Minor work required to prevent a deterioration of the service provided by the asset. | 20 | 2015-03-17 | 9.1088 | 68.8912 | x | 5 | 4. Significant | 10721 | Predictive Maintenance | 91.25
1003205 | Distribution Boards | B (Average): Asset is sound, operationally safe and exhibits only minor deterioration. | Category 3 (Recommended): Minor work required to prevent a deterioration of the service provided by the asset. | 20 | 2021-05-07 | 2.9678 | 75.0322 | x | 5 | 4. Significant | 10721 | Predictive Maintenance | 91.25
1003206 | Distribution Boards | B (Average): Asset is sound, operationally safe and exhibits only minor deterioration. | Category 3 (Recommended): Minor work required to prevent a deterioration of the service provided by the asset. | 20 | 2012-07-27 | 11.7454 | 66.2546 | x | 5 | 4. Significant | 10722 | Predictive Maintenance | 91.25
1003207 | Distribution Boards | B (Average): Asset is sound, operationally safe and exhibits only minor deterioration. | Category 3 (Recommended): Minor work required to prevent a deterioration of the service provided by the asset. | 20 | 2011-06-22 | 12.8433 | 65.1567 | x | 5 | 4. Significant | 10722 | Predictive Maintenance | 91.25
1003208 | Distribution Boards | B (Average): Asset is sound, operationally safe and exhibits only minor deterioration. | Category 3 (Recommended): Minor work required to prevent a deterioration of the service provided by the asset. | 20 | 2007-03-26 | 17.0842 | 60.9158 | x | 5 | 4. Significant | 10722 | Predictive Maintenance | 91.25
1003209 | Distribution Boards | B (Average): Asset is sound, operationally safe and exhibits only minor deterioration. | Category 3 (Recommended): Minor work required to prevent a deterioration of the service provided by the asset. | 20 | 2023-03-09 | 1.1307 | 76.8693 | x | 5 | 4. Significant | 10723 | Predictive Maintenance | 91.25
1003210 | Distribution Boards | B (Average): Asset is sound, operationally safe and exhibits only minor deterioration. | Category 3 (Recommended): Minor work required to prevent a deterioration of the service provided by the asset. | 20 | 2009-03-05 | 15.1403 | 62.8597 | x | 5 | 4. Significant | 10723 | Predictive Maintenance | 91.25
1003211 | Distribution Boards | B (Average): Asset is sound, operationally safe and exhibits only minor deterioration. | Category 3 (Recommended): Minor work required to prevent a deterioration of the service provided by the asset. | 20 | 2018-06-03 | 5.8946 | 72.1054 | x | 5 | 4. Significant | 10723 | Predictive Maintenance | 91.25
1003212 | Distribution Boards | B (Average): Asset is sound, operationally safe and exhibits only minor deterioration. | Category 3 (Recommended): Minor work required to prevent a deterioration of the service provided by the asset. | 20 | 2007-01-05 | 17.3032 | 60.6968 | x | 5 | 4. Significant | 10724 | Predictive Maintenance | 91.25
1003213 | Distribution Boards | B (Average): Asset is sound, operationally safe and exhibits only minor deterioration. | Category 3 (Recommended): Minor work required to prevent a deterioration of the service provided by the asset. | 20 | 2004-12-24 | 19.3347 | 58.6653 | x | 5 | 4. Significant | 10724 | Predictive Maintenance | 91.25
1003214 | Distribution Boards | B (Average): Asset is sound, operationally safe and exhibits only minor deterioration. | Category 3 (Recommended): Minor work required to prevent a deterioration of the service provided by the asset. | 20 | 2016-12-07 | 7.3812 | 70.6188 | x | 5 | 4. Significant | 10724 | Predictive Maintenance | 91.25
1003215 | Control Relays | B (Average): Asset is sound, operationally safe and exhibits only minor deterioration. | Category 3 (Recommended): Minor work required to prevent a deterioration of the service provided by the asset. | 10 | 2020-05-22 | 3.9261 | 70.1478 | x | 5 | 3. Moderate | 10725 | Predictive Maintenance | 91.25
1003216 | Control Relays | B (Average): Asset is sound, operationally safe and exhibits only minor deterioration. | Category 3 (Recommended): Minor work required to prevent a deterioration of the service provided by the asset. | 10 | 2016-06-21 | 7.8439 | 62.3121 | x | 5 | 3. Moderate | 10725 | Predictive Maintenance | 91.25
1003217 | Control Relays | B (Average): Asset is sound, operationally safe and exhibits only minor deterioration. | Category 3 (Recommended): Minor work required to prevent a deterioration of the service provided by the asset. | 10 | 2015-07-24 | 8.7556 | 60.4887 | x | 5 | 3. Moderate | 10725 | Predictive Maintenance | 91.25
1003218 | Distribution Boards | B (Average): Asset is sound, operationally safe and exhibits only minor deterioration. | Category 3 (Recommended): Minor work required to prevent a deterioration of the service provided by the asset. | 20 | 2008-06-21 | 15.8439 | 62.1561 | x | 5 | 4. Significant | 10726 | Predictive Maintenance | 91.25
1003219 | Distribution Boards | B (Average): Asset is sound, operationally safe and exhibits only minor deterioration. | Category 3 (Recommended): Minor work required to prevent a deterioration of the service provided by the asset. | 20 | 2004-10-29 | 19.488 | 58.512 | x | 5 | 4. Significant | 10727 | Predictive Maintenance | 91.25
1003220 | Distribution Boards | B (Average): Asset is sound, operationally safe and exhibits only minor deterioration. | Category 3 (Recommended): Minor work required to prevent a deterioration of the service provided by the asset. | 20 | 2012-07-05 | 11.8056 | 66.1944 | x | 5 | 4. Significant | 10727 | Predictive Maintenance | 91.25
1003221 | Distribution Boards | B (Average): Asset is sound, operationally safe and exhibits only minor deterioration. | Category 3 (Recommended): Minor work required to prevent a deterioration of the service provided by the asset. | 20 | 2015-04-11 | 9.0404 | 68.9596 | x | 5 | 4. Significant | 10727 | Predictive Maintenance | 91.25
1003222 | Distribution Boards | B (Average): Asset is sound, operationally safe and exhibits only minor deterioration. | Category 3 (Recommended): Minor work required to prevent a deterioration of the service provided by the asset. | 20 | 2017-12-01 | 6.3984 | 71.6016 | x | 5 | 4. Significant | 10727 | Predictive Maintenance | 91.25
1003223 | Distribution Boards | B (Average): Asset is sound, operationally safe and exhibits only minor deterioration. | Category 3 (Recommended): Minor work required to prevent a deterioration of the service provided by the asset. | 20 | 2021-03-19 | 3.102 | 74.898 | x | 5 | 4. Significant | 10728 | Predictive Maintenance | 91.25
1003224 | Distribution Boards | B (Average): Asset is sound, operationally safe and exhibits only minor deterioration. | Category 3 (Recommended): Minor work required to prevent a deterioration of the service provided by the asset. | 20 | 2021-05-15 | 2.9459 | 75.0541 | x | 5 | 4. Significant | 10728 | Predictive Maintenance | 91.25
1003225 | Distribution Boards | B (Average): Asset is sound, operationally safe and exhibits only minor deterioration. | Category 3 (Recommended): Minor work required to prevent a deterioration of the service provided by the asset. | 20 | 2020-10-22 | 3.5072 | 74.4928 | x | 5 | 4. Significant | 10728 | Predictive Maintenance | 91.25
1003226 | Distribution Boards | B (Average): Asset is sound, operationally safe and exhibits only minor deterioration. | Category 3 (Recommended): Minor work required to prevent a deterioration of the service provided by the asset. | 20 | 2023-08-16 | 0.69268 | 77.3073 | x | 5 | 4. Significant | 10729 | Predictive Maintenance | 91.25
1003227 | Distribution Boards | B (Average): Asset is sound, operationally safe and exhibits only minor deterioration. | Category 3 (Recommended): Minor work required to prevent a deterioration of the service provided by the asset. | 20 | 2020-08-15 | 3.6934 | 74.3066 | x | 5 | 4. Significant | 10729 | Predictive Maintenance | 91.25
1003228 | Distribution Boards | B (Average): Asset is sound, operationally safe and exhibits only minor deterioration. | Category 3 (Recommended): Minor work required to prevent a deterioration of the service provided by the asset. | 20 | 2012-10-10 | 11.54 | 66.46 | x | 5 | 4. Significant | 10729 | Predictive Maintenance | 91.25
1003229 | Distribution Boards | B (Average): Asset is sound, operationally safe and exhibits only minor deterioration. | Category 3 (Recommended): Minor work required to prevent a deterioration of the service provided by the asset. | 20 | 2004-06-12 | 19.8686 | 58.1314 | x | 5 | 4. Significant | 10730 | Predictive Maintenance | 91.25
1003230 | Distribution Boards | B (Average): Asset is sound, operationally safe and exhibits only minor deterioration. | Category 3 (Recommended): Minor work required to prevent a deterioration of the service provided by the asset. | 20 | 2009-06-27 | 14.8282 | 63.1718 | x | 5 | 4. Significant | 10730 | Predictive Maintenance | 91.25
1003231 | Distribution Boards | B (Average): Asset is sound, operationally safe and exhibits only minor deterioration. | Category 3 (Recommended): Minor work required to prevent a deterioration of the service provided by the asset. | 20 | 2018-09-08 | 5.629 | 72.371 | x | 5 | 4. Significant | 10730 | Predictive Maintenance | 91.25
1003232 | Distribution Boards | B (Average): Asset is sound, operationally safe and exhibits only minor deterioration. | Category 3 (Recommended): Minor work required to prevent a deterioration of the service provided by the asset. | 20 | 2006-07-27 | 17.7467 | 60.2533 | x | 5 | 4. Significant | 10731 | Predictive Maintenance | 91.25
1003233 | Distribution Boards | B (Average): Asset is sound, operationally safe and exhibits only minor deterioration. | Category 3 (Recommended): Minor work required to prevent a deterioration of the service provided by the asset. | 20 | 2015-01-07 | 9.2977 | 68.7023 | x | 5 | 4. Significant | 10731 | Predictive Maintenance | 91.25
1003234 | Distribution Boards | B (Average): Asset is sound, operationally safe and exhibits only minor deterioration. | Category 3 (Recommended): Minor work required to prevent a deterioration of the service provided by the asset. | 20 | 2018-12-23 | 5.3388 | 72.6612 | x | 5 | 4. Significant | 10731 | Predictive Maintenance | 91.25
1003235 | Distribution Boards | B (Average): Asset is sound, operationally safe and exhibits only minor deterioration. | Category 3 (Recommended): Minor work required to prevent a deterioration of the service provided by the asset. | 20 | 2017-11-03 | 6.475 | 71.525 | x | 5 | 4. Significant | 10731 | Predictive Maintenance | 91.25
1003236 | Distribution Boards | B (Average): Asset is sound, operationally safe and exhibits only minor deterioration. | Category 3 (Recommended): Minor work required to prevent a deterioration of the service provided by the asset. | 20 | 2017-12-19 | 6.3491 | 71.6509 | x | 5 | 4. Significant | 10732 | Predictive Maintenance | 91.25
1003237 | Distribution Boards | B (Average): Asset is sound, operationally safe and exhibits only minor deterioration. | Category 3 (Recommended): Minor work required to prevent a deterioration of the service provided by the asset. | 20 | 2005-02-21 | 19.1732 | 58.8268 | x | 5 | 4. Significant | 10732 | Predictive Maintenance | 91.25
1003238 | Distribution Boards | B (Average): Asset is sound, operationally safe and exhibits only minor deterioration. | Category 3 (Recommended): Minor work required to prevent a deterioration of the service provided by the asset. | 20 | 2010-09-15 | 13.6099 | 64.3901 | x | 5 | 4. Significant | 10732 | Predictive Maintenance | 91.25
1003239 | Distribution Boards | B (Average): Asset is sound, operationally safe and exhibits only minor deterioration. | Category 3 (Recommended): Minor work required to prevent a deterioration of the service provided by the asset. | 20 | 2006-09-07 | 17.6318 | 60.3682 | x | 5 | 4. Significant | 10733 | Predictive Maintenance | 91.25
1003240 | Distribution Boards | B (Average): Asset is sound, operationally safe and exhibits only minor deterioration. | Category 3 (Recommended): Minor work required to prevent a deterioration of the service provided by the asset. | 20 | 2013-04-30 | 10.987 | 67.013 | x | 5 | 4. Significant | 10733 | Predictive Maintenance | 91.25
1003241 | Distribution Boards | B (Average): Asset is sound, operationally safe and exhibits only minor deterioration. | Category 3 (Recommended): Minor work required to prevent a deterioration of the service provided by the asset. | 20 | 2016-10-10 | 7.54 | 70.46 | x | 5 | 4. Significant | 10734 | Predictive Maintenance | 91.25
1003242 | Distribution Boards | B (Average): Asset is sound, operationally safe and exhibits only minor deterioration. | Category 3 (Recommended): Minor work required to prevent a deterioration of the service provided by the asset. | 20 | 2010-05-06 | 13.9713 | 64.0287 | x | 5 | 4. Significant | 10734 | Predictive Maintenance | 91.25
1003243 | Distribution Boards | B (Average): Asset is sound, operationally safe and exhibits only minor deterioration. | Category 3 (Recommended): Minor work required to prevent a deterioration of the service provided by the asset. | 20 | 2021-10-29 | 2.4887 | 75.5113 | x | 5 | 4. Significant | 10734 | Predictive Maintenance | 91.25
1003244 | Distribution Boards | B (Average): Asset is sound, operationally safe and exhibits only minor deterioration. | Category 3 (Recommended): Minor work required to prevent a deterioration of the service provided by the asset. | 20 | 2011-01-28 | 13.2402 | 64.7598 | x | 5 | 4. Significant | 10735 | Predictive Maintenance | 91.25
1003245 | Distribution Boards | B (Average): Asset is sound, operationally safe and exhibits only minor deterioration. | Category 3 (Recommended): Minor work required to prevent a deterioration of the service provided by the asset. | 20 | 2012-12-22 | 11.3402 | 66.6598 | x | 5 | 4. Significant | 10735 | Predictive Maintenance | 91.25
1003246 | Distribution Boards | B (Average): Asset is sound, operationally safe and exhibits only minor deterioration. | Category 3 (Recommended): Minor work required to prevent a deterioration of the service provided by the asset. | 20 | 2020-07-04 | 3.8084 | 74.1916 | x | 5 | 4. Significant | 10735 | Predictive Maintenance | 91.25
1003247 | Distribution Boards | B (Average): Asset is sound, operationally safe and exhibits only minor deterioration. | Category 3 (Recommended): Minor work required to prevent a deterioration of the service provided by the asset. | 20 | 2010-10-26 | 13.4976 | 64.5024 | x | 5 | 4. Significant | 10735 | Predictive Maintenance | 91.25
1003248 | Distribution Boards | B (Average): Asset is sound, operationally safe and exhibits only minor deterioration. | Category 3 (Recommended): Minor work required to prevent a deterioration of the service provided by the asset. | 20 | 2005-07-08 | 18.7981 | 59.2019 | x | 5 | 4. Significant | 10736 | Predictive Maintenance | 91.25
1003249 | Distribution Boards | B (Average): Asset is sound, operationally safe and exhibits only minor deterioration. | Category 3 (Recommended): Minor work required to prevent a deterioration of the service provided by the asset. | 20 | 2004-11-12 | 19.4497 | 58.5503 | x | 5 | 4. Significant | 10736 | Predictive Maintenance | 91.25
1003250 | Distribution Boards | B (Average): Asset is sound, operationally safe and exhibits only minor deterioration. | Category 3 (Recommended): Minor work required to prevent a deterioration of the service provided by the asset. | 20 | 2008-05-31 | 15.9014 | 62.0986 | x | 5 | 4. Significant | 10736 | Predictive Maintenance | 91.25
1003251 | Distribution Boards | B (Average): Asset is sound, operationally safe and exhibits only minor deterioration. | Category 3 (Recommended): Minor work required to prevent a deterioration of the service provided by the asset. | 20 | 2009-10-13 | 14.5325 | 63.4675 | x | 5 | 4. Significant | 10737 | Predictive Maintenance | 91.25
1003252 | Distribution Boards | B (Average): Asset is sound, operationally safe and exhibits only minor deterioration. | Category 3 (Recommended): Minor work required to prevent a deterioration of the service provided by the asset. | 20 | 2012-05-24 | 11.9206 | 66.0794 | x | 5 | 4. Significant | 10738 | Predictive Maintenance | 91.25
1003253 | Distribution Boards | B (Average): Asset is sound, operationally safe and exhibits only minor deterioration. | Category 3 (Recommended): Minor work required to prevent a deterioration of the service provided by the asset. | 20 | 2013-10-27 | 10.4942 | 67.5058 | x | 5 | 4. Significant | 10738 | Predictive Maintenance | 91.25
1003254 | Distribution Boards | B (Average): Asset is sound, operationally safe and exhibits only minor deterioration. | Category 3 (Recommended): Minor work required to prevent a deterioration of the service provided by the asset. | 20 | 2023-08-17 | 0.68994 | 77.3101 | x | 5 | 4. Significant | 10738 | Predictive Maintenance | 91.25
1003255 | Distribution Boards | B (Average): Asset is sound, operationally safe and exhibits only minor deterioration. | Category 3 (Recommended): Minor work required to prevent a deterioration of the service provided by the asset. | 20 | 2019-09-27 | 4.5777 | 73.4223 | x | 5 | 4. Significant | 10739 | Predictive Maintenance | 91.25
1003256 | Distribution Boards | B (Average): Asset is sound, operationally safe and exhibits only minor deterioration. | Category 3 (Recommended): Minor work required to prevent a deterioration of the service provided by the asset. | 20 | 2023-11-22 | 0.42437 | 77.5756 | x | 5 | 4. Significant | 10739 | Predictive Maintenance | 91.25
1003257 | Distribution Boards | B (Average): Asset is sound, operationally safe and exhibits only minor deterioration. | Category 3 (Recommended): Minor work required to prevent a deterioration of the service provided by the asset. | 20 | 2006-12-04 | 17.3908 | 60.6092 | x | 5 | 4. Significant | 10739 | Predictive Maintenance | 91.25
1003258 | Distribution Boards | B (Average): Asset is sound, operationally safe and exhibits only minor deterioration. | Category 3 (Recommended): Minor work required to prevent a deterioration of the service provided by the asset. | 20 | 2020-08-31 | 3.6496 | 74.3504 | x | 5 | 4. Significant | 10740 | Predictive Maintenance | 91.25
1003259 | Distribution Boards | B (Average): Asset is sound, operationally safe and exhibits only minor deterioration. | Category 3 (Recommended): Minor work required to prevent a deterioration of the service provided by the asset. | 20 | 2012-04-20 | 12.0137 | 65.9863 | x | 5 | 4. Significant | 10740 | Predictive Maintenance | 91.25
1003260 | Distribution Boards | B (Average): Asset is sound, operationally safe and exhibits only minor deterioration. | Category 3 (Recommended): Minor work required to prevent a deterioration of the service provided by the asset. | 20 | 2008-12-24 | 15.3347 | 62.6653 | x | 5 | 4. Significant | 10740 | Predictive Maintenance | 91.25
1003261 | Distribution Boards | B (Average): Asset is sound, operationally safe and exhibits only minor deterioration. | Category 3 (Recommended): Minor work required to prevent a deterioration of the service provided by the asset. | 20 | 2005-10-09 | 18.5435 | 59.4565 | x | 5 | 4. Significant | 10741 | Predictive Maintenance | 91.25
1003262 | Distribution Boards | B (Average): Asset is sound, operationally safe and exhibits only minor deterioration. | Category 3 (Recommended): Minor work required to prevent a deterioration of the service provided by the asset. | 20 | 2021-02-10 | 3.2033 | 74.7967 | x | 5 | 4. Significant | 10741 | Predictive Maintenance | 91.25
1003263 | Distribution Boards | B (Average): Asset is sound, operationally safe and exhibits only minor deterioration. | Category 3 (Recommended): Minor work required to prevent a deterioration of the service provided by the asset. | 20 | 2006-01-22 | 18.256 | 59.744 | x | 5 | 4. Significant | 10741 | Predictive Maintenance | 91.25
1003264 | Distribution Boards | B (Average): Asset is sound, operationally safe and exhibits only minor deterioration. | Category 3 (Recommended): Minor work required to prevent a deterioration of the service provided by the asset. | 20 | 2021-04-10 | 3.0418 | 80.9582 | x | 2 | 4. Significant | 10742 | Predictive Maintenance | 91.25
1003265 | Distribution Boards | B (Average): Asset is sound, operationally safe and exhibits only minor deterioration. | Category 3 (Recommended): Minor work required to prevent a deterioration of the service provided by the asset. | 20 | 2013-01-24 | 11.2498 | 72.7502 | x | 2 | 4. Significant | 10742 | Predictive Maintenance | 91.25
1003266 | Distribution Boards | B (Average): Asset is sound, operationally safe and exhibits only minor deterioration. | Category 3 (Recommended): Minor work required to prevent a deterioration of the service provided by the asset. | 20 | 2006-06-02 | 17.8973 | 66.1027 | x | 2 | 4. Significant | 10742 | Predictive Maintenance | 91.25
1003267 | Distribution Boards | B (Average): Asset is sound, operationally safe and exhibits only minor deterioration. | Category 3 (Recommended): Minor work required to prevent a deterioration of the service provided by the asset. | 20 | 2018-01-16 | 6.2724 | 77.7276 | x | 2 | 4. Significant | 10743 | Predictive Maintenance | 91.25
1003268 | Distribution Boards | B (Average): Asset is sound, operationally safe and exhibits only minor deterioration. | Category 3 (Recommended): Minor work required to prevent a deterioration of the service provided by the asset. | 20 | 2008-08-03 | 15.7262 | 68.2738 | x | 2 | 4. Significant | 10743 | Predictive Maintenance | 91.25
1003269 | Distribution Boards | B (Average): Asset is sound, operationally safe and exhibits only minor deterioration. | Category 3 (Recommended): Minor work required to prevent a deterioration of the service provided by the asset. | 20 | 2014-07-22 | 9.7604 | 74.2396 | x | 2 | 4. Significant | 10743 | Predictive Maintenance | 91.25
1003270 | Distribution Boards | B (Average): Asset is sound, operationally safe and exhibits only minor deterioration. | Category 3 (Recommended): Minor work required to prevent a deterioration of the service provided by the asset. | 20 | 2009-12-24 | 14.3354 | 69.6646 | x | 2 | 4. Significant | 10744 | Predictive Maintenance | 91.25
1003271 | Distribution Boards | B (Average): Asset is sound, operationally safe and exhibits only minor deterioration. | Category 3 (Recommended): Minor work required to prevent a deterioration of the service provided by the asset. | 20 | 2017-04-09 | 7.0445 | 76.9555 | x | 2 | 4. Significant | 10744 | Predictive Maintenance | 91.25
1003272 | Distribution Boards | B (Average): Asset is sound, operationally safe and exhibits only minor deterioration. | Category 3 (Recommended): Minor work required to prevent a deterioration of the service provided by the asset. | 20 | 2005-03-10 | 19.1266 | 64.8734 | x | 2 | 4. Significant | 10744 | Predictive Maintenance | 91.25
1003273 | Distribution Boards | B (Average): Asset is sound, operationally safe and exhibits only minor deterioration. | Category 3 (Recommended): Minor work required to prevent a deterioration of the service provided by the asset. | 20 | 2008-06-18 | 15.8522 | 68.1478 | x | 2 | 4. Significant | 10745 | Predictive Maintenance | 91.25
1003274 | Distribution Boards | B (Average): Asset is sound, operationally safe and exhibits only minor deterioration. | Category 3 (Recommended): Minor work required to prevent a deterioration of the service provided by the asset. | 20 | 2010-08-21 | 13.6783 | 70.3217 | x | 2 | 4. Significant | 10745 | Predictive Maintenance | 91.25
1003275 | Distribution Boards | B (Average): Asset is sound, operationally safe and exhibits only minor deterioration. | Category 3 (Recommended): Minor work required to prevent a deterioration of the service provided by the asset. | 20 | 2022-09-07 | 1.6318 | 82.3682 | x | 2 | 4. Significant | 10745 | Predictive Maintenance | 91.25
1003276 | Distribution Boards | B (Average): Asset is sound, operationally safe and exhibits only minor deterioration. | Category 3 (Recommended): Minor work required to prevent a deterioration of the service provided by the asset. | 20 | 2008-03-01 | 16.1506 | 67.8494 | x | 2 | 4. Significant | 10746 | Predictive Maintenance | 91.25
1003277 | Distribution Boards | B (Average): Asset is sound, operationally safe and exhibits only minor deterioration. | Category 3 (Recommended): Minor work required to prevent a deterioration of the service provided by the asset. | 20 | 2007-07-20 | 16.7666 | 67.2334 | x | 2 | 4. Significant | 10746 | Predictive Maintenance | 91.25
1003278 | Distribution Boards | B (Average): Asset is sound, operationally safe and exhibits only minor deterioration. | Category 3 (Recommended): Minor work required to prevent a deterioration of the service provided by the asset. | 20 | 2008-10-14 | 15.5291 | 68.4709 | x | 2 | 4. Significant | 10746 | Predictive Maintenance | 91.25
1003279 | Distribution Boards | B (Average): Asset is sound, operationally safe and exhibits only minor deterioration. | Category 3 (Recommended): Minor work required to prevent a deterioration of the service provided by the asset. | 20 | 2016-01-11 | 8.2875 | 75.7125 | x | 2 | 4. Significant | 10747 | Predictive Maintenance | 91.25
1003280 | Distribution Boards | B (Average): Asset is sound, operationally safe and exhibits only minor deterioration. | Category 3 (Recommended): Minor work required to prevent a deterioration of the service provided by the asset. | 20 | 2012-08-06 | 11.718 | 72.282 | x | 2 | 4. Significant | 10747 | Predictive Maintenance | 91.25
1003281 | Distribution Boards | B (Average): Asset is sound, operationally safe and exhibits only minor deterioration. | Category 3 (Recommended): Minor work required to prevent a deterioration of the service provided by the asset. | 20 | 2005-02-03 | 19.2225 | 64.7775 | x | 2 | 4. Significant | 10747 | Predictive Maintenance | 91.25
1003282 | Distribution Boards | B (Average): Asset is sound, operationally safe and exhibits only minor deterioration. | Category 3 (Recommended): Minor work required to prevent a deterioration of the service provided by the asset. | 20 | 2013-11-16 | 10.4394 | 73.5606 | x | 2 | 4. Significant | 10748 | Predictive Maintenance | 91.25
1003283 | Distribution Boards | B (Average): Asset is sound, operationally safe and exhibits only minor deterioration. | Category 3 (Recommended): Minor work required to prevent a deterioration of the service provided by the asset. | 20 | 2024-01-29 | 0.23819 | 83.7618 | x | 2 | 4. Significant | 10748 | Predictive Maintenance | 91.25
1003284 | Distribution Boards | B (Average): Asset is sound, operationally safe and exhibits only minor deterioration. | Category 3 (Recommended): Minor work required to prevent a deterioration of the service provided by the asset. | 20 | 2012-07-12 | 11.7864 | 72.2136 | x | 2 | 4. Significant | 10748 | Predictive Maintenance | 91.25
1003285 | Distribution Boards | B (Average): Asset is sound, operationally safe and exhibits only minor deterioration. | Category 3 (Recommended): Minor work required to prevent a deterioration of the service provided by the asset. | 20 | 2017-04-10 | 7.0418 | 76.9582 | x | 2 | 4. Significant | 10749 | Predictive Maintenance | 91.25
1003286 | Distribution Boards | B (Average): Asset is sound, operationally safe and exhibits only minor deterioration. | Category 3 (Recommended): Minor work required to prevent a deterioration of the service provided by the asset. | 20 | 2004-04-29 | 19.989 | 64.011 | x | 2 | 4. Significant | 10749 | Predictive Maintenance | 91.25
1003287 | Distribution Boards | B (Average): Asset is sound, operationally safe and exhibits only minor deterioration. | Category 3 (Recommended): Minor work required to prevent a deterioration of the service provided by the asset. | 20 | 2011-07-26 | 12.7502 | 71.2498 | x | 2 | 4. Significant | 10749 | Predictive Maintenance | 91.25
1003288 | Distribution Boards | B (Average): Asset is sound, operationally safe and exhibits only minor deterioration. | Category 3 (Recommended): Minor work required to prevent a deterioration of the service provided by the asset. | 20 | 2009-03-30 | 15.0719 | 68.9281 | x | 2 | 4. Significant | 10750 | Predictive Maintenance | 91.25
1003289 | Distribution Boards | B (Average): Asset is sound, operationally safe and exhibits only minor deterioration. | Category 3 (Recommended): Minor work required to prevent a deterioration of the service provided by the asset. | 20 | 2015-06-23 | 8.8405 | 75.1595 | x | 2 | 4. Significant | 10750 | Predictive Maintenance | 91.25
1003290 | Distribution Boards | B (Average): Asset is sound, operationally safe and exhibits only minor deterioration. | Category 3 (Recommended): Minor work required to prevent a deterioration of the service provided by the asset. | 20 | 2014-10-12 | 9.5359 | 74.4641 | x | 2 | 4. Significant | 10750 | Predictive Maintenance | 91.25
1003291 | Distribution Boards | B (Average): Asset is sound, operationally safe and exhibits only minor deterioration. | Category 3 (Recommended): Minor work required to prevent a deterioration of the service provided by the asset. | 20 | 2023-12-25 | 0.33402 | 83.666 | x | 2 | 4. Significant | 10751 | Predictive Maintenance | 91.25
1003292 | Distribution Boards | B (Average): Asset is sound, operationally safe and exhibits only minor deterioration. | Category 3 (Recommended): Minor work required to prevent a deterioration of the service provided by the asset. | 20 | 2015-09-06 | 8.6352 | 75.3648 | x | 2 | 4. Significant | 10751 | Predictive Maintenance | 91.25
1003293 | Distribution Boards | B (Average): Asset is sound, operationally safe and exhibits only minor deterioration. | Category 3 (Recommended): Minor work required to prevent a deterioration of the service provided by the asset. | 20 | 2017-08-21 | 6.6776 | 77.3224 | x | 2 | 4. Significant | 10752 | Predictive Maintenance | 91.25
1003294 | Distribution Boards | B (Average): Asset is sound, operationally safe and exhibits only minor deterioration. | Category 3 (Recommended): Minor work required to prevent a deterioration of the service provided by the asset. | 20 | 2004-11-06 | 19.4661 | 64.5339 | x | 2 | 4. Significant | 10752 | Predictive Maintenance | 91.25
1003295 | Distribution Boards | B (Average): Asset is sound, operationally safe and exhibits only minor deterioration. | Category 3 (Recommended): Minor work required to prevent a deterioration of the service provided by the asset. | 20 | 2020-02-19 | 4.1807 | 79.8193 | x | 2 | 4. Significant | 10752 | Predictive Maintenance | 91.25
1003296 | Distribution Boards | B (Average): Asset is sound, operationally safe and exhibits only minor deterioration. | Category 3 (Recommended): Minor work required to prevent a deterioration of the service provided by the asset. | 20 | 2017-11-30 | 6.4011 | 77.5989 | x | 2 | 4. Significant | 10512 | Predictive Maintenance | 91.25
1003297 | Distribution Boards | B (Average): Asset is sound, operationally safe and exhibits only minor deterioration. | Category 3 (Recommended): Minor work required to prevent a deterioration of the service provided by the asset. | 20 | 2005-07-18 | 18.7707 | 65.2293 | x | 2 | 4. Significant | 10512 | Predictive Maintenance | 91.25
1003298 | Distribution Boards | B (Average): Asset is sound, operationally safe and exhibits only minor deterioration. | Category 3 (Recommended): Minor work required to prevent a deterioration of the service provided by the asset. | 20 | 2022-12-07 | 1.3826 | 82.6174 | x | 2 | 4. Significant | 10512 | Predictive Maintenance | 91.25
1003299 | Distribution Boards | B (Average): Asset is sound, operationally safe and exhibits only minor deterioration. | Category 3 (Recommended): Minor work required to prevent a deterioration of the service provided by the asset. | 20 | 2016-12-02 | 7.3949 | 76.6051 | x | 2 | 4. Significant | 10753 | Predictive Maintenance | 91.25
1003300 | Distribution Boards | B (Average): Asset is sound, operationally safe and exhibits only minor deterioration. | Category 3 (Recommended): Minor work required to prevent a deterioration of the service provided by the asset. | 20 | 2006-06-01 | 17.9001 | 66.0999 | x | 2 | 4. Significant | 10753 | Predictive Maintenance | 91.25
1003301 | Distribution Boards | B (Average): Asset is sound, operationally safe and exhibits only minor deterioration. | Category 3 (Recommended): Minor work required to prevent a deterioration of the service provided by the asset. | 20 | 2018-01-10 | 6.2888 | 77.7112 | x | 2 | 4. Significant | 10753 | Predictive Maintenance | 91.25
1003302 | Distribution Boards | B (Average): Asset is sound, operationally safe and exhibits only minor deterioration. | Category 3 (Recommended): Minor work required to prevent a deterioration of the service provided by the asset. | 20 | 2008-10-20 | 15.5127 | 68.4873 | x | 2 | 4. Significant | 10513 | Predictive Maintenance | 91.25
1003303 | Distribution Boards | B (Average): Asset is sound, operationally safe and exhibits only minor deterioration. | Category 3 (Recommended): Minor work required to prevent a deterioration of the service provided by the asset. | 20 | 2019-06-17 | 4.8569 | 79.1431 | x | 2 | 4. Significant | 10513 | Predictive Maintenance | 91.25
1003304 | Distribution Boards | B (Average): Asset is sound, operationally safe and exhibits only minor deterioration. | Category 3 (Recommended): Minor work required to prevent a deterioration of the service provided by the asset. | 20 | 2007-11-09 | 16.46 | 67.54 | x | 2 | 4. Significant | 10513 | Predictive Maintenance | 91.25
1003305 | Distribution Boards | B (Average): Asset is sound, operationally safe and exhibits only minor deterioration. | Category 3 (Recommended): Minor work required to prevent a deterioration of the service provided by the asset. | 20 | 2005-07-09 | 18.7953 | 65.2047 | x | 2 | 4. Significant | 10754 | Predictive Maintenance | 91.25
1003306 | Distribution Boards | B (Average): Asset is sound, operationally safe and exhibits only minor deterioration. | Category 3 (Recommended): Minor work required to prevent a deterioration of the service provided by the asset. | 20 | 2018-12-28 | 5.3251 | 78.6749 | x | 2 | 4. Significant | 10754 | Predictive Maintenance | 91.25
1003307 | Distribution Boards | B (Average): Asset is sound, operationally safe and exhibits only minor deterioration. | Category 3 (Recommended): Minor work required to prevent a deterioration of the service provided by the asset. | 20 | 2014-11-28 | 9.4073 | 74.5927 | x | 2 | 4. Significant | 10754 | Predictive Maintenance | 91.25
1003308 | Distribution Boards | B (Average): Asset is sound, operationally safe and exhibits only minor deterioration. | Category 3 (Recommended): Minor work required to prevent a deterioration of the service provided by the asset. | 20 | 2021-05-04 | 2.976 | 81.024 | x | 2 | 4. Significant | 10514 | Predictive Maintenance | 91.25
1003309 | Distribution Boards | B (Average): Asset is sound, operationally safe and exhibits only minor deterioration. | Category 3 (Recommended): Minor work required to prevent a deterioration of the service provided by the asset. | 20 | 2018-05-18 | 5.9384 | 78.0616 | x | 2 | 4. Significant | 10514 | Predictive Maintenance | 91.25
1003310 | Distribution Boards | B (Average): Asset is sound, operationally safe and exhibits only minor deterioration. | Category 3 (Recommended): Minor work required to prevent a deterioration of the service provided by the asset. | 20 | 2013-02-01 | 11.2279 | 72.7721 | x | 2 | 4. Significant | 10514 | Predictive Maintenance | 91.25
1003311 | Distribution Boards | B (Average): Asset is sound, operationally safe and exhibits only minor deterioration. | Category 3 (Recommended): Minor work required to prevent a deterioration of the service provided by the asset. | 20 | 2020-10-28 | 3.4908 | 80.5092 | x | 2 | 4. Significant | 10755 | Predictive Maintenance | 91.25
1003312 | Distribution Boards | B (Average): Asset is sound, operationally safe and exhibits only minor deterioration. | Category 3 (Recommended): Minor work required to prevent a deterioration of the service provided by the asset. | 20 | 2023-10-31 | 0.4846 | 83.5154 | x | 2 | 4. Significant | 10755 | Predictive Maintenance | 91.25
1003313 | Distribution Boards | B (Average): Asset is sound, operationally safe and exhibits only minor deterioration. | Category 3 (Recommended): Minor work required to prevent a deterioration of the service provided by the asset. | 20 | 2018-04-27 | 5.9959 | 78.0041 | x | 2 | 4. Significant | 10755 | Predictive Maintenance | 91.25
1003314 | Distribution Boards | B (Average): Asset is sound, operationally safe and exhibits only minor deterioration. | Category 3 (Recommended): Minor work required to prevent a deterioration of the service provided by the asset. | 20 | 2022-05-22 | 1.9274 | 82.0726 | x | 2 | 4. Significant | 10511 | Predictive Maintenance | 91.25
1003315 | Distribution Boards | B (Average): Asset is sound, operationally safe and exhibits only minor deterioration. | Category 3 (Recommended): Minor work required to prevent a deterioration of the service provided by the asset. | 20 | 2006-03-20 | 18.0999 | 65.9001 | x | 2 | 4. Significant | 10511 | Predictive Maintenance | 91.25
1003316 | Distribution Boards | B (Average): Asset is sound, operationally safe and exhibits only minor deterioration. | Category 3 (Recommended): Minor work required to prevent a deterioration of the service provided by the asset. | 20 | 2005-02-28 | 19.154 | 64.846 | x | 2 | 4. Significant | 10511 | Predictive Maintenance | 91.25
1003317 | Distribution Boards | B (Average): Asset is sound, operationally safe and exhibits only minor deterioration. | Category 3 (Recommended): Minor work required to prevent a deterioration of the service provided by the asset. | 20 | 2011-03-30 | 13.0732 | 70.9268 | x | 2 | 4. Significant | 10756 | Predictive Maintenance | 91.25
1003318 | Distribution Boards | B (Average): Asset is sound, operationally safe and exhibits only minor deterioration. | Category 3 (Recommended): Minor work required to prevent a deterioration of the service provided by the asset. | 20 | 2013-10-03 | 10.5599 | 73.4401 | x | 2 | 4. Significant | 10510 | Predictive Maintenance | 91.25
1003319 | Distribution Boards | B (Average): Asset is sound, operationally safe and exhibits only minor deterioration. | Category 3 (Recommended): Minor work required to prevent a deterioration of the service provided by the asset. | 20 | 2010-07-18 | 13.7714 | 70.2286 | x | 2 | 4. Significant | 10510 | Predictive Maintenance | 91.25
1003320 | Distribution Boards | B (Average): Asset is sound, operationally safe and exhibits only minor deterioration. | Category 3 (Recommended): Minor work required to prevent a deterioration of the service provided by the asset. | 20 | 2015-09-29 | 8.5722 | 75.4278 | x | 2 | 4. Significant | 10510 | Predictive Maintenance | 91.25
1003321 | Distribution Boards | B (Average): Asset is sound, operationally safe and exhibits only minor deterioration. | Category 3 (Recommended): Minor work required to prevent a deterioration of the service provided by the asset. | 20 | 2022-04-18 | 2.0205 | 81.9795 | x | 2 | 4. Significant | 10508 | Predictive Maintenance | 91.25
1003322 | Distribution Boards | B (Average): Asset is sound, operationally safe and exhibits only minor deterioration. | Category 3 (Recommended): Minor work required to prevent a deterioration of the service provided by the asset. | 20 | 2007-02-07 | 17.2129 | 66.7871 | x | 2 | 4. Significant | 10508 | Predictive Maintenance | 91.25
1003323 | Distribution Boards | B (Average): Asset is sound, operationally safe and exhibits only minor deterioration. | Category 3 (Recommended): Minor work required to prevent a deterioration of the service provided by the asset. | 20 | 2023-07-02 | 0.81588 | 83.1841 | x | 2 | 4. Significant | 10508 | Predictive Maintenance | 91.25
1003324 | Distribution Boards | B (Average): Asset is sound, operationally safe and exhibits only minor deterioration. | Category 3 (Recommended): Minor work required to prevent a deterioration of the service provided by the asset. | 20 | 2007-02-03 | 17.2238 | 66.7762 | x | 2 | 4. Significant | 10757 | Predictive Maintenance | 91.25
1003325 | Distribution Boards | B (Average): Asset is sound, operationally safe and exhibits only minor deterioration. | Category 3 (Recommended): Minor work required to prevent a deterioration of the service provided by the asset. | 20 | 2023-04-12 | 1.0376 | 82.9624 | x | 2 | 4. Significant | 10757 | Predictive Maintenance | 91.25
1003326 | Distribution Boards | B (Average): Asset is sound, operationally safe and exhibits only minor deterioration. | Category 3 (Recommended): Minor work required to prevent a deterioration of the service provided by the asset. | 20 | 2010-07-21 | 13.7632 | 70.2368 | x | 2 | 4. Significant | 10758 | Predictive Maintenance | 91.25
1003327 | Distribution Boards | B (Average): Asset is sound, operationally safe and exhibits only minor deterioration. | Category 3 (Recommended): Minor work required to prevent a deterioration of the service provided by the asset. | 20 | 2012-07-30 | 11.7372 | 72.2628 | x | 2 | 4. Significant | 10758 | Predictive Maintenance | 91.25
1003328 | Distribution Boards | B (Average): Asset is sound, operationally safe and exhibits only minor deterioration. | Category 3 (Recommended): Minor work required to prevent a deterioration of the service provided by the asset. | 20 | 2010-11-02 | 13.4784 | 70.5216 | x | 2 | 4. Significant | 10758 | Predictive Maintenance | 91.25
1003329 | Distribution Boards | B (Average): Asset is sound, operationally safe and exhibits only minor deterioration. | Category 3 (Recommended): Minor work required to prevent a deterioration of the service provided by the asset. | 20 | 2015-08-18 | 8.6872 | 75.3128 | x | 2 | 4. Significant | 10759 | Predictive Maintenance | 91.25
1003330 | Distribution Boards | B (Average): Asset is sound, operationally safe and exhibits only minor deterioration. | Category 3 (Recommended): Minor work required to prevent a deterioration of the service provided by the asset. | 20 | 2022-05-21 | 1.9302 | 82.0698 | x | 2 | 4. Significant | 10759 | Predictive Maintenance | 91.25
1003331 | Distribution Boards | B (Average): Asset is sound, operationally safe and exhibits only minor deterioration. | Category 3 (Recommended): Minor work required to prevent a deterioration of the service provided by the asset. | 20 | 2005-10-28 | 18.4914 | 65.5086 | x | 2 | 4. Significant | 10759 | Predictive Maintenance | 91.25
1003332 | Distribution Boards | B (Average): Asset is sound, operationally safe and exhibits only minor deterioration. | Category 3 (Recommended): Minor work required to prevent a deterioration of the service provided by the asset. | 20 | 2020-08-18 | 3.6851 | 80.3149 | x | 2 | 4. Significant | 10760 | Predictive Maintenance | 91.25
1003333 | Distribution Boards | B (Average): Asset is sound, operationally safe and exhibits only minor deterioration. | Category 3 (Recommended): Minor work required to prevent a deterioration of the service provided by the asset. | 20 | 2009-08-17 | 14.6886 | 69.3114 | x | 2 | 4. Significant | 10760 | Predictive Maintenance | 91.25
1003334 | Distribution Boards | B (Average): Asset is sound, operationally safe and exhibits only minor deterioration. | Category 3 (Recommended): Minor work required to prevent a deterioration of the service provided by the asset. | 20 | 2015-04-24 | 9.0048 | 74.9952 | x | 2 | 4. Significant | 10760 | Predictive Maintenance | 91.25
1003335 | Distribution Boards | B (Average): Asset is sound, operationally safe and exhibits only minor deterioration. | Category 3 (Recommended): Minor work required to prevent a deterioration of the service provided by the asset. | 20 | 2016-03-07 | 8.1342 | 75.8658 | x | 2 | 4. Significant | 10761 | Predictive Maintenance | 91.25
1003336 | Distribution Boards | B (Average): Asset is sound, operationally safe and exhibits only minor deterioration. | Category 3 (Recommended): Minor work required to prevent a deterioration of the service provided by the asset. | 20 | 2020-04-06 | 4.052 | 79.948 | x | 2 | 4. Significant | 10761 | Predictive Maintenance | 91.25
1003337 | Distribution Boards | B (Average): Asset is sound, operationally safe and exhibits only minor deterioration. | Category 3 (Recommended): Minor work required to prevent a deterioration of the service provided by the asset. | 20 | 2014-02-15 | 10.1903 | 73.8097 | x | 2 | 4. Significant | 10761 | Predictive Maintenance | 91.25
1003338 | Distribution Boards | B (Average): Asset is sound, operationally safe and exhibits only minor deterioration. | Category 3 (Recommended): Minor work required to prevent a deterioration of the service provided by the asset. | 20 | 2004-07-15 | 19.7782 | 64.2218 | x | 2 | 4. Significant | 10762 | Predictive Maintenance | 91.25
1003339 | Distribution Boards | B (Average): Asset is sound, operationally safe and exhibits only minor deterioration. | Category 3 (Recommended): Minor work required to prevent a deterioration of the service provided by the asset. | 20 | 2007-02-01 | 17.2293 | 66.7707 | x | 2 | 4. Significant | 10762 | Predictive Maintenance | 91.25
1003340 | Distribution Boards | B (Average): Asset is sound, operationally safe and exhibits only minor deterioration. | Category 3 (Recommended): Minor work required to prevent a deterioration of the service provided by the asset. | 20 | 2021-03-12 | 3.1211 | 80.8789 | x | 2 | 4. Significant | 10762 | Predictive Maintenance | 91.25
1003341 | Distribution Boards | B (Average): Asset is sound, operationally safe and exhibits only minor deterioration. | Category 3 (Recommended): Minor work required to prevent a deterioration of the service provided by the asset. | 20 | 2004-11-25 | 19.4141 | 64.5859 | x | 2 | 4. Significant | 10763 | Predictive Maintenance | 91.25
1003342 | Distribution Boards | B (Average): Asset is sound, operationally safe and exhibits only minor deterioration. | Category 3 (Recommended): Minor work required to prevent a deterioration of the service provided by the asset. | 20 | 2015-06-28 | 8.8268 | 75.1732 | x | 2 | 4. Significant | 10763 | Predictive Maintenance | 91.25
1003343 | Distribution Boards | B (Average): Asset is sound, operationally safe and exhibits only minor deterioration. | Category 3 (Recommended): Minor work required to prevent a deterioration of the service provided by the asset. | 20 | 2016-11-08 | 7.4606 | 76.5394 | x | 2 | 4. Significant | 10763 | Predictive Maintenance | 91.25
1003344 | Distribution Boards | B (Average): Asset is sound, operationally safe and exhibits only minor deterioration. | Category 3 (Recommended): Minor work required to prevent a deterioration of the service provided by the asset. | 20 | 2018-10-26 | 5.4976 | 78.5024 | x | 2 | 4. Significant | 10764 | Predictive Maintenance | 91.25
1003345 | Distribution Boards | B (Average): Asset is sound, operationally safe and exhibits only minor deterioration. | Category 3 (Recommended): Minor work required to prevent a deterioration of the service provided by the asset. | 20 | 2005-02-02 | 19.2252 | 64.7748 | x | 2 | 4. Significant | 10764 | Predictive Maintenance | 91.25
1003346 | Distribution Boards | B (Average): Asset is sound, operationally safe and exhibits only minor deterioration. | Category 3 (Recommended): Minor work required to prevent a deterioration of the service provided by the asset. | 20 | 2021-08-03 | 2.7269 | 81.2731 | x | 2 | 4. Significant | 10764 | Predictive Maintenance | 91.25
1003347 | Distribution Boards | B (Average): Asset is sound, operationally safe and exhibits only minor deterioration. | Category 3 (Recommended): Minor work required to prevent a deterioration of the service provided by the asset. | 20 | 2015-01-24 | 9.2512 | 74.7488 | x | 2 | 4. Significant | 10765 | Predictive Maintenance | 91.25
1003348 | Distribution Boards | B (Average): Asset is sound, operationally safe and exhibits only minor deterioration. | Category 3 (Recommended): Minor work required to prevent a deterioration of the service provided by the asset. | 20 | 2010-03-06 | 14.1383 | 69.8617 | x | 2 | 4. Significant | 10765 | Predictive Maintenance | 91.25
1003349 | Distribution Boards | B (Average): Asset is sound, operationally safe and exhibits only minor deterioration. | Category 3 (Recommended): Minor work required to prevent a deterioration of the service provided by the asset. | 20 | 2011-04-28 | 12.9938 | 71.0062 | x | 2 | 4. Significant | 10765 | Predictive Maintenance | 91.25
1003350 | Distribution Boards | B (Average): Asset is sound, operationally safe and exhibits only minor deterioration. | Category 3 (Recommended): Minor work required to prevent a deterioration of the service provided by the asset. | 20 | 2015-08-06 | 8.7201 | 75.2799 | x | 2 | 4. Significant | 10766 | Predictive Maintenance | 91.25
1003351 | Distribution Boards | B (Average): Asset is sound, operationally safe and exhibits only minor deterioration. | Category 3 (Recommended): Minor work required to prevent a deterioration of the service provided by the asset. | 20 | 2023-08-29 | 0.65708 | 83.3429 | x | 2 | 4. Significant | 10766 | Predictive Maintenance | 91.25
1003352 | Distribution Boards | B (Average): Asset is sound, operationally safe and exhibits only minor deterioration. | Category 3 (Recommended): Minor work required to prevent a deterioration of the service provided by the asset. | 20 | 2008-09-27 | 15.5756 | 68.4244 | x | 2 | 4. Significant | 10766 | Predictive Maintenance | 91.25
1003353 | Distribution Boards | B (Average): Asset is sound, operationally safe and exhibits only minor deterioration. | Category 3 (Recommended): Minor work required to prevent a deterioration of the service provided by the asset. | 20 | 2005-07-16 | 18.7762 | 65.2238 | x | 2 | 4. Significant | 10767 | Predictive Maintenance | 91.25
1003354 | Distribution Boards | B (Average): Asset is sound, operationally safe and exhibits only minor deterioration. | Category 3 (Recommended): Minor work required to prevent a deterioration of the service provided by the asset. | 20 | 2015-05-29 | 8.909 | 75.091 | x | 2 | 4. Significant | 10767 | Predictive Maintenance | 91.25
1003355 | Distribution Boards | B (Average): Asset is sound, operationally safe and exhibits only minor deterioration. | Category 3 (Recommended): Minor work required to prevent a deterioration of the service provided by the asset. | 20 | 2013-06-12 | 10.8693 | 73.1307 | x | 2 | 4. Significant | 10767 | Predictive Maintenance | 91.25
1003356 | Distribution Boards | B (Average): Asset is sound, operationally safe and exhibits only minor deterioration. | Category 3 (Recommended): Minor work required to prevent a deterioration of the service provided by the asset. | 20 | 2020-01-24 | 4.2519 | 79.7481 | x | 2 | 4. Significant | 10768 | Predictive Maintenance | 91.25
1003357 | Distribution Boards | B (Average): Asset is sound, operationally safe and exhibits only minor deterioration. | Category 3 (Recommended): Minor work required to prevent a deterioration of the service provided by the asset. | 20 | 2013-09-27 | 10.5763 | 73.4237 | x | 2 | 4. Significant | 10768 | Predictive Maintenance | 91.25
1003358 | Distribution Boards | B (Average): Asset is sound, operationally safe and exhibits only minor deterioration. | Category 3 (Recommended): Minor work required to prevent a deterioration of the service provided by the asset. | 20 | 2021-11-15 | 2.4422 | 81.5578 | x | 2 | 4. Significant | 10768 | Predictive Maintenance | 91.25
1003359 | Distribution Boards | B (Average): Asset is sound, operationally safe and exhibits only minor deterioration. | Category 3 (Recommended): Minor work required to prevent a deterioration of the service provided by the asset. | 20 | 2009-03-07 | 15.1348 | 68.8652 | x | 2 | 4. Significant | 10769 | Predictive Maintenance | 91.25
1003360 | Distribution Boards | B (Average): Asset is sound, operationally safe and exhibits only minor deterioration. | Category 3 (Recommended): Minor work required to prevent a deterioration of the service provided by the asset. | 20 | 2014-01-07 | 10.2971 | 73.7029 | x | 2 | 4. Significant | 10769 | Predictive Maintenance | 91.25
1003361 | Distribution Boards | B (Average): Asset is sound, operationally safe and exhibits only minor deterioration. | Category 3 (Recommended): Minor work required to prevent a deterioration of the service provided by the asset. | 20 | 2019-06-01 | 4.9008 | 79.0992 | x | 2 | 4. Significant | 10769 | Predictive Maintenance | 91.25
1003362 | Distribution Boards | B (Average): Asset is sound, operationally safe and exhibits only minor deterioration. | Category 3 (Recommended): Minor work required to prevent a deterioration of the service provided by the asset. | 20 | 2015-07-28 | 8.7447 | 75.2553 | x | 2 | 4. Significant | 10770 | Predictive Maintenance | 91.25
1003363 | Distribution Boards | B (Average): Asset is sound, operationally safe and exhibits only minor deterioration. | Category 3 (Recommended): Minor work required to prevent a deterioration of the service provided by the asset. | 20 | 2016-11-06 | 7.4661 | 76.5339 | x | 2 | 4. Significant | 10770 | Predictive Maintenance | 91.25
1003364 | Distribution Boards | B (Average): Asset is sound, operationally safe and exhibits only minor deterioration. | Category 3 (Recommended): Minor work required to prevent a deterioration of the service provided by the asset. | 20 | 2004-09-27 | 19.5756 | 64.4244 | x | 2 | 4. Significant | 10770 | Predictive Maintenance | 91.25
1003365 | Distribution Boards | B (Average): Asset is sound, operationally safe and exhibits only minor deterioration. | Category 3 (Recommended): Minor work required to prevent a deterioration of the service provided by the asset. | 20 | 2019-08-24 | 4.6708 | 79.3292 | x | 2 | 4. Significant | 10771 | Predictive Maintenance | 91.25
1003366 | Distribution Boards | B (Average): Asset is sound, operationally safe and exhibits only minor deterioration. | Category 3 (Recommended): Minor work required to prevent a deterioration of the service provided by the asset. | 20 | 2014-12-16 | 9.358 | 74.642 | x | 2 | 4. Significant | 10771 | Predictive Maintenance | 91.25
1003367 | Distribution Boards | B (Average): Asset is sound, operationally safe and exhibits only minor deterioration. | Category 3 (Recommended): Minor work required to prevent a deterioration of the service provided by the asset. | 20 | 2006-11-18 | 17.4346 | 66.5654 | x | 2 | 4. Significant | 10771 | Predictive Maintenance | 91.25
1003368 | Distribution Boards | B (Average): Asset is sound, operationally safe and exhibits only minor deterioration. | Category 3 (Recommended): Minor work required to prevent a deterioration of the service provided by the asset. | 20 | 2018-08-06 | 5.7194 | 78.2806 | x | 2 | 4. Significant | 10772 | Predictive Maintenance | 91.25
1003369 | Distribution Boards | B (Average): Asset is sound, operationally safe and exhibits only minor deterioration. | Category 3 (Recommended): Minor work required to prevent a deterioration of the service provided by the asset. | 20 | 2023-06-16 | 0.85969 | 83.1403 | x | 2 | 4. Significant | 10772 | Predictive Maintenance | 91.25
1003370 | Distribution Boards | B (Average): Asset is sound, operationally safe and exhibits only minor deterioration. | Category 3 (Recommended): Minor work required to prevent a deterioration of the service provided by the asset. | 20 | 2020-07-25 | 3.7509 | 80.2491 | x | 2 | 4. Significant | 10772 | Predictive Maintenance | 91.25
1003371 | Distribution Boards | B (Average): Asset is sound, operationally safe and exhibits only minor deterioration. | Category 3 (Recommended): Minor work required to prevent a deterioration of the service provided by the asset. | 20 | 2009-05-06 | 14.9706 | 69.0294 | x | 2 | 4. Significant | 10773 | Predictive Maintenance | 91.25
1003372 | Distribution Boards | B (Average): Asset is sound, operationally safe and exhibits only minor deterioration. | Category 3 (Recommended): Minor work required to prevent a deterioration of the service provided by the asset. | 20 | 2018-11-26 | 5.4127 | 78.5873 | x | 2 | 4. Significant | 10773 | Predictive Maintenance | 91.25
1003373 | Distribution Boards | B (Average): Asset is sound, operationally safe and exhibits only minor deterioration. | Category 3 (Recommended): Minor work required to prevent a deterioration of the service provided by the asset. | 20 | 2017-10-26 | 6.4969 | 77.5031 | x | 2 | 4. Significant | 10773 | Predictive Maintenance | 91.25
1003374 | Distribution Boards | B (Average): Asset is sound, operationally safe and exhibits only minor deterioration. | Category 3 (Recommended): Minor work required to prevent a deterioration of the service provided by the asset. | 20 | 2014-06-11 | 9.8727 | 74.1273 | x | 2 | 4. Significant | 10774 | Predictive Maintenance | 91.25
1003375 | Distribution Boards | B (Average): Asset is sound, operationally safe and exhibits only minor deterioration. | Category 3 (Recommended): Minor work required to prevent a deterioration of the service provided by the asset. | 20 | 2022-01-01 | 2.3135 | 81.6865 | x | 2 | 4. Significant | 10774 | Predictive Maintenance | 91.25
1003376 | Distribution Boards | B (Average): Asset is sound, operationally safe and exhibits only minor deterioration. | Category 3 (Recommended): Minor work required to prevent a deterioration of the service provided by the asset. | 20 | 2008-05-16 | 15.9425 | 68.0575 | x | 2 | 4. Significant | 10774 | Predictive Maintenance | 91.25
1003377 | Distribution Boards | B (Average): Asset is sound, operationally safe and exhibits only minor deterioration. | Category 3 (Recommended): Minor work required to prevent a deterioration of the service provided by the asset. | 20 | 2007-06-28 | 16.8268 | 67.1732 | x | 2 | 4. Significant | 10775 | Predictive Maintenance | 91.25
1003378 | Distribution Boards | B (Average): Asset is sound, operationally safe and exhibits only minor deterioration. | Category 3 (Recommended): Minor work required to prevent a deterioration of the service provided by the asset. | 20 | 2019-12-31 | 4.3176 | 79.6824 | x | 2 | 4. Significant | 10775 | Predictive Maintenance | 91.25
1003379 | Distribution Boards | B (Average): Asset is sound, operationally safe and exhibits only minor deterioration. | Category 3 (Recommended): Minor work required to prevent a deterioration of the service provided by the asset. | 20 | 2015-09-24 | 8.5859 | 75.4141 | x | 2 | 4. Significant | 10776 | Predictive Maintenance | 91.25
1003380 | Distribution Boards | B (Average): Asset is sound, operationally safe and exhibits only minor deterioration. | Category 3 (Recommended): Minor work required to prevent a deterioration of the service provided by the asset. | 20 | 2008-03-28 | 16.0767 | 67.9233 | x | 2 | 4. Significant | 10776 | Predictive Maintenance | 91.25
1003381 | Distribution Boards | B (Average): Asset is sound, operationally safe and exhibits only minor deterioration. | Category 3 (Recommended): Minor work required to prevent a deterioration of the service provided by the asset. | 20 | 2011-10-09 | 12.5448 | 71.4552 | x | 2 | 4. Significant | 10776 | Predictive Maintenance | 91.25
1003382 | Distribution Boards | B (Average): Asset is sound, operationally safe and exhibits only minor deterioration. | Category 3 (Recommended): Minor work required to prevent a deterioration of the service provided by the asset. | 20 | 2014-05-23 | 9.9247 | 74.0753 | x | 2 | 4. Significant | 10777 | Predictive Maintenance | 91.25
1003383 | Distribution Boards | B (Average): Asset is sound, operationally safe and exhibits only minor deterioration. | Category 3 (Recommended): Minor work required to prevent a deterioration of the service provided by the asset. | 20 | 2007-07-23 | 16.7584 | 67.2416 | x | 2 | 4. Significant | 10777 | Predictive Maintenance | 91.25
1003384 | Distribution Boards | B (Average): Asset is sound, operationally safe and exhibits only minor deterioration. | Category 3 (Recommended): Minor work required to prevent a deterioration of the service provided by the asset. | 20 | 2015-07-10 | 8.794 | 75.206 | x | 2 | 4. Significant | 10777 | Predictive Maintenance | 91.25
1003385 | Distribution Boards | B (Average): Asset is sound, operationally safe and exhibits only minor deterioration. | Category 3 (Recommended): Minor work required to prevent a deterioration of the service provided by the asset. | 20 | 2005-01-16 | 19.2717 | 64.7283 | x | 2 | 4. Significant | 10778 | Predictive Maintenance | 91.25
1003386 | Distribution Boards | B (Average): Asset is sound, operationally safe and exhibits only minor deterioration. | Category 3 (Recommended): Minor work required to prevent a deterioration of the service provided by the asset. | 20 | 2023-10-11 | 0.53936 | 83.4606 | x | 2 | 4. Significant | 10778 | Predictive Maintenance | 91.25
1003387 | Distribution Boards | B (Average): Asset is sound, operationally safe and exhibits only minor deterioration. | Category 3 (Recommended): Minor work required to prevent a deterioration of the service provided by the asset. | 20 | 2010-10-13 | 13.5332 | 70.4668 | x | 2 | 4. Significant | 10778 | Predictive Maintenance | 91.25
1003388 | Distribution Boards | B (Average): Asset is sound, operationally safe and exhibits only minor deterioration. | Category 3 (Recommended): Minor work required to prevent a deterioration of the service provided by the asset. | 20 | 2015-11-27 | 8.4107 | 75.5893 | x | 2 | 4. Significant | 10778 | Predictive Maintenance | 91.25
1003389 | Distribution Boards | B (Average): Asset is sound, operationally safe and exhibits only minor deterioration. | Category 3 (Recommended): Minor work required to prevent a deterioration of the service provided by the asset. | 20 | 2022-05-30 | 1.9055 | 82.0945 | x | 2 | 4. Significant | 10779 | Predictive Maintenance | 91.25
1003390 | Distribution Boards | B (Average): Asset is sound, operationally safe and exhibits only minor deterioration. | Category 3 (Recommended): Minor work required to prevent a deterioration of the service provided by the asset. | 20 | 2008-07-12 | 15.7864 | 68.2136 | x | 2 | 4. Significant | 10779 | Predictive Maintenance | 91.25
1003391 | Distribution Boards | B (Average): Asset is sound, operationally safe and exhibits only minor deterioration. | Category 3 (Recommended): Minor work required to prevent a deterioration of the service provided by the asset. | 20 | 2012-03-02 | 12.1478 | 71.8522 | x | 2 | 4. Significant | 10779 | Predictive Maintenance | 91.25
1003392 | Distribution Boards | B (Average): Asset is sound, operationally safe and exhibits only minor deterioration. | Category 3 (Recommended): Minor work required to prevent a deterioration of the service provided by the asset. | 20 | 2009-03-12 | 15.1211 | 66.8789 | x | 3 | 4. Significant | 10780 | Predictive Maintenance | 91.25
1003393 | Distribution Boards | B (Average): Asset is sound, operationally safe and exhibits only minor deterioration. | Category 3 (Recommended): Minor work required to prevent a deterioration of the service provided by the asset. | 20 | 2005-10-16 | 18.5243 | 63.4757 | x | 3 | 4. Significant | 10780 | Predictive Maintenance | 91.25
1003394 | Distribution Boards | B (Average): Asset is sound, operationally safe and exhibits only minor deterioration. | Category 3 (Recommended): Minor work required to prevent a deterioration of the service provided by the asset. | 20 | 2008-06-21 | 15.8439 | 66.1561 | x | 3 | 4. Significant | 10780 | Predictive Maintenance | 91.25
1003395 | Distribution Boards | B (Average): Asset is sound, operationally safe and exhibits only minor deterioration. | Category 3 (Recommended): Minor work required to prevent a deterioration of the service provided by the asset. | 20 | 2020-04-30 | 3.9863 | 78.0137 | x | 3 | 4. Significant | 10781 | Predictive Maintenance | 91.25
1003396 | Distribution Boards | B (Average): Asset is sound, operationally safe and exhibits only minor deterioration. | Category 3 (Recommended): Minor work required to prevent a deterioration of the service provided by the asset. | 20 | 2012-06-14 | 11.8631 | 70.1369 | x | 3 | 4. Significant | 10782 | Predictive Maintenance | 91.25
1003397 | Distribution Boards | B (Average): Asset is sound, operationally safe and exhibits only minor deterioration. | Category 3 (Recommended): Minor work required to prevent a deterioration of the service provided by the asset. | 20 | 2012-07-30 | 11.7372 | 70.2628 | x | 3 | 4. Significant | 10783 | Predictive Maintenance | 91.25
1003398 | Distribution Boards | B (Average): Asset is sound, operationally safe and exhibits only minor deterioration. | Category 3 (Recommended): Minor work required to prevent a deterioration of the service provided by the asset. | 20 | 2016-03-05 | 8.1396 | 73.8604 | x | 3 | 4. Significant | 10783 | Predictive Maintenance | 91.25
1003399 | Distribution Boards | B (Average): Asset is sound, operationally safe and exhibits only minor deterioration. | Category 3 (Recommended): Minor work required to prevent a deterioration of the service provided by the asset. | 20 | 2009-02-19 | 15.1786 | 66.8214 | x | 3 | 4. Significant | 10783 | Predictive Maintenance | 91.25
1003400 | Distribution Boards | B (Average): Asset is sound, operationally safe and exhibits only minor deterioration. | Category 3 (Recommended): Minor work required to prevent a deterioration of the service provided by the asset. | 20 | 2013-10-05 | 10.5544 | 71.4456 | x | 3 | 4. Significant | 10784 | Predictive Maintenance | 91.25
1003401 | Distribution Boards | B (Average): Asset is sound, operationally safe and exhibits only minor deterioration. | Category 3 (Recommended): Minor work required to prevent a deterioration of the service provided by the asset. | 20 | 2023-02-20 | 1.1773 | 80.8227 | x | 3 | 4. Significant | 10784 | Predictive Maintenance | 91.25
1003402 | Distribution Boards | B (Average): Asset is sound, operationally safe and exhibits only minor deterioration. | Category 3 (Recommended): Minor work required to prevent a deterioration of the service provided by the asset. | 20 | 2020-12-08 | 3.3785 | 78.6215 | x | 3 | 4. Significant | 10784 | Predictive Maintenance | 91.25
1003403 | Distribution Boards | B (Average): Asset is sound, operationally safe and exhibits only minor deterioration. | Category 3 (Recommended): Minor work required to prevent a deterioration of the service provided by the asset. | 20 | 2017-11-09 | 6.4586 | 75.5414 | x | 3 | 4. Significant | 10784 | Predictive Maintenance | 91.25
1003404 | Distribution Boards | B (Average): Asset is sound, operationally safe and exhibits only minor deterioration. | Category 3 (Recommended): Minor work required to prevent a deterioration of the service provided by the asset. | 20 | 2005-05-22 | 18.9268 | 63.0732 | x | 3 | 4. Significant | 10784 | Predictive Maintenance | 91.25
1003405 | Distribution Boards | B (Average): Asset is sound, operationally safe and exhibits only minor deterioration. | Category 3 (Recommended): Minor work required to prevent a deterioration of the service provided by the asset. | 20 | 2004-12-10 | 19.373 | 62.627 | x | 3 | 4. Significant | 10784 | Predictive Maintenance | 91.25
1003406 | Distribution Boards | B (Average): Asset is sound, operationally safe and exhibits only minor deterioration. | Category 3 (Recommended): Minor work required to prevent a deterioration of the service provided by the asset. | 20 | 2010-07-24 | 13.755 | 68.245 | x | 3 | 4. Significant | 10784 | Predictive Maintenance | 91.25
1003407 | Distribution Boards | B (Average): Asset is sound, operationally safe and exhibits only minor deterioration. | Category 3 (Recommended): Minor work required to prevent a deterioration of the service provided by the asset. | 20 | 2007-06-02 | 16.898 | 65.102 | x | 3 | 4. Significant | 10785 | Predictive Maintenance | 91.25
1003408 | Distribution Boards | B (Average): Asset is sound, operationally safe and exhibits only minor deterioration. | Category 3 (Recommended): Minor work required to prevent a deterioration of the service provided by the asset. | 20 | 2006-05-17 | 17.9411 | 64.0589 | x | 3 | 4. Significant | 10785 | Predictive Maintenance | 91.25
1003409 | Distribution Boards | B (Average): Asset is sound, operationally safe and exhibits only minor deterioration. | Category 3 (Recommended): Minor work required to prevent a deterioration of the service provided by the asset. | 20 | 2018-02-16 | 6.1875 | 75.8125 | x | 3 | 4. Significant | 10785 | Predictive Maintenance | 91.25
1003410 | Distribution Boards | B (Average): Asset is sound, operationally safe and exhibits only minor deterioration. | Category 3 (Recommended): Minor work required to prevent a deterioration of the service provided by the asset. | 20 | 2005-07-05 | 18.8063 | 63.1937 | x | 3 | 4. Significant | 10786 | Predictive Maintenance | 91.25
1003411 | Distribution Boards | B (Average): Asset is sound, operationally safe and exhibits only minor deterioration. | Category 3 (Recommended): Minor work required to prevent a deterioration of the service provided by the asset. | 20 | 2009-11-07 | 14.4641 | 67.5359 | x | 3 | 4. Significant | 10786 | Predictive Maintenance | 91.25
1003412 | Distribution Boards | B (Average): Asset is sound, operationally safe and exhibits only minor deterioration. | Category 3 (Recommended): Minor work required to prevent a deterioration of the service provided by the asset. | 20 | 2023-02-04 | 1.2211 | 80.7789 | x | 3 | 4. Significant | 10786 | Predictive Maintenance | 91.25
1003413 | Distribution Boards | B (Average): Asset is sound, operationally safe and exhibits only minor deterioration. | Category 3 (Recommended): Minor work required to prevent a deterioration of the service provided by the asset. | 20 | 2016-08-07 | 7.7153 | 74.2847 | x | 3 | 4. Significant | 10787 | Predictive Maintenance | 91.25
1003414 | Distribution Boards | B (Average): Asset is sound, operationally safe and exhibits only minor deterioration. | Category 3 (Recommended): Minor work required to prevent a deterioration of the service provided by the asset. | 20 | 2012-09-17 | 11.603 | 70.397 | x | 3 | 4. Significant | 10787 | Predictive Maintenance | 91.25
1003415 | Distribution Boards | B (Average): Asset is sound, operationally safe and exhibits only minor deterioration. | Category 3 (Recommended): Minor work required to prevent a deterioration of the service provided by the asset. | 20 | 2012-09-23 | 11.5866 | 70.4134 | x | 3 | 4. Significant | 10787 | Predictive Maintenance | 91.25
1003416 | Distribution Boards | B (Average): Asset is sound, operationally safe and exhibits only minor deterioration. | Category 3 (Recommended): Minor work required to prevent a deterioration of the service provided by the asset. | 20 | 2004-07-26 | 19.7481 | 66.2519 | x | 1 | 4. Significant | 10102 | Predictive Maintenance | 91.25
1003417 | Distribution Boards | B (Average): Asset is sound, operationally safe and exhibits only minor deterioration. | Category 3 (Recommended): Minor work required to prevent a deterioration of the service provided by the asset. | 20 | 2017-06-13 | 6.8665 | 79.1335 | x | 1 | 4. Significant | 10102 | Predictive Maintenance | 91.25
1003418 | Distribution Boards | B (Average): Asset is sound, operationally safe and exhibits only minor deterioration. | Category 3 (Recommended): Minor work required to prevent a deterioration of the service provided by the asset. | 20 | 2012-04-07 | 12.0493 | 73.9507 | x | 1 | 4. Significant | 10102 | Predictive Maintenance | 91.25
1003419 | Distribution Boards | B (Average): Asset is sound, operationally safe and exhibits only minor deterioration. | Category 3 (Recommended): Minor work required to prevent a deterioration of the service provided by the asset. | 20 | 2009-03-29 | 15.0746 | 70.9254 | x | 1 | 4. Significant | 10102 | Predictive Maintenance | 91.25
1003420 | Distribution Boards | B (Average): Asset is sound, operationally safe and exhibits only minor deterioration. | Category 3 (Recommended): Minor work required to prevent a deterioration of the service provided by the asset. | 20 | 2021-03-03 | 3.1458 | 78.8542 | x | 3 | 4. Significant | 10788 | Predictive Maintenance | 91.25
1003421 | Distribution Boards | B (Average): Asset is sound, operationally safe and exhibits only minor deterioration. | Category 3 (Recommended): Minor work required to prevent a deterioration of the service provided by the asset. | 20 | 2013-09-02 | 10.6448 | 71.3552 | x | 3 | 4. Significant | 10788 | Predictive Maintenance | 91.25
1003422 | Distribution Boards | B (Average): Asset is sound, operationally safe and exhibits only minor deterioration. | Category 3 (Recommended): Minor work required to prevent a deterioration of the service provided by the asset. | 20 | 2011-04-22 | 13.0103 | 68.9897 | x | 3 | 4. Significant | 10788 | Predictive Maintenance | 91.25
1003423 | Emergency Assistance Alarm | B (Average): Asset is sound, operationally safe and exhibits only minor deterioration. | Category 3 (Recommended): Minor work required to prevent a deterioration of the service provided by the asset. | 10 | 2021-12-04 | 2.3901 | 77.2197 | x | 3 | 5. Severe | 10788 | Predictive Maintenance | 28
1003424 | Distribution Boards | B (Average): Asset is sound, operationally safe and exhibits only minor deterioration. | Category 3 (Recommended): Minor work required to prevent a deterioration of the service provided by the asset. | 20 | 2024-01-14 | 0.27926 | 81.7207 | x | 3 | 4. Significant | 10789 | Predictive Maintenance | 91.25
1003425 | Distribution Boards | B (Average): Asset is sound, operationally safe and exhibits only minor deterioration. | Category 3 (Recommended): Minor work required to prevent a deterioration of the service provided by the asset. | 20 | 2008-07-28 | 15.7426 | 66.2574 | x | 3 | 4. Significant | 10789 | Predictive Maintenance | 91.25
1003426 | Distribution Boards | B (Average): Asset is sound, operationally safe and exhibits only minor deterioration. | Category 3 (Recommended): Minor work required to prevent a deterioration of the service provided by the asset. | 20 | 2022-06-13 | 1.8672 | 80.1328 | x | 3 | 4. Significant | 10789 | Predictive Maintenance | 91.25
1003427 | Distribution Boards | B (Average): Asset is sound, operationally safe and exhibits only minor deterioration. | Category 3 (Recommended): Minor work required to prevent a deterioration of the service provided by the asset. | 20 | 2010-08-31 | 13.6509 | 68.3491 | x | 3 | 4. Significant | 10790 | Predictive Maintenance | 91.25
1003428 | Distribution Boards | B (Average): Asset is sound, operationally safe and exhibits only minor deterioration. | Category 3 (Recommended): Minor work required to prevent a deterioration of the service provided by the asset. | 20 | 2009-03-02 | 15.1485 | 66.8515 | x | 3 | 4. Significant | 10790 | Predictive Maintenance | 91.25
1003429 | Distribution Boards | B (Average): Asset is sound, operationally safe and exhibits only minor deterioration. | Category 3 (Recommended): Minor work required to prevent a deterioration of the service provided by the asset. | 20 | 2004-08-23 | 19.6715 | 62.3285 | x | 3 | 4. Significant | 10790 | Predictive Maintenance | 91.25
1003430 | Distribution Boards | B (Average): Asset is sound, operationally safe and exhibits only minor deterioration. | Category 3 (Recommended): Minor work required to prevent a deterioration of the service provided by the asset. | 20 | 2020-11-22 | 3.4223 | 78.5777 | x | 3 | 4. Significant | 10791 | Predictive Maintenance | 91.25
1003431 | Distribution Boards | B (Average): Asset is sound, operationally safe and exhibits only minor deterioration. | Category 3 (Recommended): Minor work required to prevent a deterioration of the service provided by the asset. | 20 | 2015-03-30 | 9.0732 | 72.9268 | x | 3 | 4. Significant | 10791 | Predictive Maintenance | 91.25
1003432 | Distribution Boards | B (Average): Asset is sound, operationally safe and exhibits only minor deterioration. | Category 3 (Recommended): Minor work required to prevent a deterioration of the service provided by the asset. | 20 | 2017-12-27 | 6.3272 | 75.6728 | x | 3 | 4. Significant | 10791 | Predictive Maintenance | 91.25
1003433 | Distribution Boards | B (Average): Asset is sound, operationally safe and exhibits only minor deterioration. | Category 3 (Recommended): Minor work required to prevent a deterioration of the service provided by the asset. | 20 | 2011-12-31 | 12.3176 | 69.6824 | x | 3 | 4. Significant | 10791 | Predictive Maintenance | 91.25
1003434 | Distribution Boards | B (Average): Asset is sound, operationally safe and exhibits only minor deterioration. | Category 3 (Recommended): Minor work required to prevent a deterioration of the service provided by the asset. | 20 | 2014-09-08 | 9.629 | 72.371 | x | 3 | 4. Significant | 10792 | Predictive Maintenance | 91.25
1003435 | Distribution Boards | B (Average): Asset is sound, operationally safe and exhibits only minor deterioration. | Category 3 (Recommended): Minor work required to prevent a deterioration of the service provided by the asset. | 20 | 2007-08-11 | 16.7064 | 65.2936 | x | 3 | 4. Significant | 10792 | Predictive Maintenance | 91.25
1003436 | Distribution Boards | B (Average): Asset is sound, operationally safe and exhibits only minor deterioration. | Category 3 (Recommended): Minor work required to prevent a deterioration of the service provided by the asset. | 20 | 2007-05-18 | 16.9391 | 65.0609 | x | 3 | 4. Significant | 10792 | Predictive Maintenance | 91.25
1003437 | Distribution Boards | B (Average): Asset is sound, operationally safe and exhibits only minor deterioration. | Category 3 (Recommended): Minor work required to prevent a deterioration of the service provided by the asset. | 20 | 2007-12-05 | 16.3888 | 65.6112 | x | 3 | 4. Significant | 10792 | Predictive Maintenance | 91.25
1003438 | Distribution Boards | B (Average): Asset is sound, operationally safe and exhibits only minor deterioration. | Category 3 (Recommended): Minor work required to prevent a deterioration of the service provided by the asset. | 20 | 2008-06-18 | 15.8522 | 66.1478 | x | 3 | 4. Significant | 10793 | Predictive Maintenance | 91.25
1003439 | Distribution Boards | B (Average): Asset is sound, operationally safe and exhibits only minor deterioration. | Category 3 (Recommended): Minor work required to prevent a deterioration of the service provided by the asset. | 20 | 2017-02-22 | 7.1704 | 74.8296 | x | 3 | 4. Significant | 10793 | Predictive Maintenance | 91.25
1003440 | Distribution Boards | B (Average): Asset is sound, operationally safe and exhibits only minor deterioration. | Category 3 (Recommended): Minor work required to prevent a deterioration of the service provided by the asset. | 20 | 2004-05-13 | 19.9507 | 62.0493 | x | 3 | 4. Significant | 10793 | Predictive Maintenance | 91.25
1003441 | Distribution Boards | B (Average): Asset is sound, operationally safe and exhibits only minor deterioration. | Category 3 (Recommended): Minor work required to prevent a deterioration of the service provided by the asset. | 20 | 2019-04-10 | 5.0431 | 76.9569 | x | 3 | 4. Significant | 10794 | Predictive Maintenance | 91.25
1003442 | Distribution Boards | B (Average): Asset is sound, operationally safe and exhibits only minor deterioration. | Category 3 (Recommended): Minor work required to prevent a deterioration of the service provided by the asset. | 20 | 2005-11-07 | 18.4641 | 63.5359 | x | 3 | 4. Significant | 10794 | Predictive Maintenance | 91.25
1003443 | Distribution Boards | B (Average): Asset is sound, operationally safe and exhibits only minor deterioration. | Category 3 (Recommended): Minor work required to prevent a deterioration of the service provided by the asset. | 20 | 2009-12-28 | 14.3244 | 67.6756 | x | 3 | 4. Significant | 10794 | Predictive Maintenance | 91.25
1003444 | Distribution Boards | B (Average): Asset is sound, operationally safe and exhibits only minor deterioration. | Category 3 (Recommended): Minor work required to prevent a deterioration of the service provided by the asset. | 20 | 2020-06-20 | 3.8467 | 78.1533 | x | 3 | 4. Significant | 10794 | Predictive Maintenance | 91.25
1003445 | Distribution Boards | B (Average): Asset is sound, operationally safe and exhibits only minor deterioration. | Category 3 (Recommended): Minor work required to prevent a deterioration of the service provided by the asset. | 20 | 2008-01-08 | 16.2957 | 65.7043 | x | 3 | 4. Significant | 10795 | Predictive Maintenance | 91.25
1003446 | Distribution Boards | B (Average): Asset is sound, operationally safe and exhibits only minor deterioration. | Category 3 (Recommended): Minor work required to prevent a deterioration of the service provided by the asset. | 20 | 2011-05-22 | 12.9281 | 69.0719 | x | 3 | 4. Significant | 10795 | Predictive Maintenance | 91.25
1003447 | Distribution Boards | B (Average): Asset is sound, operationally safe and exhibits only minor deterioration. | Category 3 (Recommended): Minor work required to prevent a deterioration of the service provided by the asset. | 20 | 2021-08-13 | 2.6995 | 79.3005 | x | 3 | 4. Significant | 10795 | Predictive Maintenance | 91.25
1003448 | Distribution Boards | B (Average): Asset is sound, operationally safe and exhibits only minor deterioration. | Category 3 (Recommended): Minor work required to prevent a deterioration of the service provided by the asset. | 20 | 2017-08-28 | 6.6585 | 75.3415 | x | 3 | 4. Significant | 10796 | Predictive Maintenance | 91.25
1003449 | Distribution Boards | B (Average): Asset is sound, operationally safe and exhibits only minor deterioration. | Category 3 (Recommended): Minor work required to prevent a deterioration of the service provided by the asset. | 20 | 2016-06-13 | 7.8658 | 74.1342 | x | 3 | 4. Significant | 10797 | Predictive Maintenance | 91.25
1003450 | Distribution Boards | B (Average): Asset is sound, operationally safe and exhibits only minor deterioration. | Category 3 (Recommended): Minor work required to prevent a deterioration of the service provided by the asset. | 20 | 2014-03-13 | 10.1191 | 71.8809 | x | 3 | 4. Significant | 10797 | Predictive Maintenance | 91.25
1003451 | Distribution Boards | B (Average): Asset is sound, operationally safe and exhibits only minor deterioration. | Category 3 (Recommended): Minor work required to prevent a deterioration of the service provided by the asset. | 20 | 2021-12-03 | 2.3929 | 79.6071 | x | 3 | 4. Significant | 10798 | Predictive Maintenance | 91.25
1003452 | Distribution Boards | B (Average): Asset is sound, operationally safe and exhibits only minor deterioration. | Category 3 (Recommended): Minor work required to prevent a deterioration of the service provided by the asset. | 20 | 2017-06-01 | 6.8994 | 75.1006 | x | 3 | 4. Significant | 10798 | Predictive Maintenance | 91.25
1003453 | Distribution Boards | B (Average): Asset is sound, operationally safe and exhibits only minor deterioration. | Category 3 (Recommended): Minor work required to prevent a deterioration of the service provided by the asset. | 20 | 2017-10-11 | 6.538 | 75.462 | x | 3 | 4. Significant | 10798 | Predictive Maintenance | 91.25
1003454 | Distribution Boards | B (Average): Asset is sound, operationally safe and exhibits only minor deterioration. | Category 3 (Recommended): Minor work required to prevent a deterioration of the service provided by the asset. | 20 | 2007-02-04 | 17.2211 | 64.7789 | x | 3 | 4. Significant | 10799 | Predictive Maintenance | 91.25
1003455 | Distribution Boards | B (Average): Asset is sound, operationally safe and exhibits only minor deterioration. | Category 3 (Recommended): Minor work required to prevent a deterioration of the service provided by the asset. | 20 | 2010-03-26 | 14.0835 | 67.9165 | x | 3 | 4. Significant | 10799 | Predictive Maintenance | 91.25
1003456 | Distribution Boards | B (Average): Asset is sound, operationally safe and exhibits only minor deterioration. | Category 3 (Recommended): Minor work required to prevent a deterioration of the service provided by the asset. | 20 | 2012-02-22 | 12.1725 | 69.8275 | x | 3 | 4. Significant | 10799 | Predictive Maintenance | 91.25
1003457 | Distribution Boards | B (Average): Asset is sound, operationally safe and exhibits only minor deterioration. | Category 3 (Recommended): Minor work required to prevent a deterioration of the service provided by the asset. | 20 | 2022-06-19 | 1.8508 | 80.1492 | x | 3 | 4. Significant | 10497 | Predictive Maintenance | 91.25
1003458 | Distribution Boards | B (Average): Asset is sound, operationally safe and exhibits only minor deterioration. | Category 3 (Recommended): Minor work required to prevent a deterioration of the service provided by the asset. | 20 | 2012-03-12 | 12.1205 | 69.8795 | x | 3 | 4. Significant | 10497 | Predictive Maintenance | 91.25
1003459 | Distribution Boards | B (Average): Asset is sound, operationally safe and exhibits only minor deterioration. | Category 3 (Recommended): Minor work required to prevent a deterioration of the service provided by the asset. | 20 | 2015-03-05 | 9.1417 | 72.8583 | x | 3 | 4. Significant | 10497 | Predictive Maintenance | 91.25
1003460 | Distribution Boards | B (Average): Asset is sound, operationally safe and exhibits only minor deterioration. | Category 3 (Recommended): Minor work required to prevent a deterioration of the service provided by the asset. | 20 | 2018-08-16 | 5.692 | 76.308 | x | 3 | 4. Significant | 10499 | Predictive Maintenance | 91.25
1003461 | Distribution Boards | B (Average): Asset is sound, operationally safe and exhibits only minor deterioration. | Category 3 (Recommended): Minor work required to prevent a deterioration of the service provided by the asset. | 20 | 2013-05-18 | 10.9377 | 71.0623 | x | 3 | 4. Significant | 10499 | Predictive Maintenance | 91.25
1003462 | Distribution Boards | B (Average): Asset is sound, operationally safe and exhibits only minor deterioration. | Category 3 (Recommended): Minor work required to prevent a deterioration of the service provided by the asset. | 20 | 2010-10-12 | 13.5359 | 68.4641 | x | 3 | 4. Significant | 10499 | Predictive Maintenance | 91.25
1003463 | Distribution Boards | B (Average): Asset is sound, operationally safe and exhibits only minor deterioration. | Category 3 (Recommended): Minor work required to prevent a deterioration of the service provided by the asset. | 20 | 2010-06-13 | 13.8672 | 68.1328 | x | 3 | 4. Significant | 10501 | Predictive Maintenance | 91.25
1003464 | Distribution Boards | B (Average): Asset is sound, operationally safe and exhibits only minor deterioration. | Category 3 (Recommended): Minor work required to prevent a deterioration of the service provided by the asset. | 20 | 2010-10-19 | 13.5168 | 68.4832 | x | 3 | 4. Significant | 10501 | Predictive Maintenance | 91.25
1003465 | Distribution Boards | B (Average): Asset is sound, operationally safe and exhibits only minor deterioration. | Category 3 (Recommended): Minor work required to prevent a deterioration of the service provided by the asset. | 20 | 2016-08-11 | 7.7043 | 74.2957 | x | 3 | 4. Significant | 10501 | Predictive Maintenance | 91.25
1003466 | Distribution Boards | B (Average): Asset is sound, operationally safe and exhibits only minor deterioration. | Category 3 (Recommended): Minor work required to prevent a deterioration of the service provided by the asset. | 20 | 2005-05-23 | 18.924 | 63.076 | x | 3 | 4. Significant | 10501 | Predictive Maintenance | 91.25
1003467 | Distribution Boards | B (Average): Asset is sound, operationally safe and exhibits only minor deterioration. | Category 3 (Recommended): Minor work required to prevent a deterioration of the service provided by the asset. | 20 | 2013-09-16 | 10.6064 | 75.3936 | x | 1 | 4. Significant | 10800 | Predictive Maintenance | 91.25
1003468 | Distribution Boards | B (Average): Asset is sound, operationally safe and exhibits only minor deterioration. | Category 3 (Recommended): Minor work required to prevent a deterioration of the service provided by the asset. | 20 | 2011-10-30 | 12.4873 | 73.5127 | x | 1 | 4. Significant | 10800 | Predictive Maintenance | 91.25
1003469 | Distribution Boards | B (Average): Asset is sound, operationally safe and exhibits only minor deterioration. | Category 3 (Recommended): Minor work required to prevent a deterioration of the service provided by the asset. | 20 | 2022-03-16 | 2.1109 | 83.8891 | x | 1 | 4. Significant | 10800 | Predictive Maintenance | 91.25
1003470 | Distribution Boards | B (Average): Asset is sound, operationally safe and exhibits only minor deterioration. | Category 3 (Recommended): Minor work required to prevent a deterioration of the service provided by the asset. | 20 | 2021-07-01 | 2.8172 | 81.1828 | x | 2 | 4. Significant | 10801 | Predictive Maintenance | 91.25
1003471 | Distribution Boards | B (Average): Asset is sound, operationally safe and exhibits only minor deterioration. | Category 3 (Recommended): Minor work required to prevent a deterioration of the service provided by the asset. | 20 | 2004-05-13 | 19.9507 | 64.0493 | x | 2 | 4. Significant | 10801 | Predictive Maintenance | 91.25
1003472 | Distribution Boards | B (Average): Asset is sound, operationally safe and exhibits only minor deterioration. | Category 3 (Recommended): Minor work required to prevent a deterioration of the service provided by the asset. | 20 | 2013-08-12 | 10.7023 | 73.2977 | x | 2 | 4. Significant | 10801 | Predictive Maintenance | 91.25
1003473 | Distribution Boards | B (Average): Asset is sound, operationally safe and exhibits only minor deterioration. | Category 3 (Recommended): Minor work required to prevent a deterioration of the service provided by the asset. | 20 | 2013-04-02 | 11.0637 | 72.9363 | x | 2 | 4. Significant | 10801 | Predictive Maintenance | 91.25
1003474 | Distribution Boards | B (Average): Asset is sound, operationally safe and exhibits only minor deterioration. | Category 3 (Recommended): Minor work required to prevent a deterioration of the service provided by the asset. | 20 | 2011-09-19 | 12.5996 | 71.4004 | x | 2 | 4. Significant | 10802 | Predictive Maintenance | 91.25
1003475 | Distribution Boards | B (Average): Asset is sound, operationally safe and exhibits only minor deterioration. | Category 3 (Recommended): Minor work required to prevent a deterioration of the service provided by the asset. | 20 | 2016-07-30 | 7.7372 | 76.2628 | x | 2 | 4. Significant | 10802 | Predictive Maintenance | 91.25
1003476 | Distribution Boards | B (Average): Asset is sound, operationally safe and exhibits only minor deterioration. | Category 3 (Recommended): Minor work required to prevent a deterioration of the service provided by the asset. | 20 | 2021-12-31 | 2.3162 | 81.6838 | x | 2 | 4. Significant | 10802 | Predictive Maintenance | 91.25
1003477 | Distribution Boards | B (Average): Asset is sound, operationally safe and exhibits only minor deterioration. | Category 3 (Recommended): Minor work required to prevent a deterioration of the service provided by the asset. | 20 | 2016-08-17 | 7.6879 | 78.3121 | x | 1 | 4. Significant | 10803 | Predictive Maintenance | 91.25
1003478 | Distribution Boards | B (Average): Asset is sound, operationally safe and exhibits only minor deterioration. | Category 3 (Recommended): Minor work required to prevent a deterioration of the service provided by the asset. | 20 | 2019-10-02 | 4.564 | 81.436 | x | 1 | 4. Significant | 10803 | Predictive Maintenance | 91.25
1003479 | Distribution Boards | B (Average): Asset is sound, operationally safe and exhibits only minor deterioration. | Category 3 (Recommended): Minor work required to prevent a deterioration of the service provided by the asset. | 20 | 2006-06-04 | 17.8919 | 68.1081 | x | 1 | 4. Significant | 10803 | Predictive Maintenance | 91.25
1003480 | Expansion Vessels | A (Good): Asset is as new and can be expected to perform adequately to its full normal life if maintained appropriately. | Category 4 (Normal): No work required beyond normal maintenance. | 15 | 2023-12-16 | 0.35866 | 91.5218 | x | 5 | 4. Significant | 10728 | Predictive Maintenance | 162.5
1003481 | Unvented Hot Water Systems | A (Good): Asset is as new and can be expected to perform adequately to its full normal life if maintained appropriately. | Category 4 (Normal): No work required beyond normal maintenance. | 25 | 2000-09-02 | 23.6441 | 73.0847 | x | 5 | 4. Significant | 10728 | Predictive Maintenance | 162.5
1003482 | Distribution Boards | B (Average): Asset is sound, operationally safe and exhibits only minor deterioration. | Category 3 (Recommended): Minor work required to prevent a deterioration of the service provided by the asset. | 20 | 2007-10-10 | 16.5421 | 69.4579 | x | 1 | 4. Significant | 10804 | Predictive Maintenance | 91.25
1003483 | Distribution Boards | B (Average): Asset is sound, operationally safe and exhibits only minor deterioration. | Category 3 (Recommended): Minor work required to prevent a deterioration of the service provided by the asset. | 20 | 2015-03-11 | 9.1253 | 76.8747 | x | 1 | 4. Significant | 10804 | Predictive Maintenance | 91.25
1003484 | Distribution Boards | B (Average): Asset is sound, operationally safe and exhibits only minor deterioration. | Category 3 (Recommended): Minor work required to prevent a deterioration of the service provided by the asset. | 20 | 2015-09-16 | 8.6078 | 77.3922 | x | 1 | 4. Significant | 10804 | Predictive Maintenance | 91.25
1003485 | Distribution Boards | B (Average): Asset is sound, operationally safe and exhibits only minor deterioration. | Category 3 (Recommended): Minor work required to prevent a deterioration of the service provided by the asset. | 20 | 2005-02-15 | 19.1896 | 66.8104 | x | 1 | 4. Significant | 10804 | Predictive Maintenance | 91.25
1003486 | Distribution Boards | B (Average): Asset is sound, operationally safe and exhibits only minor deterioration. | Category 3 (Recommended): Minor work required to prevent a deterioration of the service provided by the asset. | 20 | 2010-06-30 | 13.8207 | 70.1793 | x | 2 | 4. Significant | 10805 | Predictive Maintenance | 91.25
1003487 | Distribution Boards | B (Average): Asset is sound, operationally safe and exhibits only minor deterioration. | Category 3 (Recommended): Minor work required to prevent a deterioration of the service provided by the asset. | 20 | 2008-07-14 | 15.781 | 68.219 | x | 2 | 4. Significant | 10805 | Predictive Maintenance | 91.25
1003488 | Distribution Boards | B (Average): Asset is sound, operationally safe and exhibits only minor deterioration. | Category 3 (Recommended): Minor work required to prevent a deterioration of the service provided by the asset. | 20 | 2021-08-22 | 2.6749 | 81.3251 | x | 2 | 4. Significant | 10805 | Predictive Maintenance | 91.25
1003489 | Distribution Boards | B (Average): Asset is sound, operationally safe and exhibits only minor deterioration. | Category 3 (Recommended): Minor work required to prevent a deterioration of the service provided by the asset. | 20 | 2012-01-20 | 12.2628 | 71.7372 | x | 2 | 4. Significant | 10806 | Predictive Maintenance | 91.25
1003490 | Distribution Boards | B (Average): Asset is sound, operationally safe and exhibits only minor deterioration. | Category 3 (Recommended): Minor work required to prevent a deterioration of the service provided by the asset. | 20 | 2017-05-15 | 6.9459 | 77.0541 | x | 2 | 4. Significant | 10806 | Predictive Maintenance | 91.25
1003491 | Distribution Boards | B (Average): Asset is sound, operationally safe and exhibits only minor deterioration. | Category 3 (Recommended): Minor work required to prevent a deterioration of the service provided by the asset. | 20 | 2015-06-20 | 8.8487 | 75.1513 | x | 2 | 4. Significant | 10806 | Predictive Maintenance | 91.25
1003492 | Distribution Boards | B (Average): Asset is sound, operationally safe and exhibits only minor deterioration. | Category 3 (Recommended): Minor work required to prevent a deterioration of the service provided by the asset. | 20 | 2014-04-25 | 10.0014 | 75.9986 | x | 1 | 4. Significant | 10807 | Predictive Maintenance | 91.25
1003493 | Distribution Boards | B (Average): Asset is sound, operationally safe and exhibits only minor deterioration. | Category 3 (Recommended): Minor work required to prevent a deterioration of the service provided by the asset. | 20 | 2011-05-04 | 12.9774 | 73.0226 | x | 1 | 4. Significant | 10808 | Predictive Maintenance | 91.25
1003494 | Distribution Boards | B (Average): Asset is sound, operationally safe and exhibits only minor deterioration. | Category 3 (Recommended): Minor work required to prevent a deterioration of the service provided by the asset. | 20 | 2012-03-22 | 12.0931 | 73.9069 | x | 1 | 4. Significant | 10808 | Predictive Maintenance | 91.25
1003495 | Distribution Boards | B (Average): Asset is sound, operationally safe and exhibits only minor deterioration. | Category 3 (Recommended): Minor work required to prevent a deterioration of the service provided by the asset. | 20 | 2023-05-03 | 0.98015 | 85.0198 | x | 1 | 4. Significant | 10808 | Predictive Maintenance | 91.25
1003496 | Distribution Boards | B (Average): Asset is sound, operationally safe and exhibits only minor deterioration. | Category 3 (Recommended): Minor work required to prevent a deterioration of the service provided by the asset. | 20 | 2012-01-07 | 12.2984 | 73.7016 | x | 1 | 4. Significant | 10809 | Predictive Maintenance | 91.25
1003497 | Distribution Boards | B (Average): Asset is sound, operationally safe and exhibits only minor deterioration. | Category 3 (Recommended): Minor work required to prevent a deterioration of the service provided by the asset. | 20 | 2009-09-03 | 14.642 | 71.358 | x | 1 | 4. Significant | 10809 | Predictive Maintenance | 91.25
1003498 | Distribution Boards | B (Average): Asset is sound, operationally safe and exhibits only minor deterioration. | Category 3 (Recommended): Minor work required to prevent a deterioration of the service provided by the asset. | 20 | 2023-03-20 | 1.1006 | 84.8994 | x | 1 | 4. Significant | 10809 | Predictive Maintenance | 91.25
1003499 | Distribution Boards | B (Average): Asset is sound, operationally safe and exhibits only minor deterioration. | Category 3 (Recommended): Minor work required to prevent a deterioration of the service provided by the asset. | 20 | 2020-06-03 | 3.8932 | 80.1068 | x | 2 | 4. Significant | 10810 | Predictive Maintenance | 91.25
1003500 | Distribution Boards | B (Average): Asset is sound, operationally safe and exhibits only minor deterioration. | Category 3 (Recommended): Minor work required to prevent a deterioration of the service provided by the asset. | 20 | 2019-03-03 | 5.1472 | 78.8528 | x | 2 | 4. Significant | 10810 | Predictive Maintenance | 91.25
1003501 | Distribution Boards | B (Average): Asset is sound, operationally safe and exhibits only minor deterioration. | Category 3 (Recommended): Minor work required to prevent a deterioration of the service provided by the asset. | 20 | 2012-12-24 | 11.3347 | 72.6653 | x | 2 | 4. Significant | 10810 | Predictive Maintenance | 91.25
1003502 | Distribution Boards | B (Average): Asset is sound, operationally safe and exhibits only minor deterioration. | Category 3 (Recommended): Minor work required to prevent a deterioration of the service provided by the asset. | 20 | 2019-07-01 | 4.8186 | 79.1814 | x | 2 | 4. Significant | 10811 | Predictive Maintenance | 91.25
1003503 | Distribution Boards | B (Average): Asset is sound, operationally safe and exhibits only minor deterioration. | Category 3 (Recommended): Minor work required to prevent a deterioration of the service provided by the asset. | 20 | 2011-03-28 | 13.0787 | 70.9213 | x | 2 | 4. Significant | 10811 | Predictive Maintenance | 91.25
1003504 | Distribution Boards | B (Average): Asset is sound, operationally safe and exhibits only minor deterioration. | Category 3 (Recommended): Minor work required to prevent a deterioration of the service provided by the asset. | 20 | 2022-08-18 | 1.6865 | 82.3135 | x | 2 | 4. Significant | 10811 | Predictive Maintenance | 91.25
1003505 | Distribution Boards | B (Average): Asset is sound, operationally safe and exhibits only minor deterioration. | Category 3 (Recommended): Minor work required to prevent a deterioration of the service provided by the asset. | 20 | 2018-02-18 | 6.1821 | 77.8179 | x | 2 | 4. Significant | 10811 | Predictive Maintenance | 91.25
1003506 | Distribution Boards | B (Average): Asset is sound, operationally safe and exhibits only minor deterioration. | Category 3 (Recommended): Minor work required to prevent a deterioration of the service provided by the asset. | 20 | 2011-10-14 | 12.5311 | 71.4689 | x | 2 | 4. Significant | 10811 | Predictive Maintenance | 91.25
1003507 | Distribution Boards | B (Average): Asset is sound, operationally safe and exhibits only minor deterioration. | Category 3 (Recommended): Minor work required to prevent a deterioration of the service provided by the asset. | 20 | 2012-01-09 | 12.293 | 71.707 | x | 2 | 4. Significant | 10812 | Predictive Maintenance | 91.25
1003508 | Distribution Boards | B (Average): Asset is sound, operationally safe and exhibits only minor deterioration. | Category 3 (Recommended): Minor work required to prevent a deterioration of the service provided by the asset. | 20 | 2023-12-24 | 0.33676 | 83.6632 | x | 2 | 4. Significant | 10812 | Predictive Maintenance | 91.25
1003509 | Distribution Boards | B (Average): Asset is sound, operationally safe and exhibits only minor deterioration. | Category 3 (Recommended): Minor work required to prevent a deterioration of the service provided by the asset. | 20 | 2012-06-30 | 11.8193 | 72.1807 | x | 2 | 4. Significant | 10812 | Predictive Maintenance | 91.25
1003510 | Distribution Boards | B (Average): Asset is sound, operationally safe and exhibits only minor deterioration. | Category 3 (Recommended): Minor work required to prevent a deterioration of the service provided by the asset. | 20 | 2009-07-23 | 14.757 | 69.243 | x | 2 | 4. Significant | 10813 | Predictive Maintenance | 91.25
1003511 | Distribution Boards | B (Average): Asset is sound, operationally safe and exhibits only minor deterioration. | Category 3 (Recommended): Minor work required to prevent a deterioration of the service provided by the asset. | 20 | 2015-04-12 | 9.0376 | 74.9624 | x | 2 | 4. Significant | 10813 | Predictive Maintenance | 91.25
1003512 | Distribution Boards | B (Average): Asset is sound, operationally safe and exhibits only minor deterioration. | Category 3 (Recommended): Minor work required to prevent a deterioration of the service provided by the asset. | 20 | 2006-10-15 | 17.5277 | 66.4723 | x | 2 | 4. Significant | 10813 | Predictive Maintenance | 91.25
1003513 | Distribution Boards | B (Average): Asset is sound, operationally safe and exhibits only minor deterioration. | Category 3 (Recommended): Minor work required to prevent a deterioration of the service provided by the asset. | 20 | 2020-02-01 | 4.23 | 81.77 | x | 1 | 4. Significant | 10814 | Predictive Maintenance | 91.25
1003514 | Distribution Boards | B (Average): Asset is sound, operationally safe and exhibits only minor deterioration. | Category 3 (Recommended): Minor work required to prevent a deterioration of the service provided by the asset. | 20 | 2006-10-01 | 17.5661 | 68.4339 | x | 1 | 4. Significant | 10814 | Predictive Maintenance | 91.25
1003515 | Distribution Boards | B (Average): Asset is sound, operationally safe and exhibits only minor deterioration. | Category 3 (Recommended): Minor work required to prevent a deterioration of the service provided by the asset. | 20 | 2018-02-28 | 6.1547 | 79.8453 | x | 1 | 4. Significant | 10814 | Predictive Maintenance | 91.25
1003516 | Distribution Boards | B (Average): Asset is sound, operationally safe and exhibits only minor deterioration. | Category 3 (Recommended): Minor work required to prevent a deterioration of the service provided by the asset. | 20 | 2012-07-12 | 11.7864 | 74.2136 | x | 1 | 4. Significant | 10815 | Predictive Maintenance | 91.25
1003517 | Distribution Boards | B (Average): Asset is sound, operationally safe and exhibits only minor deterioration. | Category 3 (Recommended): Minor work required to prevent a deterioration of the service provided by the asset. | 20 | 2009-07-02 | 14.8145 | 71.1855 | x | 1 | 4. Significant | 10815 | Predictive Maintenance | 91.25
1003518 | Distribution Boards | B (Average): Asset is sound, operationally safe and exhibits only minor deterioration. | Category 3 (Recommended): Minor work required to prevent a deterioration of the service provided by the asset. | 20 | 2022-06-18 | 1.8535 | 84.1465 | x | 1 | 4. Significant | 10815 | Predictive Maintenance | 91.25
1003519 | Distribution Boards | B (Average): Asset is sound, operationally safe and exhibits only minor deterioration. | Category 3 (Recommended): Minor work required to prevent a deterioration of the service provided by the asset. | 20 | 2005-04-07 | 19.05 | 66.95 | x | 1 | 4. Significant | 10816 | Predictive Maintenance | 91.25
1003520 | Distribution Boards | B (Average): Asset is sound, operationally safe and exhibits only minor deterioration. | Category 3 (Recommended): Minor work required to prevent a deterioration of the service provided by the asset. | 20 | 2007-08-14 | 16.6982 | 69.3018 | x | 1 | 4. Significant | 10816 | Predictive Maintenance | 91.25
1003521 | Distribution Boards | B (Average): Asset is sound, operationally safe and exhibits only minor deterioration. | Category 3 (Recommended): Minor work required to prevent a deterioration of the service provided by the asset. | 20 | 2015-08-23 | 8.6735 | 77.3265 | x | 1 | 4. Significant | 10816 | Predictive Maintenance | 91.25
1003522 | Distribution Boards | B (Average): Asset is sound, operationally safe and exhibits only minor deterioration. | Category 3 (Recommended): Minor work required to prevent a deterioration of the service provided by the asset. | 20 | 2021-02-10 | 3.2033 | 82.7967 | x | 1 | 4. Significant | 10817 | Predictive Maintenance | 91.25
1003523 | Distribution Boards | B (Average): Asset is sound, operationally safe and exhibits only minor deterioration. | Category 3 (Recommended): Minor work required to prevent a deterioration of the service provided by the asset. | 20 | 2018-10-24 | 5.5031 | 80.4969 | x | 1 | 4. Significant | 10817 | Predictive Maintenance | 91.25
1003524 | Distribution Boards | B (Average): Asset is sound, operationally safe and exhibits only minor deterioration. | Category 3 (Recommended): Minor work required to prevent a deterioration of the service provided by the asset. | 20 | 2013-07-24 | 10.7543 | 75.2457 | x | 1 | 4. Significant | 10817 | Predictive Maintenance | 91.25
1003525 | Distribution Boards | B (Average): Asset is sound, operationally safe and exhibits only minor deterioration. | Category 3 (Recommended): Minor work required to prevent a deterioration of the service provided by the asset. | 20 | 2023-07-09 | 0.79671 | 85.2033 | x | 1 | 4. Significant | 10817 | Predictive Maintenance | 91.25
1003526 | Distribution Boards | B (Average): Asset is sound, operationally safe and exhibits only minor deterioration. | Category 3 (Recommended): Minor work required to prevent a deterioration of the service provided by the asset. | 20 | 2004-10-14 | 19.5291 | 66.4709 | x | 1 | 4. Significant | 10818 | Predictive Maintenance | 91.25
1003527 | Distribution Boards | B (Average): Asset is sound, operationally safe and exhibits only minor deterioration. | Category 3 (Recommended): Minor work required to prevent a deterioration of the service provided by the asset. | 20 | 2017-07-13 | 6.7844 | 79.2156 | x | 1 | 4. Significant | 10819 | Predictive Maintenance | 91.25
1003528 | Distribution Boards | B (Average): Asset is sound, operationally safe and exhibits only minor deterioration. | Category 3 (Recommended): Minor work required to prevent a deterioration of the service provided by the asset. | 20 | 2019-05-16 | 4.9446 | 81.0554 | x | 1 | 4. Significant | 10819 | Predictive Maintenance | 91.25
1003529 | Distribution Boards | B (Average): Asset is sound, operationally safe and exhibits only minor deterioration. | Category 3 (Recommended): Minor work required to prevent a deterioration of the service provided by the asset. | 20 | 2013-05-22 | 10.9268 | 75.0732 | x | 1 | 4. Significant | 10819 | Predictive Maintenance | 91.25
1003530 | Maximum Demand and Power Factor Correction | B (Average): Asset is sound, operationally safe and exhibits only minor deterioration. | Category 3 (Recommended): Minor work required to prevent a deterioration of the service provided by the asset. | 20 | 2012-02-27 | 12.1588 | 73.8412 | x | 1 | 4. Significant | 10819 | Predictive Maintenance | 91.25
1003531 | Meter Reading - Electric | B (Average): Asset is sound, operationally safe and exhibits only minor deterioration. | Category 3 (Recommended): Minor work required to prevent a deterioration of the service provided by the asset. | 20 | 2011-05-07 | 12.9692 | 73.0308 | x | 1 | 2. Minor | 10819 | Predictive Maintenance | 182.5
1003532 | Meter Reading - Electric | B (Average): Asset is sound, operationally safe and exhibits only minor deterioration. | Category 3 (Recommended): Minor work required to prevent a deterioration of the service provided by the asset. | 20 | 2018-11-27 | 5.41 | 80.59 | x | 1 | 2. Minor | 10819 | Predictive Maintenance | 182.5
1003533 | Outstations | B (Average): Asset is sound, operationally safe and exhibits only minor deterioration. | Category 3 (Recommended): Minor work required to prevent a deterioration of the service provided by the asset. | 10 | 2021-02-14 | 3.1923 | 77.6153 | x | 2 | 4. Significant | 10393 | Predictive Maintenance | 91.25
1003534 | Distribution Boards | B (Average): Asset is sound, operationally safe and exhibits only minor deterioration. | Category 3 (Recommended): Minor work required to prevent a deterioration of the service provided by the asset. | 20 | 2007-11-08 | 16.4627 | 63.5373 | x | 4 | 4. Significant | 10820 | Predictive Maintenance | 91.25
1003535 | Distribution Boards | B (Average): Asset is sound, operationally safe and exhibits only minor deterioration. | Category 3 (Recommended): Minor work required to prevent a deterioration of the service provided by the asset. | 20 | 2015-07-28 | 8.7447 | 71.2553 | x | 4 | 4. Significant | 10820 | Predictive Maintenance | 91.25
1003536 | Distribution Boards | B (Average): Asset is sound, operationally safe and exhibits only minor deterioration. | Category 3 (Recommended): Minor work required to prevent a deterioration of the service provided by the asset. | 20 | 2007-11-29 | 16.4052 | 63.5948 | x | 4 | 4. Significant | 10820 | Predictive Maintenance | 91.25
1003537 | Distribution Boards | B (Average): Asset is sound, operationally safe and exhibits only minor deterioration. | Category 3 (Recommended): Minor work required to prevent a deterioration of the service provided by the asset. | 20 | 2015-04-02 | 9.065 | 70.935 | x | 4 | 4. Significant | 10820 | Predictive Maintenance | 91.25
1003538 | Distribution Boards | B (Average): Asset is sound, operationally safe and exhibits only minor deterioration. | Category 3 (Recommended): Minor work required to prevent a deterioration of the service provided by the asset. | 20 | 2008-11-07 | 15.4634 | 68.5366 | x | 2 | 4. Significant | 10821 | Predictive Maintenance | 91.25
1003539 | Distribution Boards | B (Average): Asset is sound, operationally safe and exhibits only minor deterioration. | Category 3 (Recommended): Minor work required to prevent a deterioration of the service provided by the asset. | 20 | 2010-09-16 | 13.6071 | 70.3929 | x | 2 | 4. Significant | 10821 | Predictive Maintenance | 91.25
1003540 | Distribution Boards | B (Average): Asset is sound, operationally safe and exhibits only minor deterioration. | Category 3 (Recommended): Minor work required to prevent a deterioration of the service provided by the asset. | 20 | 2005-08-17 | 18.6886 | 65.3114 | x | 2 | 4. Significant | 10821 | Predictive Maintenance | 91.25
1003541 | Distribution Boards | B (Average): Asset is sound, operationally safe and exhibits only minor deterioration. | Category 3 (Recommended): Minor work required to prevent a deterioration of the service provided by the asset. | 20 | 2018-05-01 | 5.9849 | 78.0151 | x | 2 | 4. Significant | 10822 | Predictive Maintenance | 91.25
1003542 | Distribution Boards | B (Average): Asset is sound, operationally safe and exhibits only minor deterioration. | Category 3 (Recommended): Minor work required to prevent a deterioration of the service provided by the asset. | 20 | 2016-12-23 | 7.3374 | 76.6626 | x | 2 | 4. Significant | 10822 | Predictive Maintenance | 91.25
1003543 | Distribution Boards | B (Average): Asset is sound, operationally safe and exhibits only minor deterioration. | Category 3 (Recommended): Minor work required to prevent a deterioration of the service provided by the asset. | 20 | 2017-05-10 | 6.9596 | 77.0404 | x | 2 | 4. Significant | 10822 | Predictive Maintenance | 91.25
1003544 | Distribution Boards | B (Average): Asset is sound, operationally safe and exhibits only minor deterioration. | Category 3 (Recommended): Minor work required to prevent a deterioration of the service provided by the asset. | 20 | 2022-02-15 | 2.1903 | 81.8097 | x | 2 | 4. Significant | 10822 | Predictive Maintenance | 91.25
1003545 | Expansion Vessels | A (Good): Asset is as new and can be expected to perform adequately to its full normal life if maintained appropriately. | Category 4 (Normal): No work required beyond normal maintenance. | 15 | 2017-04-06 | 7.0527 | 82.5964 | x | 5 | 4. Significant | 10506 | Predictive Maintenance | 162.5
1003546 | Expansion Vessels | A (Good): Asset is as new and can be expected to perform adequately to its full normal life if maintained appropriately. | Category 4 (Normal): No work required beyond normal maintenance. | 15 | 2010-07-26 | 13.7495 | 73.6674 | x | 5 | 4. Significant | 10503 | Predictive Maintenance | 162.5
1003547 | Expansion Vessels | A (Good): Asset is as new and can be expected to perform adequately to its full normal life if maintained appropriately. | Category 4 (Normal): No work required beyond normal maintenance. | 15 | 2019-08-03 | 4.7283 | 85.6956 | x | 5 | 4. Significant | 10719 | Predictive Maintenance | 162.5
1003548 | Expansion Vessels | A (Good): Asset is as new and can be expected to perform adequately to its full normal life if maintained appropriately. | Category 4 (Normal): No work required beyond normal maintenance. | 15 | 2017-02-18 | 7.1814 | 82.4248 | x | 5 | 4. Significant | 10506 | Predictive Maintenance | 162.5
1003549 | Expansion Vessels | A (Good): Asset is as new and can be expected to perform adequately to its full normal life if maintained appropriately. | Category 4 (Normal): No work required beyond normal maintenance. | 15 | 2023-04-25 | 1.0021 | 90.6639 | x | 5 | 4. Significant | 10720 | Predictive Maintenance | 162.5
1003550 | Expansion Vessels | A (Good): Asset is as new and can be expected to perform adequately to its full normal life if maintained appropriately. | Category 4 (Normal): No work required beyond normal maintenance. | 15 | 2015-02-19 | 9.18 | 79.76 | x | 5 | 4. Significant | 10720 | Predictive Maintenance | 162.5
1003551 | Expansion Vessels | A (Good): Asset is as new and can be expected to perform adequately to its full normal life if maintained appropriately. | Category 4 (Normal): No work required beyond normal maintenance. | 15 | 2020-02-02 | 4.2272 | 86.3637 | x | 5 | 4. Significant | 10505 | Predictive Maintenance | 162.5
1003552 | Expansion Vessels | A (Good): Asset is as new and can be expected to perform adequately to its full normal life if maintained appropriately. | Category 4 (Normal): No work required beyond normal maintenance. | 15 | 2018-05-24 | 5.922 | 84.104 | x | 5 | 4. Significant | 10505 | Predictive Maintenance | 162.5
1003553 | Expansion Vessels | A (Good): Asset is as new and can be expected to perform adequately to its full normal life if maintained appropriately. | Category 4 (Normal): No work required beyond normal maintenance. | 15 | 2021-08-11 | 2.705 | 88.3933 | x | 5 | 4. Significant | 10721 | Predictive Maintenance | 162.5
1003554 | Expansion Vessels | A (Good): Asset is as new and can be expected to perform adequately to its full normal life if maintained appropriately. | Category 4 (Normal): No work required beyond normal maintenance. | 15 | 2021-07-18 | 2.7707 | 88.3057 | x | 5 | 4. Significant | 10721 | Predictive Maintenance | 162.5
1003555 | Expansion Vessels | A (Good): Asset is as new and can be expected to perform adequately to its full normal life if maintained appropriately. | Category 4 (Normal): No work required beyond normal maintenance. | 15 | 2010-09-14 | 13.6126 | 73.8499 | x | 5 | 4. Significant | 10504 | Predictive Maintenance | 162.5
1003556 | Expansion Vessels | A (Good): Asset is as new and can be expected to perform adequately to its full normal life if maintained appropriately. | Category 4 (Normal): No work required beyond normal maintenance. | 15 | 2023-05-17 | 0.94182 | 90.7442 | x | 5 | 4. Significant | 10504 | Predictive Maintenance | 162.5
1003557 | Distribution Boards | B (Average): Asset is sound, operationally safe and exhibits only minor deterioration. | Category 3 (Recommended): Minor work required to prevent a deterioration of the service provided by the asset. | 20 | 2010-11-30 | 13.4018 | 70.5982 | x | 2 | 4. Significant | 10823 | Predictive Maintenance | 91.25
1003558 | Distribution Boards | B (Average): Asset is sound, operationally safe and exhibits only minor deterioration. | Category 3 (Recommended): Minor work required to prevent a deterioration of the service provided by the asset. | 20 | 2006-08-17 | 17.6893 | 66.3107 | x | 2 | 4. Significant | 10823 | Predictive Maintenance | 91.25
1003559 | Distribution Boards | B (Average): Asset is sound, operationally safe and exhibits only minor deterioration. | Category 3 (Recommended): Minor work required to prevent a deterioration of the service provided by the asset. | 20 | 2004-09-04 | 19.6386 | 64.3614 | x | 2 | 4. Significant | 10823 | Predictive Maintenance | 91.25
1003560 | Distribution Boards | B (Average): Asset is sound, operationally safe and exhibits only minor deterioration. | Category 3 (Recommended): Minor work required to prevent a deterioration of the service provided by the asset. | 20 | 2017-09-15 | 6.6092 | 77.3908 | x | 2 | 4. Significant | 10823 | Predictive Maintenance | 91.25
1003561 | Distribution Boards | B (Average): Asset is sound, operationally safe and exhibits only minor deterioration. | Category 3 (Recommended): Minor work required to prevent a deterioration of the service provided by the asset. | 20 | 2014-05-09 | 9.963 | 74.037 | x | 2 | 4. Significant | 10824 | Predictive Maintenance | 91.25
1003562 | Distribution Boards | B (Average): Asset is sound, operationally safe and exhibits only minor deterioration. | Category 3 (Recommended): Minor work required to prevent a deterioration of the service provided by the asset. | 20 | 2017-07-31 | 6.7351 | 77.2649 | x | 2 | 4. Significant | 10824 | Predictive Maintenance | 91.25
1003563 | Distribution Boards | B (Average): Asset is sound, operationally safe and exhibits only minor deterioration. | Category 3 (Recommended): Minor work required to prevent a deterioration of the service provided by the asset. | 20 | 2022-01-10 | 2.2888 | 81.7112 | x | 2 | 4. Significant | 10824 | Predictive Maintenance | 91.25
1003564 | Distribution Boards | B (Average): Asset is sound, operationally safe and exhibits only minor deterioration. | Category 3 (Recommended): Minor work required to prevent a deterioration of the service provided by the asset. | 20 | 2008-08-15 | 15.6934 | 68.3066 | x | 2 | 4. Significant | 10824 | Predictive Maintenance | 91.25
1003565 | Distribution Boards | B (Average): Asset is sound, operationally safe and exhibits only minor deterioration. | Category 3 (Recommended): Minor work required to prevent a deterioration of the service provided by the asset. | 20 | 2005-05-01 | 18.9843 | 65.0157 | x | 2 | 4. Significant | 10825 | Predictive Maintenance | 91.25
1003566 | Distribution Boards | B (Average): Asset is sound, operationally safe and exhibits only minor deterioration. | Category 3 (Recommended): Minor work required to prevent a deterioration of the service provided by the asset. | 20 | 2013-11-06 | 10.4668 | 73.5332 | x | 2 | 4. Significant | 10825 | Predictive Maintenance | 91.25
1003567 | Distribution Boards | B (Average): Asset is sound, operationally safe and exhibits only minor deterioration. | Category 3 (Recommended): Minor work required to prevent a deterioration of the service provided by the asset. | 20 | 2012-08-05 | 11.7207 | 72.2793 | x | 2 | 4. Significant | 10825 | Predictive Maintenance | 91.25
1003568 | Distribution Boards | B (Average): Asset is sound, operationally safe and exhibits only minor deterioration. | Category 3 (Recommended): Minor work required to prevent a deterioration of the service provided by the asset. | 20 | 2007-04-21 | 17.013 | 62.987 | x | 4 | 4. Significant | 10826 | Predictive Maintenance | 91.25
1003569 | Distribution Boards | B (Average): Asset is sound, operationally safe and exhibits only minor deterioration. | Category 3 (Recommended): Minor work required to prevent a deterioration of the service provided by the asset. | 20 | 2016-10-12 | 7.5346 | 72.4654 | x | 4 | 4. Significant | 10826 | Predictive Maintenance | 91.25
1003570 | Distribution Boards | B (Average): Asset is sound, operationally safe and exhibits only minor deterioration. | Category 3 (Recommended): Minor work required to prevent a deterioration of the service provided by the asset. | 20 | 2005-12-07 | 18.3819 | 61.6181 | x | 4 | 4. Significant | 10826 | Predictive Maintenance | 91.25
1003571 | Distribution Boards | B (Average): Asset is sound, operationally safe and exhibits only minor deterioration. | Category 3 (Recommended): Minor work required to prevent a deterioration of the service provided by the asset. | 20 | 2015-10-16 | 8.5257 | 71.4743 | x | 4 | 4. Significant | 10827 | Predictive Maintenance | 91.25
1003572 | Distribution Boards | B (Average): Asset is sound, operationally safe and exhibits only minor deterioration. | Category 3 (Recommended): Minor work required to prevent a deterioration of the service provided by the asset. | 20 | 2017-12-08 | 6.3792 | 73.6208 | x | 4 | 4. Significant | 10827 | Predictive Maintenance | 91.25
1003573 | Distribution Boards | B (Average): Asset is sound, operationally safe and exhibits only minor deterioration. | Category 3 (Recommended): Minor work required to prevent a deterioration of the service provided by the asset. | 20 | 2021-12-23 | 2.3381 | 77.6619 | x | 4 | 4. Significant | 10827 | Predictive Maintenance | 91.25
1003574 | Distribution Boards | B (Average): Asset is sound, operationally safe and exhibits only minor deterioration. | Category 3 (Recommended): Minor work required to prevent a deterioration of the service provided by the asset. | 20 | 2020-12-07 | 3.3812 | 76.6188 | x | 4 | 4. Significant | 10828 | Predictive Maintenance | 91.25
1003575 | Distribution Boards | B (Average): Asset is sound, operationally safe and exhibits only minor deterioration. | Category 3 (Recommended): Minor work required to prevent a deterioration of the service provided by the asset. | 20 | 2016-10-13 | 7.5318 | 72.4682 | x | 4 | 4. Significant | 10828 | Predictive Maintenance | 91.25
1003576 | Distribution Boards | B (Average): Asset is sound, operationally safe and exhibits only minor deterioration. | Category 3 (Recommended): Minor work required to prevent a deterioration of the service provided by the asset. | 20 | 2022-07-19 | 1.7687 | 78.2313 | x | 4 | 4. Significant | 10828 | Predictive Maintenance | 91.25
1003577 | Distribution Boards | B (Average): Asset is sound, operationally safe and exhibits only minor deterioration. | Category 3 (Recommended): Minor work required to prevent a deterioration of the service provided by the asset. | 20 | 2006-02-06 | 18.2149 | 61.7851 | x | 4 | 4. Significant | 10829 | Predictive Maintenance | 91.25
1003578 | Distribution Boards | B (Average): Asset is sound, operationally safe and exhibits only minor deterioration. | Category 3 (Recommended): Minor work required to prevent a deterioration of the service provided by the asset. | 20 | 2018-03-11 | 6.1246 | 73.8754 | x | 4 | 4. Significant | 10829 | Predictive Maintenance | 91.25
1003579 | Distribution Boards | B (Average): Asset is sound, operationally safe and exhibits only minor deterioration. | Category 3 (Recommended): Minor work required to prevent a deterioration of the service provided by the asset. | 20 | 2011-06-26 | 12.8323 | 67.1677 | x | 4 | 4. Significant | 10829 | Predictive Maintenance | 91.25
1003580 | Distribution Boards | B (Average): Asset is sound, operationally safe and exhibits only minor deterioration. | Category 3 (Recommended): Minor work required to prevent a deterioration of the service provided by the asset. | 20 | 2011-02-24 | 13.1663 | 66.8337 | x | 4 | 4. Significant | 10830 | Predictive Maintenance | 91.25
1003581 | Distribution Boards | B (Average): Asset is sound, operationally safe and exhibits only minor deterioration. | Category 3 (Recommended): Minor work required to prevent a deterioration of the service provided by the asset. | 20 | 2008-03-17 | 16.1068 | 67.8932 | x | 2 | 4. Significant | 10831 | Predictive Maintenance | 91.25
1003582 | Distribution Boards | B (Average): Asset is sound, operationally safe and exhibits only minor deterioration. | Category 3 (Recommended): Minor work required to prevent a deterioration of the service provided by the asset. | 20 | 2009-05-01 | 14.9843 | 69.0157 | x | 2 | 4. Significant | 10831 | Predictive Maintenance | 91.25
1003583 | Distribution Boards | B (Average): Asset is sound, operationally safe and exhibits only minor deterioration. | Category 3 (Recommended): Minor work required to prevent a deterioration of the service provided by the asset. | 20 | 2015-12-04 | 8.3915 | 75.6085 | x | 2 | 4. Significant | 10831 | Predictive Maintenance | 91.25
1003584 | Distribution Boards | B (Average): Asset is sound, operationally safe and exhibits only minor deterioration. | Category 3 (Recommended): Minor work required to prevent a deterioration of the service provided by the asset. | 20 | 2023-01-23 | 1.2539 | 82.7461 | x | 2 | 4. Significant | 10832 | Predictive Maintenance | 91.25
1003585 | Distribution Boards | B (Average): Asset is sound, operationally safe and exhibits only minor deterioration. | Category 3 (Recommended): Minor work required to prevent a deterioration of the service provided by the asset. | 20 | 2010-05-06 | 13.9713 | 70.0287 | x | 2 | 4. Significant | 10832 | Predictive Maintenance | 91.25
1003586 | Distribution Boards | B (Average): Asset is sound, operationally safe and exhibits only minor deterioration. | Category 3 (Recommended): Minor work required to prevent a deterioration of the service provided by the asset. | 20 | 2006-07-30 | 17.7385 | 66.2615 | x | 2 | 4. Significant | 10832 | Predictive Maintenance | 91.25
1003587 | Distribution Boards | B (Average): Asset is sound, operationally safe and exhibits only minor deterioration. | Category 3 (Recommended): Minor work required to prevent a deterioration of the service provided by the asset. | 20 | 2017-01-18 | 7.2663 | 76.7337 | x | 2 | 4. Significant | 10832 | Predictive Maintenance | 91.25
1003588 | Distribution Boards | B (Average): Asset is sound, operationally safe and exhibits only minor deterioration. | Category 3 (Recommended): Minor work required to prevent a deterioration of the service provided by the asset. | 20 | 2016-08-07 | 7.7153 | 76.2847 | x | 2 | 4. Significant | 10833 | Predictive Maintenance | 91.25
1003589 | Distribution Boards | B (Average): Asset is sound, operationally safe and exhibits only minor deterioration. | Category 3 (Recommended): Minor work required to prevent a deterioration of the service provided by the asset. | 20 | 2021-03-17 | 3.1075 | 80.8925 | x | 2 | 4. Significant | 10833 | Predictive Maintenance | 91.25
1003590 | Distribution Boards | B (Average): Asset is sound, operationally safe and exhibits only minor deterioration. | Category 3 (Recommended): Minor work required to prevent a deterioration of the service provided by the asset. | 20 | 2016-09-03 | 7.6413 | 76.3587 | x | 2 | 4. Significant | 10833 | Predictive Maintenance | 91.25
1003591 | Distribution Boards | B (Average): Asset is sound, operationally safe and exhibits only minor deterioration. | Category 3 (Recommended): Minor work required to prevent a deterioration of the service provided by the asset. | 20 | 2013-05-30 | 10.9049 | 73.0951 | x | 2 | 4. Significant | 10834 | Predictive Maintenance | 91.25
1003592 | Distribution Boards | B (Average): Asset is sound, operationally safe and exhibits only minor deterioration. | Category 3 (Recommended): Minor work required to prevent a deterioration of the service provided by the asset. | 20 | 2007-04-24 | 17.0048 | 66.9952 | x | 2 | 4. Significant | 10834 | Predictive Maintenance | 91.25
1003593 | Distribution Boards | B (Average): Asset is sound, operationally safe and exhibits only minor deterioration. | Category 3 (Recommended): Minor work required to prevent a deterioration of the service provided by the asset. | 20 | 2008-11-05 | 15.4689 | 68.5311 | x | 2 | 4. Significant | 10834 | Predictive Maintenance | 91.25
1003594 | Distribution Boards | B (Average): Asset is sound, operationally safe and exhibits only minor deterioration. | Category 3 (Recommended): Minor work required to prevent a deterioration of the service provided by the asset. | 20 | 2017-01-29 | 7.2361 | 76.7639 | x | 2 | 4. Significant | 10835 | Predictive Maintenance | 91.25
1003595 | Distribution Boards | B (Average): Asset is sound, operationally safe and exhibits only minor deterioration. | Category 3 (Recommended): Minor work required to prevent a deterioration of the service provided by the asset. | 20 | 2023-04-23 | 1.0075 | 82.9925 | x | 2 | 4. Significant | 10835 | Predictive Maintenance | 91.25
1003596 | Distribution Boards | B (Average): Asset is sound, operationally safe and exhibits only minor deterioration. | Category 3 (Recommended): Minor work required to prevent a deterioration of the service provided by the asset. | 20 | 2004-06-12 | 19.8686 | 64.1314 | x | 2 | 4. Significant | 10835 | Predictive Maintenance | 91.25
1003597 | Distribution Boards | B (Average): Asset is sound, operationally safe and exhibits only minor deterioration. | Category 3 (Recommended): Minor work required to prevent a deterioration of the service provided by the asset. | 20 | 2019-03-22 | 5.0951 | 78.9049 | x | 2 | 4. Significant | 10836 | Predictive Maintenance | 91.25
1003598 | Distribution Boards | B (Average): Asset is sound, operationally safe and exhibits only minor deterioration. | Category 3 (Recommended): Minor work required to prevent a deterioration of the service provided by the asset. | 20 | 2019-01-28 | 5.2402 | 78.7598 | x | 2 | 4. Significant | 10836 | Predictive Maintenance | 91.25
1003599 | Distribution Boards | B (Average): Asset is sound, operationally safe and exhibits only minor deterioration. | Category 3 (Recommended): Minor work required to prevent a deterioration of the service provided by the asset. | 20 | 2012-03-30 | 12.0712 | 71.9288 | x | 2 | 4. Significant | 10836 | Predictive Maintenance | 91.25
1003600 | Unvented Hot Water Systems | A (Good): Asset is as new and can be expected to perform adequately to its full normal life if maintained appropriately. | Category 4 (Normal): No work required beyond normal maintenance. | 25 | 2014-11-14 | 9.4456 | 84.4435 | x | 5 | 4. Significant | 10504 | Predictive Maintenance | 162.5
1003601 | Unvented Hot Water Systems | A (Good): Asset is as new and can be expected to perform adequately to its full normal life if maintained appropriately. | Category 4 (Normal): No work required beyond normal maintenance. | 25 | 2015-03-27 | 9.0815 | 84.7348 | x | 5 | 4. Significant | 10504 | Predictive Maintenance | 162.5
1003602 | Unvented Hot Water Systems | A (Good): Asset is as new and can be expected to perform adequately to its full normal life if maintained appropriately. | Category 4 (Normal): No work required beyond normal maintenance. | 25 | 2014-03-26 | 10.0835 | 83.9332 | x | 5 | 4. Significant | 10504 | Predictive Maintenance | 162.5
1003603 | Unvented Hot Water Systems | A (Good): Asset is as new and can be expected to perform adequately to its full normal life if maintained appropriately. | Category 4 (Normal): No work required beyond normal maintenance. | 25 | 2008-01-05 | 16.3039 | 78.9569 | x | 5 | 4. Significant | 10721 | Predictive Maintenance | 162.5
1003604 | Unvented Hot Water Systems | A (Good): Asset is as new and can be expected to perform adequately to its full normal life if maintained appropriately. | Category 4 (Normal): No work required beyond normal maintenance. | 25 | 2017-01-22 | 7.2553 | 86.1958 | x | 5 | 4. Significant | 10721 | Predictive Maintenance | 162.5
1003605 | Unvented Hot Water Systems | A (Good): Asset is as new and can be expected to perform adequately to its full normal life if maintained appropriately. | Category 4 (Normal): No work required beyond normal maintenance. | 25 | 2022-06-30 | 1.8207 | 90.5435 | x | 5 | 4. Significant | 10721 | Predictive Maintenance | 162.5
1003606 | Unvented Hot Water Systems | A (Good): Asset is as new and can be expected to perform adequately to its full normal life if maintained appropriately. | Category 4 (Normal): No work required beyond normal maintenance. | 25 | 2021-10-16 | 2.5243 | 89.9806 | x | 5 | 4. Significant | 10505 | Predictive Maintenance | 162.5
1003607 | Unvented Hot Water Systems | A (Good): Asset is as new and can be expected to perform adequately to its full normal life if maintained appropriately. | Category 4 (Normal): No work required beyond normal maintenance. | 25 | 2000-04-08 | 24.0465 | 72.7628 | x | 5 | 4. Significant | 10505 | Predictive Maintenance | 162.5
1003608 | Unvented Hot Water Systems | A (Good): Asset is as new and can be expected to perform adequately to its full normal life if maintained appropriately. | Category 4 (Normal): No work required beyond normal maintenance. | 25 | 2022-09-19 | 1.5989 | 90.7209 | x | 5 | 4. Significant | 10505 | Predictive Maintenance | 162.5
1003609 | Ventilating Fans - General | B (Average): Asset is sound, operationally safe and exhibits only minor deterioration. | Category 3 (Recommended): Minor work required to prevent a deterioration of the service provided by the asset. | 20 | 2010-06-30 | 13.8207 | 72.1793 | x | 1 | 2. Minor | 10837 | Predictive Maintenance | 182.5
1003610 | Fire Alarm System | B (Average): Asset is sound, operationally safe and exhibits only minor deterioration. | Category 3 (Recommended): Minor work required to prevent a deterioration of the service provided by the asset. | 15 | 2023-07-30 | 0.73922 | 77.0144 | x | 5 | 5. Severe | 10838 | Predictive Maintenance | 28
1003611 | Unvented Hot Water Systems | A (Good): Asset is as new and can be expected to perform adequately to its full normal life if maintained appropriately. | Category 4 (Normal): No work required beyond normal maintenance. | 25 | 2000-08-30 | 23.6523 | 73.0782 | x | 5 | 4. Significant | 10720 | Predictive Maintenance | 162.5
1003612 | Unvented Hot Water Systems | A (Good): Asset is as new and can be expected to perform adequately to its full normal life if maintained appropriately. | Category 4 (Normal): No work required beyond normal maintenance. | 25 | 2019-04-15 | 5.0294 | 87.9765 | x | 5 | 4. Significant | 10720 | Predictive Maintenance | 162.5
1003613 | Unvented Hot Water Systems | A (Good): Asset is as new and can be expected to perform adequately to its full normal life if maintained appropriately. | Category 4 (Normal): No work required beyond normal maintenance. | 25 | 2013-09-26 | 10.5791 | 83.5368 | x | 5 | 4. Significant | 10720 | Predictive Maintenance | 162.5
1003614 | Unvented Hot Water Systems | A (Good): Asset is as new and can be expected to perform adequately to its full normal life if maintained appropriately. | Category 4 (Normal): No work required beyond normal maintenance. | 25 | 2011-03-07 | 13.1362 | 81.491 | x | 5 | 4. Significant | 10506 | Predictive Maintenance | 162.5
1003615 | Unvented Hot Water Systems | A (Good): Asset is as new and can be expected to perform adequately to its full normal life if maintained appropriately. | Category 4 (Normal): No work required beyond normal maintenance. | 25 | 2012-07-11 | 11.7892 | 82.5687 | x | 5 | 4. Significant | 10506 | Predictive Maintenance | 162.5
1003616 | Unvented Hot Water Systems | A (Good): Asset is as new and can be expected to perform adequately to its full normal life if maintained appropriately. | Category 4 (Normal): No work required beyond normal maintenance. | 25 | 2008-10-24 | 15.5017 | 79.5986 | x | 5 | 4. Significant | 10503 | Predictive Maintenance | 162.5
1003617 | Unvented Hot Water Systems | A (Good): Asset is as new and can be expected to perform adequately to its full normal life if maintained appropriately. | Category 4 (Normal): No work required beyond normal maintenance. | 25 | 2003-08-30 | 20.6543 | 75.4765 | x | 5 | 4. Significant | 10503 | Predictive Maintenance | 162.5
1003618 | Expansion Vessels | A (Good): Asset is as new and can be expected to perform adequately to its full normal life if maintained appropriately. | Category 4 (Normal): No work required beyond normal maintenance. | 15 | 2021-05-08 | 2.9651 | 88.0465 | x | 5 | 4. Significant | 10718 | Predictive Maintenance | 162.5
1003619 | Expansion Vessels | A (Good): Asset is as new and can be expected to perform adequately to its full normal life if maintained appropriately. | Category 4 (Normal): No work required beyond normal maintenance. | 15 | 2011-04-30 | 12.9884 | 74.6822 | x | 5 | 4. Significant | 10718 | Predictive Maintenance | 162.5
1003620 | Expansion Vessels | A (Good): Asset is as new and can be expected to perform adequately to its full normal life if maintained appropriately. | Category 4 (Normal): No work required beyond normal maintenance. | 15 | 2014-07-28 | 9.744 | 79.008 | x | 5 | 4. Significant | 10719 | Predictive Maintenance | 162.5
1003621 | Expansion Vessels | A (Good): Asset is as new and can be expected to perform adequately to its full normal life if maintained appropriately. | Category 4 (Normal): No work required beyond normal maintenance. | 15 | 2021-06-10 | 2.8747 | 88.167 | x | 5 | 4. Significant | 10719 | Predictive Maintenance | 162.5
1003622 | Unvented Hot Water Systems | A (Good): Asset is as new and can be expected to perform adequately to its full normal life if maintained appropriately. | Category 4 (Normal): No work required beyond normal maintenance. | 25 | 2008-12-09 | 15.3758 | 79.6994 | x | 5 | 4. Significant | 10719 | Predictive Maintenance | 162.5
1003623 | Unvented Hot Water Systems | A (Good): Asset is as new and can be expected to perform adequately to its full normal life if maintained appropriately. | Category 4 (Normal): No work required beyond normal maintenance. | 25 | 2007-04-28 | 16.9938 | 78.4049 | x | 5 | 4. Significant | 10719 | Predictive Maintenance | 162.5
1003624 | Unvented Hot Water Systems | A (Good): Asset is as new and can be expected to perform adequately to its full normal life if maintained appropriately. | Category 4 (Normal): No work required beyond normal maintenance. | 25 | 2002-03-02 | 22.1492 | 74.2806 | x | 5 | 4. Significant | 10718 | Predictive Maintenance | 162.5
1003625 | Unvented Hot Water Systems | A (Good): Asset is as new and can be expected to perform adequately to its full normal life if maintained appropriately. | Category 4 (Normal): No work required beyond normal maintenance. | 25 | 2009-06-25 | 14.8337 | 80.1331 | x | 5 | 4. Significant | 10718 | Predictive Maintenance | 162.5
1003626 | Expansion Vessels | A (Good): Asset is as new and can be expected to perform adequately to its full normal life if maintained appropriately. | Category 4 (Normal): No work required beyond normal maintenance. | 15 | 2021-12-25 | 2.3326 | 88.8898 | x | 5 | 4. Significant | 10717 | Predictive Maintenance | 162.5
1003627 | Unvented Hot Water Systems | A (Good): Asset is as new and can be expected to perform adequately to its full normal life if maintained appropriately. | Category 4 (Normal): No work required beyond normal maintenance. | 25 | 2017-04-06 | 7.0527 | 86.3578 | x | 5 | 4. Significant | 10717 | Predictive Maintenance | 162.5
1003628 | Expansion Vessels | A (Good): Asset is as new and can be expected to perform adequately to its full normal life if maintained appropriately. | Category 4 (Normal): No work required beyond normal maintenance. | 15 | 2018-09-06 | 5.6345 | 84.4873 | x | 5 | 4. Significant | 10716 | Predictive Maintenance | 162.5
1003629 | Expansion Vessels | A (Good): Asset is as new and can be expected to perform adequately to its full normal life if maintained appropriately. | Category 4 (Normal): No work required beyond normal maintenance. | 15 | 2010-07-12 | 13.7878 | 73.6162 | x | 5 | 4. Significant | 10729 | Predictive Maintenance | 162.5
1003630 | Unvented Hot Water Systems | A (Good): Asset is as new and can be expected to perform adequately to its full normal life if maintained appropriately. | Category 4 (Normal): No work required beyond normal maintenance. | 25 | 2006-01-25 | 18.2478 | 77.4018 | x | 5 | 4. Significant | 10728 | Predictive Maintenance | 162.5
1003631 | Unvented Hot Water Systems | A (Good): Asset is as new and can be expected to perform adequately to its full normal life if maintained appropriately. | Category 4 (Normal): No work required beyond normal maintenance. | 25 | 2010-10-27 | 13.4949 | 81.2041 | x | 5 | 4. Significant | 10728 | Predictive Maintenance | 162.5
1003632 | Expansion Vessels | A (Good): Asset is as new and can be expected to perform adequately to its full normal life if maintained appropriately. | Category 4 (Normal): No work required beyond normal maintenance. | 15 | 2019-02-03 | 5.2238 | 85.0349 | x | 5 | 4. Significant | 10728 | Predictive Maintenance | 162.5
1003633 | Expansion Vessels | A (Good): Asset is as new and can be expected to perform adequately to its full normal life if maintained appropriately. | Category 4 (Normal): No work required beyond normal maintenance. | 15 | 2021-05-07 | 2.9678 | 88.0429 | x | 5 | 4. Significant | 10716 | Predictive Maintenance | 162.5
1003634 | Expansion Vessels | A (Good): Asset is as new and can be expected to perform adequately to its full normal life if maintained appropriately. | Category 4 (Normal): No work required beyond normal maintenance. | 15 | 2023-10-20 | 0.51472 | 91.3137 | x | 5 | 4. Significant | 10717 | Predictive Maintenance | 162.5
1003635 | Unvented Hot Water Systems | A (Good): Asset is as new and can be expected to perform adequately to its full normal life if maintained appropriately. | Category 4 (Normal): No work required beyond normal maintenance. | 25 | 2016-03-06 | 8.1369 | 85.4905 | x | 5 | 4. Significant | 10717 | Predictive Maintenance | 162.5
1003636 | Unvented Hot Water Systems | A (Good): Asset is as new and can be expected to perform adequately to its full normal life if maintained appropriately. | Category 4 (Normal): No work required beyond normal maintenance. | 25 | 2008-02-18 | 16.1834 | 79.0533 | x | 5 | 4. Significant | 10716 | Predictive Maintenance | 162.5
1003637 | Unvented Hot Water Systems | A (Good): Asset is as new and can be expected to perform adequately to its full normal life if maintained appropriately. | Category 4 (Normal): No work required beyond normal maintenance. | 25 | 2014-08-09 | 9.7112 | 84.2311 | x | 5 | 4. Significant | 10716 | Predictive Maintenance | 162.5
1003638 | Traction Lifts | B (Average): Asset is sound, operationally safe and exhibits only minor deterioration. | Category 3 (Recommended): Minor work required to prevent a deterioration of the service provided by the asset. | 20 | 2013-06-16 | 10.8583 | 75.1417 | x | 1 | 4. Significant | 10839 | Predictive Maintenance | 91.25
1003639 | Expansion Vessels | A (Good): Asset is as new and can be expected to perform adequately to its full normal life if maintained appropriately. | Category 4 (Normal): No work required beyond normal maintenance. | 15 | 2017-02-04 | 7.2197 | 82.3737 | x | 5 | 4. Significant | 10708 | Predictive Maintenance | 162.5
1003640 | Unvented Hot Water Systems | A (Good): Asset is as new and can be expected to perform adequately to its full normal life if maintained appropriately. | Category 4 (Normal): No work required beyond normal maintenance. | 25 | 2005-01-11 | 19.2854 | 76.5717 | x | 5 | 4. Significant | 10708 | Predictive Maintenance | 162.5
1003641 | Unvented Hot Water Systems | A (Good): Asset is as new and can be expected to perform adequately to its full normal life if maintained appropriately. | Category 4 (Normal): No work required beyond normal maintenance. | 25 | 2020-11-28 | 3.4059 | 89.2753 | x | 5 | 4. Significant | 10708 | Predictive Maintenance | 162.5
1003642 | Unvented Hot Water Systems | A (Good): Asset is as new and can be expected to perform adequately to its full normal life if maintained appropriately. | Category 4 (Normal): No work required beyond normal maintenance. | 25 | 2011-06-07 | 12.8843 | 81.6925 | x | 5 | 4. Significant | 10715 | Predictive Maintenance | 162.5
1003643 | Unvented Hot Water Systems | A (Good): Asset is as new and can be expected to perform adequately to its full normal life if maintained appropriately. | Category 4 (Normal): No work required beyond normal maintenance. | 25 | 2004-04-24 | 20.0027 | 75.9978 | x | 5 | 4. Significant | 10715 | Predictive Maintenance | 162.5
1003644 | Expansion Vessels | A (Good): Asset is as new and can be expected to perform adequately to its full normal life if maintained appropriately. | Category 4 (Normal): No work required beyond normal maintenance. | 15 | 2012-08-15 | 11.6934 | 76.4089 | x | 5 | 4. Significant | 10714 | Predictive Maintenance | 162.5
1003645 | Unvented Hot Water Systems | A (Good): Asset is as new and can be expected to perform adequately to its full normal life if maintained appropriately. | Category 4 (Normal): No work required beyond normal maintenance. | 25 | 2017-12-14 | 6.3628 | 86.9098 | x | 5 | 4. Significant | 10714 | Predictive Maintenance | 162.5
1003646 | Expansion Vessels | A (Good): Asset is as new and can be expected to perform adequately to its full normal life if maintained appropriately. | Category 4 (Normal): No work required beyond normal maintenance. | 15 | 2014-01-07 | 10.2971 | 78.2706 | x | 5 | 4. Significant | 10714 | Predictive Maintenance | 162.5
1003647 | Unvented Hot Water Systems | A (Good): Asset is as new and can be expected to perform adequately to its full normal life if maintained appropriately. | Category 4 (Normal): No work required beyond normal maintenance. | 25 | 2008-06-02 | 15.896 | 79.2832 | x | 5 | 4. Significant | 10714 | Predictive Maintenance | 162.5
1003648 | Expansion Vessels | A (Good): Asset is as new and can be expected to perform adequately to its full normal life if maintained appropriately. | Category 4 (Normal): No work required beyond normal maintenance. | 15 | 2022-10-26 | 1.4976 | 90.0032 | x | 5 | 4. Significant | 10713 | Predictive Maintenance | 162.5
1003649 | Unvented Hot Water Systems | A (Good): Asset is as new and can be expected to perform adequately to its full normal life if maintained appropriately. | Category 4 (Normal): No work required beyond normal maintenance. | 25 | 2002-03-07 | 22.1355 | 74.2916 | x | 5 | 4. Significant | 10713 | Predictive Maintenance | 162.5
1003650 | Expansion Vessels | A (Good): Asset is as new and can be expected to perform adequately to its full normal life if maintained appropriately. | Category 4 (Normal): No work required beyond normal maintenance. | 15 | 2021-08-03 | 2.7269 | 88.3641 | x | 5 | 4. Significant | 10713 | Predictive Maintenance | 162.5
1003651 | Unvented Hot Water Systems | A (Good): Asset is as new and can be expected to perform adequately to its full normal life if maintained appropriately. | Category 4 (Normal): No work required beyond normal maintenance. | 25 | 2014-03-23 | 10.0917 | 83.9266 | x | 5 | 4. Significant | 10713 | Predictive Maintenance | 162.5
1003652 | Expansion Vessels | A (Good): Asset is as new and can be expected to perform adequately to its full normal life if maintained appropriately. | Category 4 (Normal): No work required beyond normal maintenance. | 15 | 2017-02-01 | 7.2279 | 82.3628 | x | 5 | 4. Significant | 10715 | Predictive Maintenance | 162.5
1003653 | Expansion Vessels | A (Good): Asset is as new and can be expected to perform adequately to its full normal life if maintained appropriately. | Category 4 (Normal): No work required beyond normal maintenance. | 15 | 2019-12-14 | 4.3641 | 86.1812 | x | 5 | 4. Significant | 10715 | Predictive Maintenance | 162.5
1003654 | Unvented Hot Water Systems | A (Good): Asset is as new and can be expected to perform adequately to its full normal life if maintained appropriately. | Category 4 (Normal): No work required beyond normal maintenance. | 25 | 2017-02-24 | 7.165 | 86.268 | x | 5 | 4. Significant | 10711 | Predictive Maintenance | 162.5
1003655 | Unvented Hot Water Systems | A (Good): Asset is as new and can be expected to perform adequately to its full normal life if maintained appropriately. | Category 4 (Normal): No work required beyond normal maintenance. | 25 | 2007-06-11 | 16.8734 | 78.5013 | x | 5 | 4. Significant | 10711 | Predictive Maintenance | 162.5
1003656 | Expansion Vessels | A (Good): Asset is as new and can be expected to perform adequately to its full normal life if maintained appropriately. | Category 4 (Normal): No work required beyond normal maintenance. | 15 | 2014-08-30 | 9.6537 | 83.1285 | x | 3 | 4. Significant | 10022 | Predictive Maintenance | 162.5
1003657 | Expansion Vessels | A (Good): Asset is as new and can be expected to perform adequately to its full normal life if maintained appropriately. | Category 4 (Normal): No work required beyond normal maintenance. | 15 | 2017-12-04 | 6.3901 | 83.4798 | x | 5 | 4. Significant | 10712 | Predictive Maintenance | 162.5
1003658 | Unvented Hot Water Systems | A (Good): Asset is as new and can be expected to perform adequately to its full normal life if maintained appropriately. | Category 4 (Normal): No work required beyond normal maintenance. | 25 | 2015-05-16 | 8.9446 | 84.8444 | x | 5 | 4. Significant | 10712 | Predictive Maintenance | 162.5
1003659 | Expansion Vessels | A (Good): Asset is as new and can be expected to perform adequately to its full normal life if maintained appropriately. | Category 4 (Normal): No work required beyond normal maintenance. | 15 | 2010-06-25 | 13.8344 | 73.5542 | x | 5 | 4. Significant | 10712 | Predictive Maintenance | 162.5
1003660 | Unvented Hot Water Systems | A (Good): Asset is as new and can be expected to perform adequately to its full normal life if maintained appropriately. | Category 4 (Normal): No work required beyond normal maintenance. | 25 | 2011-06-11 | 12.8734 | 81.7013 | x | 5 | 4. Significant | 10712 | Predictive Maintenance | 162.5
1003661 | Expansion Vessels | A (Good): Asset is as new and can be expected to perform adequately to its full normal life if maintained appropriately. | Category 4 (Normal): No work required beyond normal maintenance. | 15 | 2010-04-21 | 14.0123 | 73.3169 | x | 5 | 4. Significant | 10708 | Predictive Maintenance | 162.5
1003662 | Expansion Vessels | A (Good): Asset is as new and can be expected to perform adequately to its full normal life if maintained appropriately. | Category 4 (Normal): No work required beyond normal maintenance. | 15 | 2011-04-10 | 13.0431 | 74.6092 | x | 5 | 4. Significant | 10707 | Predictive Maintenance | 162.5
1003663 | Unvented Hot Water Systems | A (Good): Asset is as new and can be expected to perform adequately to its full normal life if maintained appropriately. | Category 4 (Normal): No work required beyond normal maintenance. | 25 | 2009-08-15 | 14.694 | 80.2448 | x | 5 | 4. Significant | 10707 | Predictive Maintenance | 162.5
1003664 | Expansion Vessels | A (Good): Asset is as new and can be expected to perform adequately to its full normal life if maintained appropriately. | Category 4 (Normal): No work required beyond normal maintenance. | 15 | 2018-05-22 | 5.9274 | 84.0967 | x | 5 | 4. Significant | 10707 | Predictive Maintenance | 162.5
1003665 | Unvented Hot Water Systems | A (Good): Asset is as new and can be expected to perform adequately to its full normal life if maintained appropriately. | Category 4 (Normal): No work required beyond normal maintenance. | 25 | 2011-05-31 | 12.9035 | 81.6772 | x | 5 | 4. Significant | 10707 | Predictive Maintenance | 162.5
1003666 | Expansion Vessels | A (Good): Asset is as new and can be expected to perform adequately to its full normal life if maintained appropriately. | Category 4 (Normal): No work required beyond normal maintenance. | 15 | 2014-11-21 | 9.4264 | 79.4314 | x | 5 | 4. Significant | 10709 | Predictive Maintenance | 162.5
1003667 | Unvented Hot Water Systems | A (Good): Asset is as new and can be expected to perform adequately to its full normal life if maintained appropriately. | Category 4 (Normal): No work required beyond normal maintenance. | 25 | 2004-05-16 | 19.9425 | 76.046 | x | 5 | 4. Significant | 10709 | Predictive Maintenance | 162.5
1003668 | Expansion Vessels | A (Good): Asset is as new and can be expected to perform adequately to its full normal life if maintained appropriately. | Category 4 (Normal): No work required beyond normal maintenance. | 15 | 2020-09-10 | 3.6222 | 87.1704 | x | 5 | 4. Significant | 10709 | Predictive Maintenance | 162.5
1003669 | Unvented Hot Water Systems | A (Good): Asset is as new and can be expected to perform adequately to its full normal life if maintained appropriately. | Category 4 (Normal): No work required beyond normal maintenance. | 25 | 2020-09-30 | 3.5674 | 89.1461 | x | 5 | 4. Significant | 10709 | Predictive Maintenance | 162.5
1003670 | Expansion Vessels | A (Good): Asset is as new and can be expected to perform adequately to its full normal life if maintained appropriately. | Category 4 (Normal): No work required beyond normal maintenance. | 15 | 2019-10-16 | 4.5257 | 85.9658 | x | 5 | 4. Significant | 10706 | Predictive Maintenance | 162.5
1003671 | Unvented Hot Water Systems | A (Good): Asset is as new and can be expected to perform adequately to its full normal life if maintained appropriately. | Category 4 (Normal): No work required beyond normal maintenance. | 25 | 2014-06-18 | 9.8535 | 84.1172 | x | 5 | 4. Significant | 10706 | Predictive Maintenance | 162.5
1003672 | Expansion Vessels | A (Good): Asset is as new and can be expected to perform adequately to its full normal life if maintained appropriately. | Category 4 (Normal): No work required beyond normal maintenance. | 15 | 2012-11-02 | 11.4771 | 76.6972 | x | 5 | 4. Significant | 10706 | Predictive Maintenance | 162.5
1003673 | Unvented Hot Water Systems | A (Good): Asset is as new and can be expected to perform adequately to its full normal life if maintained appropriately. | Category 4 (Normal): No work required beyond normal maintenance. | 25 | 2023-11-02 | 0.47912 | 91.6167 | x | 5 | 4. Significant | 10706 | Predictive Maintenance | 162.5
1003674 | Expansion Vessels | A (Good): Asset is as new and can be expected to perform adequately to its full normal life if maintained appropriately. | Category 4 (Normal): No work required beyond normal maintenance. | 15 | 2018-01-23 | 6.2533 | 83.6623 | x | 5 | 4. Significant | 10705 | Predictive Maintenance | 162.5
1003675 | Unvented Hot Water Systems | A (Good): Asset is as new and can be expected to perform adequately to its full normal life if maintained appropriately. | Category 4 (Normal): No work required beyond normal maintenance. | 25 | 2007-07-15 | 16.7803 | 78.5758 | x | 5 | 4. Significant | 10705 | Predictive Maintenance | 162.5
1003676 | Expansion Vessels | A (Good): Asset is as new and can be expected to perform adequately to its full normal life if maintained appropriately. | Category 4 (Normal): No work required beyond normal maintenance. | 15 | 2018-07-13 | 5.7851 | 84.2866 | x | 5 | 4. Significant | 10705 | Predictive Maintenance | 162.5
1003677 | Unvented Hot Water Systems | A (Good): Asset is as new and can be expected to perform adequately to its full normal life if maintained appropriately. | Category 4 (Normal): No work required beyond normal maintenance. | 25 | 2012-01-23 | 12.2546 | 82.1963 | x | 5 | 4. Significant | 10705 | Predictive Maintenance | 162.5
1003678 | Distribution Boards | B (Average): Asset is sound, operationally safe and exhibits only minor deterioration. | Category 3 (Recommended): Minor work required to prevent a deterioration of the service provided by the asset. | 20 | 2010-01-14 | 14.2779 | 69.7221 | x | 2 | 4. Significant | 10840 | Predictive Maintenance | 91.25
1003679 | Distribution Boards | B (Average): Asset is sound, operationally safe and exhibits only minor deterioration. | Category 3 (Recommended): Minor work required to prevent a deterioration of the service provided by the asset. | 20 | 2013-08-29 | 10.6557 | 73.3443 | x | 2 | 4. Significant | 10841 | Predictive Maintenance | 91.25
1003680 | Distribution Boards | B (Average): Asset is sound, operationally safe and exhibits only minor deterioration. | Category 3 (Recommended): Minor work required to prevent a deterioration of the service provided by the asset. | 20 | 2016-02-13 | 8.1971 | 75.8029 | x | 2 | 4. Significant | 10841 | Predictive Maintenance | 91.25
1003681 | Distribution Boards | B (Average): Asset is sound, operationally safe and exhibits only minor deterioration. | Category 3 (Recommended): Minor work required to prevent a deterioration of the service provided by the asset. | 20 | 2006-05-19 | 17.9357 | 66.0643 | x | 2 | 4. Significant | 10841 | Predictive Maintenance | 91.25
1003682 | Distribution Boards | B (Average): Asset is sound, operationally safe and exhibits only minor deterioration. | Category 3 (Recommended): Minor work required to prevent a deterioration of the service provided by the asset. | 20 | 2007-07-13 | 16.7858 | 67.2142 | x | 2 | 4. Significant | 10841 | Predictive Maintenance | 91.25
1003683 | Meter Reading - Electric | B (Average): Asset is sound, operationally safe and exhibits only minor deterioration. | Category 3 (Recommended): Minor work required to prevent a deterioration of the service provided by the asset. | 20 | 2022-05-18 | 1.9384 | 82.0616 | x | 2 | 2. Minor | 10841 | Predictive Maintenance | 182.5
1003684 | Meter Reading - Electric | B (Average): Asset is sound, operationally safe and exhibits only minor deterioration. | Category 3 (Recommended): Minor work required to prevent a deterioration of the service provided by the asset. | 20 | 2005-10-20 | 18.5133 | 65.4867 | x | 2 | 2. Minor | 10841 | Predictive Maintenance | 182.5
1003685 | Meter Reading - Electric | B (Average): Asset is sound, operationally safe and exhibits only minor deterioration. | Category 3 (Recommended): Minor work required to prevent a deterioration of the service provided by the asset. | 20 | 2019-04-05 | 5.0568 | 78.9432 | x | 2 | 2. Minor | 10841 | Predictive Maintenance | 182.5
1003686 | Meter Reading - Electric | B (Average): Asset is sound, operationally safe and exhibits only minor deterioration. | Category 3 (Recommended): Minor work required to prevent a deterioration of the service provided by the asset. | 20 | 2019-01-15 | 5.2758 | 78.7242 | x | 2 | 2. Minor | 10841 | Predictive Maintenance | 182.5
1003687 | Meter Reading - Electric | B (Average): Asset is sound, operationally safe and exhibits only minor deterioration. | Category 3 (Recommended): Minor work required to prevent a deterioration of the service provided by the asset. | 20 | 2011-03-21 | 13.0979 | 70.9021 | x | 2 | 2. Minor | 10841 | Predictive Maintenance | 182.5
1003688 | Meter Reading - Electric | B (Average): Asset is sound, operationally safe and exhibits only minor deterioration. | Category 3 (Recommended): Minor work required to prevent a deterioration of the service provided by the asset. | 20 | 2006-08-17 | 17.6893 | 66.3107 | x | 2 | 2. Minor | 10841 | Predictive Maintenance | 182.5
1003689 | Meter Reading - Electric | B (Average): Asset is sound, operationally safe and exhibits only minor deterioration. | Category 3 (Recommended): Minor work required to prevent a deterioration of the service provided by the asset. | 20 | 2022-08-13 | 1.7002 | 82.2998 | x | 2 | 2. Minor | 10841 | Predictive Maintenance | 182.5
1003690 | Meter Reading - Electric | B (Average): Asset is sound, operationally safe and exhibits only minor deterioration. | Category 3 (Recommended): Minor work required to prevent a deterioration of the service provided by the asset. | 20 | 2022-05-04 | 1.9767 | 82.0233 | x | 2 | 2. Minor | 10841 | Predictive Maintenance | 182.5
1003691 | Meter Reading - Electric | B (Average): Asset is sound, operationally safe and exhibits only minor deterioration. | Category 3 (Recommended): Minor work required to prevent a deterioration of the service provided by the asset. | 20 | 2022-06-19 | 1.8508 | 82.1492 | x | 2 | 2. Minor | 10841 | Predictive Maintenance | 182.5
1003692 | Meter Reading - Electric | B (Average): Asset is sound, operationally safe and exhibits only minor deterioration. | Category 3 (Recommended): Minor work required to prevent a deterioration of the service provided by the asset. | 20 | 2018-03-23 | 6.0917 | 77.9083 | x | 2 | 2. Minor | 10841 | Predictive Maintenance | 182.5
1003693 | Meter Reading - Electric | B (Average): Asset is sound, operationally safe and exhibits only minor deterioration. | Category 3 (Recommended): Minor work required to prevent a deterioration of the service provided by the asset. | 20 | 2014-07-11 | 9.7906 | 74.2094 | x | 2 | 2. Minor | 10841 | Predictive Maintenance | 182.5
1003694 | Meter Reading - Electric | B (Average): Asset is sound, operationally safe and exhibits only minor deterioration. | Category 3 (Recommended): Minor work required to prevent a deterioration of the service provided by the asset. | 20 | 2016-12-09 | 7.3758 | 76.6242 | x | 2 | 2. Minor | 10841 | Predictive Maintenance | 182.5
1003695 | Meter Reading - Electric | B (Average): Asset is sound, operationally safe and exhibits only minor deterioration. | Category 3 (Recommended): Minor work required to prevent a deterioration of the service provided by the asset. | 20 | 2014-06-08 | 9.8809 | 74.1191 | x | 2 | 2. Minor | 10841 | Predictive Maintenance | 182.5
1003696 | Meter Reading - Electric | B (Average): Asset is sound, operationally safe and exhibits only minor deterioration. | Category 3 (Recommended): Minor work required to prevent a deterioration of the service provided by the asset. | 20 | 2013-10-12 | 10.5352 | 73.4648 | x | 2 | 2. Minor | 10841 | Predictive Maintenance | 182.5
1003697 | Meter Reading - Electric | B (Average): Asset is sound, operationally safe and exhibits only minor deterioration. | Category 3 (Recommended): Minor work required to prevent a deterioration of the service provided by the asset. | 20 | 2015-05-27 | 8.9144 | 75.0856 | x | 2 | 2. Minor | 10841 | Predictive Maintenance | 182.5
1003698 | Meter Reading - Electric | B (Average): Asset is sound, operationally safe and exhibits only minor deterioration. | Category 3 (Recommended): Minor work required to prevent a deterioration of the service provided by the asset. | 20 | 2016-11-22 | 7.4223 | 76.5777 | x | 2 | 2. Minor | 10841 | Predictive Maintenance | 182.5
1003699 | Meter Reading - Electric | B (Average): Asset is sound, operationally safe and exhibits only minor deterioration. | Category 3 (Recommended): Minor work required to prevent a deterioration of the service provided by the asset. | 20 | 2013-04-27 | 10.9952 | 73.0048 | x | 2 | 2. Minor | 10841 | Predictive Maintenance | 182.5
1003700 | Meter Reading - Electric | B (Average): Asset is sound, operationally safe and exhibits only minor deterioration. | Category 3 (Recommended): Minor work required to prevent a deterioration of the service provided by the asset. | 20 | 2006-08-24 | 17.6701 | 66.3299 | x | 2 | 2. Minor | 10841 | Predictive Maintenance | 182.5
1003701 | Meter Reading - Electric | B (Average): Asset is sound, operationally safe and exhibits only minor deterioration. | Category 3 (Recommended): Minor work required to prevent a deterioration of the service provided by the asset. | 20 | 2014-09-30 | 9.5688 | 74.4312 | x | 2 | 2. Minor | 10841 | Predictive Maintenance | 182.5
1003702 | Meter Reading - Electric | B (Average): Asset is sound, operationally safe and exhibits only minor deterioration. | Category 3 (Recommended): Minor work required to prevent a deterioration of the service provided by the asset. | 20 | 2013-07-06 | 10.8036 | 73.1964 | x | 2 | 2. Minor | 10841 | Predictive Maintenance | 182.5
1003703 | Meter Reading - Electric | B (Average): Asset is sound, operationally safe and exhibits only minor deterioration. | Category 3 (Recommended): Minor work required to prevent a deterioration of the service provided by the asset. | 20 | 2022-07-15 | 1.7796 | 82.2204 | x | 2 | 2. Minor | 10841 | Predictive Maintenance | 182.5
1003704 | Meter Reading - Electric | B (Average): Asset is sound, operationally safe and exhibits only minor deterioration. | Category 3 (Recommended): Minor work required to prevent a deterioration of the service provided by the asset. | 20 | 2005-11-16 | 18.4394 | 65.5606 | x | 2 | 2. Minor | 10841 | Predictive Maintenance | 182.5
1003705 | Meter Reading - Electric | B (Average): Asset is sound, operationally safe and exhibits only minor deterioration. | Category 3 (Recommended): Minor work required to prevent a deterioration of the service provided by the asset. | 20 | 2023-06-26 | 0.83231 | 83.1677 | x | 2 | 2. Minor | 10841 | Predictive Maintenance | 182.5
1003706 | Distribution Boards | B (Average): Asset is sound, operationally safe and exhibits only minor deterioration. | Category 3 (Recommended): Minor work required to prevent a deterioration of the service provided by the asset. | 20 | 2004-06-26 | 19.8303 | 66.1697 | x | 1 | 4. Significant | 10842 | Predictive Maintenance | 91.25
1003707 | Point of Use Water Dispenser | B (Average): Asset is sound, operationally safe and exhibits only minor deterioration. | Category 3 (Recommended): Minor work required to prevent a deterioration of the service provided by the asset. | 15 | 2024-01-24 | 0.25188 | 85.6642 | x | 1 | 2. Minor | 10842 | Predictive Maintenance | 182.5
1003708 | Distribution Boards | B (Average): Asset is sound, operationally safe and exhibits only minor deterioration. | Category 3 (Recommended): Minor work required to prevent a deterioration of the service provided by the asset. | 20 | 2007-01-13 | 17.2813 | 68.7187 | x | 1 | 4. Significant | 10343 | Predictive Maintenance | 91.25
1003709 | Distribution Boards | B (Average): Asset is sound, operationally safe and exhibits only minor deterioration. | Category 3 (Recommended): Minor work required to prevent a deterioration of the service provided by the asset. | 20 | 2010-10-10 | 13.5414 | 64.4586 | x | 5 | 4. Significant | 10843 | Predictive Maintenance | 91.25
1003710 | Distribution Boards | B (Average): Asset is sound, operationally safe and exhibits only minor deterioration. | Category 3 (Recommended): Minor work required to prevent a deterioration of the service provided by the asset. | 20 | 2021-11-07 | 2.4641 | 75.5359 | x | 5 | 4. Significant | 10843 | Predictive Maintenance | 91.25
1003711 | Distribution Boards | B (Average): Asset is sound, operationally safe and exhibits only minor deterioration. | Category 3 (Recommended): Minor work required to prevent a deterioration of the service provided by the asset. | 20 | 2017-06-17 | 6.8556 | 71.1444 | x | 5 | 4. Significant | 10843 | Predictive Maintenance | 91.25
1003712 | Distribution Boards | B (Average): Asset is sound, operationally safe and exhibits only minor deterioration. | Category 3 (Recommended): Minor work required to prevent a deterioration of the service provided by the asset. | 20 | 2013-12-01 | 10.3984 | 69.6016 | x | 4 | 4. Significant | 10844 | Predictive Maintenance | 91.25
1003713 | Distribution Boards | B (Average): Asset is sound, operationally safe and exhibits only minor deterioration. | Category 3 (Recommended): Minor work required to prevent a deterioration of the service provided by the asset. | 20 | 2023-07-22 | 0.76112 | 79.2389 | x | 4 | 4. Significant | 10844 | Predictive Maintenance | 91.25
1003714 | Distribution Boards | B (Average): Asset is sound, operationally safe and exhibits only minor deterioration. | Category 3 (Recommended): Minor work required to prevent a deterioration of the service provided by the asset. | 20 | 2007-01-11 | 17.2868 | 68.7132 | x | 1 | 4. Significant | 10845 | Predictive Maintenance | 91.25
1003715 | Distribution Boards | B (Average): Asset is sound, operationally safe and exhibits only minor deterioration. | Category 3 (Recommended): Minor work required to prevent a deterioration of the service provided by the asset. | 20 | 2008-07-16 | 15.7755 | 70.2245 | x | 1 | 4. Significant | 10845 | Predictive Maintenance | 91.25
1003716 | Distribution Boards | B (Average): Asset is sound, operationally safe and exhibits only minor deterioration. | Category 3 (Recommended): Minor work required to prevent a deterioration of the service provided by the asset. | 20 | 2016-03-07 | 8.1342 | 77.8658 | x | 1 | 4. Significant | 10845 | Predictive Maintenance | 91.25
1003717 | Distribution Boards | B (Average): Asset is sound, operationally safe and exhibits only minor deterioration. | Category 3 (Recommended): Minor work required to prevent a deterioration of the service provided by the asset. | 20 | 2005-10-04 | 18.5572 | 59.4428 | x | 5 | 4. Significant | 10846 | Predictive Maintenance | 91.25
1003718 | Distribution Boards | B (Average): Asset is sound, operationally safe and exhibits only minor deterioration. | Category 3 (Recommended): Minor work required to prevent a deterioration of the service provided by the asset. | 20 | 2008-07-22 | 15.7591 | 62.2409 | x | 5 | 4. Significant | 10846 | Predictive Maintenance | 91.25
1003719 | Distribution Boards | B (Average): Asset is sound, operationally safe and exhibits only minor deterioration. | Category 3 (Recommended): Minor work required to prevent a deterioration of the service provided by the asset. | 20 | 2023-12-28 | 0.3258 | 77.6742 | x | 5 | 4. Significant | 10846 | Predictive Maintenance | 91.25
1003720 | Distribution Boards | B (Average): Asset is sound, operationally safe and exhibits only minor deterioration. | Category 3 (Recommended): Minor work required to prevent a deterioration of the service provided by the asset. | 20 | 2016-07-17 | 7.7728 | 70.2272 | x | 5 | 4. Significant | 10846 | Predictive Maintenance | 91.25
1003721 | Distribution Boards | B (Average): Asset is sound, operationally safe and exhibits only minor deterioration. | Category 3 (Recommended): Minor work required to prevent a deterioration of the service provided by the asset. | 20 | 2007-07-18 | 16.7721 | 61.2279 | x | 5 | 4. Significant | 10847 | Predictive Maintenance | 91.25
1003722 | Distribution Boards | B (Average): Asset is sound, operationally safe and exhibits only minor deterioration. | Category 3 (Recommended): Minor work required to prevent a deterioration of the service provided by the asset. | 20 | 2013-12-30 | 10.319 | 67.681 | x | 5 | 4. Significant | 10847 | Predictive Maintenance | 91.25
1003723 | Distribution Boards | B (Average): Asset is sound, operationally safe and exhibits only minor deterioration. | Category 3 (Recommended): Minor work required to prevent a deterioration of the service provided by the asset. | 20 | 2015-01-23 | 9.2539 | 68.7461 | x | 5 | 4. Significant | 10847 | Predictive Maintenance | 91.25
1003724 | Fire Alarm System | A (Good): Asset is as new and can be expected to perform adequately to its full normal life if maintained appropriately. | Category 4 (Normal): No work required beyond normal maintenance. | 15 | 2022-07-14 | 1.7823 | 89.6235 | x | 5 | 5. Severe | 10843 | Predictive Maintenance | 162.5
1003725 | Traction Lifts | B (Average): Asset is sound, operationally safe and exhibits only minor deterioration. | Category 3 (Recommended): Minor work required to prevent a deterioration of the service provided by the asset. | 20 | 2012-04-30 | 11.9863 | 66.0137 | x | 5 | 4. Significant | 10848 | Predictive Maintenance | 91.25
1003726 | Vertical Platform Lifts | B (Average): Asset is sound, operationally safe and exhibits only minor deterioration. | Category 3 (Recommended): Minor work required to prevent a deterioration of the service provided by the asset. | 20 | 2015-01-11 | 9.2868 | 68.7132 | x | 5 | 3. Moderate | 10418 | Predictive Maintenance | 91.25
1003727 | Distribution Boards | B (Average): Asset is sound, operationally safe and exhibits only minor deterioration. | Category 3 (Recommended): Minor work required to prevent a deterioration of the service provided by the asset. | 20 | 2022-04-12 | 2.037 | 77.963 | x | 4 | 4. Significant | 10849 | Predictive Maintenance | 91.25
1003728 | Distribution Boards | B (Average): Asset is sound, operationally safe and exhibits only minor deterioration. | Category 3 (Recommended): Minor work required to prevent a deterioration of the service provided by the asset. | 20 | 2008-01-27 | 16.2437 | 63.7563 | x | 4 | 4. Significant | 10849 | Predictive Maintenance | 91.25
1003729 | Distribution Boards | B (Average): Asset is sound, operationally safe and exhibits only minor deterioration. | Category 3 (Recommended): Minor work required to prevent a deterioration of the service provided by the asset. | 20 | 2017-08-27 | 6.6612 | 73.3388 | x | 4 | 4. Significant | 10849 | Predictive Maintenance | 91.25
1003730 | Meter Reading - Electric | B (Average): Asset is sound, operationally safe and exhibits only minor deterioration. | Category 3 (Recommended): Minor work required to prevent a deterioration of the service provided by the asset. | 20 | 2008-06-04 | 15.8905 | 64.1095 | x | 4 | 2. Minor | 10849 | Predictive Maintenance | 182.5
1003731 | Meter Reading - Electric | B (Average): Asset is sound, operationally safe and exhibits only minor deterioration. | Category 3 (Recommended): Minor work required to prevent a deterioration of the service provided by the asset. | 20 | 2019-12-26 | 4.3313 | 75.6687 | x | 4 | 2. Minor | 10849 | Predictive Maintenance | 182.5
1003732 | Meter Reading - Electric | B (Average): Asset is sound, operationally safe and exhibits only minor deterioration. | Category 3 (Recommended): Minor work required to prevent a deterioration of the service provided by the asset. | 20 | 2005-04-20 | 19.0144 | 60.9856 | x | 4 | 2. Minor | 10849 | Predictive Maintenance | 182.5
1003733 | Meter Reading - Electric | B (Average): Asset is sound, operationally safe and exhibits only minor deterioration. | Category 3 (Recommended): Minor work required to prevent a deterioration of the service provided by the asset. | 20 | 2022-02-20 | 2.1766 | 77.8234 | x | 4 | 2. Minor | 10849 | Predictive Maintenance | 182.5
1003734 | Meter Reading - Electric | B (Average): Asset is sound, operationally safe and exhibits only minor deterioration. | Category 3 (Recommended): Minor work required to prevent a deterioration of the service provided by the asset. | 20 | 2007-08-03 | 16.7283 | 63.2717 | x | 4 | 2. Minor | 10849 | Predictive Maintenance | 182.5
1003735 | Meter Reading - Electric | B (Average): Asset is sound, operationally safe and exhibits only minor deterioration. | Category 3 (Recommended): Minor work required to prevent a deterioration of the service provided by the asset. | 20 | 2016-10-14 | 7.5291 | 72.4709 | x | 4 | 2. Minor | 10849 | Predictive Maintenance | 182.5
1003736 | Meter Reading - Electric | B (Average): Asset is sound, operationally safe and exhibits only minor deterioration. | Category 3 (Recommended): Minor work required to prevent a deterioration of the service provided by the asset. | 20 | 2007-06-06 | 16.8871 | 63.1129 | x | 4 | 2. Minor | 10849 | Predictive Maintenance | 182.5
1003737 | Meter Reading - Electric | B (Average): Asset is sound, operationally safe and exhibits only minor deterioration. | Category 3 (Recommended): Minor work required to prevent a deterioration of the service provided by the asset. | 20 | 2005-02-22 | 19.1704 | 60.8296 | x | 4 | 2. Minor | 10849 | Predictive Maintenance | 182.5
1003738 | Meter Reading - Electric | B (Average): Asset is sound, operationally safe and exhibits only minor deterioration. | Category 3 (Recommended): Minor work required to prevent a deterioration of the service provided by the asset. | 20 | 2010-04-13 | 14.0342 | 65.9658 | x | 4 | 2. Minor | 10849 | Predictive Maintenance | 182.5
1003739 | Meter Reading - Electric | B (Average): Asset is sound, operationally safe and exhibits only minor deterioration. | Category 3 (Recommended): Minor work required to prevent a deterioration of the service provided by the asset. | 20 | 2021-05-20 | 2.9322 | 77.0678 | x | 4 | 2. Minor | 10849 | Predictive Maintenance | 182.5
1003740 | Meter Reading - Electric | B (Average): Asset is sound, operationally safe and exhibits only minor deterioration. | Category 3 (Recommended): Minor work required to prevent a deterioration of the service provided by the asset. | 20 | 2005-04-13 | 19.0335 | 60.9665 | x | 4 | 2. Minor | 10849 | Predictive Maintenance | 182.5
1003741 | Meter Reading - Electric | B (Average): Asset is sound, operationally safe and exhibits only minor deterioration. | Category 3 (Recommended): Minor work required to prevent a deterioration of the service provided by the asset. | 20 | 2015-03-19 | 9.1034 | 70.8966 | x | 4 | 2. Minor | 10849 | Predictive Maintenance | 182.5
1003742 | Meter Reading - Electric | B (Average): Asset is sound, operationally safe and exhibits only minor deterioration. | Category 3 (Recommended): Minor work required to prevent a deterioration of the service provided by the asset. | 20 | 2008-08-07 | 15.7153 | 64.2847 | x | 4 | 2. Minor | 10849 | Predictive Maintenance | 182.5
1003743 | Meter Reading - Electric | B (Average): Asset is sound, operationally safe and exhibits only minor deterioration. | Category 3 (Recommended): Minor work required to prevent a deterioration of the service provided by the asset. | 20 | 2014-12-30 | 9.3196 | 70.6804 | x | 4 | 2. Minor | 10849 | Predictive Maintenance | 182.5
1003744 | Meter Reading - Electric | B (Average): Asset is sound, operationally safe and exhibits only minor deterioration. | Category 3 (Recommended): Minor work required to prevent a deterioration of the service provided by the asset. | 20 | 2015-07-17 | 8.7748 | 71.2252 | x | 4 | 2. Minor | 10849 | Predictive Maintenance | 182.5
1003745 | Meter Reading - Electric | B (Average): Asset is sound, operationally safe and exhibits only minor deterioration. | Category 3 (Recommended): Minor work required to prevent a deterioration of the service provided by the asset. | 20 | 2020-05-26 | 3.9151 | 76.0849 | x | 4 | 2. Minor | 10849 | Predictive Maintenance | 182.5
1003746 | Meter Reading - Electric | B (Average): Asset is sound, operationally safe and exhibits only minor deterioration. | Category 3 (Recommended): Minor work required to prevent a deterioration of the service provided by the asset. | 20 | 2006-12-12 | 17.3689 | 62.6311 | x | 4 | 2. Minor | 10849 | Predictive Maintenance | 182.5
1003747 | Meter Reading - Electric | B (Average): Asset is sound, operationally safe and exhibits only minor deterioration. | Category 3 (Recommended): Minor work required to prevent a deterioration of the service provided by the asset. | 20 | 2013-09-02 | 10.6448 | 69.3552 | x | 4 | 2. Minor | 10849 | Predictive Maintenance | 182.5
1003748 | Meter Reading - Electric | B (Average): Asset is sound, operationally safe and exhibits only minor deterioration. | Category 3 (Recommended): Minor work required to prevent a deterioration of the service provided by the asset. | 20 | 2008-03-16 | 16.1095 | 63.8905 | x | 4 | 2. Minor | 10849 | Predictive Maintenance | 182.5
1003749 | Meter Reading - Electric | B (Average): Asset is sound, operationally safe and exhibits only minor deterioration. | Category 3 (Recommended): Minor work required to prevent a deterioration of the service provided by the asset. | 20 | 2011-08-22 | 12.6762 | 67.3238 | x | 4 | 2. Minor | 10849 | Predictive Maintenance | 182.5
1003750 | Meter Reading - Electric | B (Average): Asset is sound, operationally safe and exhibits only minor deterioration. | Category 3 (Recommended): Minor work required to prevent a deterioration of the service provided by the asset. | 20 | 2019-06-04 | 4.8925 | 75.1075 | x | 4 | 2. Minor | 10849 | Predictive Maintenance | 182.5
1003751 | Meter Reading - Electric | B (Average): Asset is sound, operationally safe and exhibits only minor deterioration. | Category 3 (Recommended): Minor work required to prevent a deterioration of the service provided by the asset. | 20 | 2013-08-24 | 10.6694 | 69.3306 | x | 4 | 2. Minor | 10849 | Predictive Maintenance | 182.5
1003752 | Meter Reading - Electric | B (Average): Asset is sound, operationally safe and exhibits only minor deterioration. | Category 3 (Recommended): Minor work required to prevent a deterioration of the service provided by the asset. | 20 | 2018-04-13 | 6.0342 | 73.9658 | x | 4 | 2. Minor | 10849 | Predictive Maintenance | 182.5
1003753 | Meter Reading - Electric | B (Average): Asset is sound, operationally safe and exhibits only minor deterioration. | Category 3 (Recommended): Minor work required to prevent a deterioration of the service provided by the asset. | 20 | 2011-06-16 | 12.8597 | 67.1403 | x | 4 | 2. Minor | 10849 | Predictive Maintenance | 182.5
1003754 | Meter Reading - Electric | B (Average): Asset is sound, operationally safe and exhibits only minor deterioration. | Category 3 (Recommended): Minor work required to prevent a deterioration of the service provided by the asset. | 20 | 2013-08-13 | 10.6995 | 73.3005 | x | 2 | 2. Minor | 10850 | Predictive Maintenance | 182.5
1003755 | Meter Reading - Electric | B (Average): Asset is sound, operationally safe and exhibits only minor deterioration. | Category 3 (Recommended): Minor work required to prevent a deterioration of the service provided by the asset. | 20 | 2022-06-20 | 1.848 | 82.152 | x | 2 | 2. Minor | 10850 | Predictive Maintenance | 182.5
1003756 | Meter Reading - Electric | B (Average): Asset is sound, operationally safe and exhibits only minor deterioration. | Category 3 (Recommended): Minor work required to prevent a deterioration of the service provided by the asset. | 20 | 2015-06-30 | 8.8214 | 75.1786 | x | 2 | 2. Minor | 10850 | Predictive Maintenance | 182.5
1003757 | Meter Reading - Electric | B (Average): Asset is sound, operationally safe and exhibits only minor deterioration. | Category 3 (Recommended): Minor work required to prevent a deterioration of the service provided by the asset. | 20 | 2012-09-18 | 11.6003 | 72.3997 | x | 2 | 2. Minor | 10850 | Predictive Maintenance | 182.5
1003758 | Meter Reading - Electric | B (Average): Asset is sound, operationally safe and exhibits only minor deterioration. | Category 3 (Recommended): Minor work required to prevent a deterioration of the service provided by the asset. | 20 | 2019-07-16 | 4.7775 | 79.2225 | x | 2 | 2. Minor | 10850 | Predictive Maintenance | 182.5
1003759 | Meter Reading - Electric | B (Average): Asset is sound, operationally safe and exhibits only minor deterioration. | Category 3 (Recommended): Minor work required to prevent a deterioration of the service provided by the asset. | 20 | 2015-11-14 | 8.4463 | 75.5537 | x | 2 | 2. Minor | 10850 | Predictive Maintenance | 182.5
1003760 | Meter Reading - Electric | B (Average): Asset is sound, operationally safe and exhibits only minor deterioration. | Category 3 (Recommended): Minor work required to prevent a deterioration of the service provided by the asset. | 20 | 2017-02-05 | 7.217 | 76.783 | x | 2 | 2. Minor | 10850 | Predictive Maintenance | 182.5
1003761 | Meter Reading - Electric | B (Average): Asset is sound, operationally safe and exhibits only minor deterioration. | Category 3 (Recommended): Minor work required to prevent a deterioration of the service provided by the asset. | 20 | 2011-05-06 | 12.9719 | 71.0281 | x | 2 | 2. Minor | 10850 | Predictive Maintenance | 182.5
1003762 | Meter Reading - Electric | B (Average): Asset is sound, operationally safe and exhibits only minor deterioration. | Category 3 (Recommended): Minor work required to prevent a deterioration of the service provided by the asset. | 20 | 2013-10-22 | 10.5079 | 73.4921 | x | 2 | 2. Minor | 10850 | Predictive Maintenance | 182.5
1003763 | Meter Reading - Electric | B (Average): Asset is sound, operationally safe and exhibits only minor deterioration. | Category 3 (Recommended): Minor work required to prevent a deterioration of the service provided by the asset. | 20 | 2010-10-09 | 13.5441 | 70.4559 | x | 2 | 2. Minor | 10850 | Predictive Maintenance | 182.5
1003764 | Meter Reading - Electric | B (Average): Asset is sound, operationally safe and exhibits only minor deterioration. | Category 3 (Recommended): Minor work required to prevent a deterioration of the service provided by the asset. | 20 | 2013-10-30 | 10.486 | 73.514 | x | 2 | 2. Minor | 10850 | Predictive Maintenance | 182.5
1003765 | Meter Reading - Electric | B (Average): Asset is sound, operationally safe and exhibits only minor deterioration. | Category 3 (Recommended): Minor work required to prevent a deterioration of the service provided by the asset. | 20 | 2012-04-27 | 11.9945 | 72.0055 | x | 2 | 2. Minor | 10850 | Predictive Maintenance | 182.5
1003766 | Meter Reading - Electric | B (Average): Asset is sound, operationally safe and exhibits only minor deterioration. | Category 3 (Recommended): Minor work required to prevent a deterioration of the service provided by the asset. | 20 | 2004-10-08 | 19.5455 | 64.4545 | x | 2 | 2. Minor | 10850 | Predictive Maintenance | 182.5
1003767 | Meter Reading - Electric | B (Average): Asset is sound, operationally safe and exhibits only minor deterioration. | Category 3 (Recommended): Minor work required to prevent a deterioration of the service provided by the asset. | 20 | 2006-08-03 | 17.7276 | 66.2724 | x | 2 | 2. Minor | 10850 | Predictive Maintenance | 182.5
1003768 | Meter Reading - Electric | B (Average): Asset is sound, operationally safe and exhibits only minor deterioration. | Category 3 (Recommended): Minor work required to prevent a deterioration of the service provided by the asset. | 20 | 2015-10-09 | 8.5448 | 75.4552 | x | 2 | 2. Minor | 10850 | Predictive Maintenance | 182.5
1003769 | Meter Reading - Electric | B (Average): Asset is sound, operationally safe and exhibits only minor deterioration. | Category 3 (Recommended): Minor work required to prevent a deterioration of the service provided by the asset. | 20 | 2019-10-22 | 4.5092 | 79.4908 | x | 2 | 2. Minor | 10850 | Predictive Maintenance | 182.5
1003770 | Meter Reading - Electric | B (Average): Asset is sound, operationally safe and exhibits only minor deterioration. | Category 3 (Recommended): Minor work required to prevent a deterioration of the service provided by the asset. | 20 | 2015-03-25 | 9.0869 | 74.9131 | x | 2 | 2. Minor | 10850 | Predictive Maintenance | 182.5
1003771 | Meter Reading - Electric | B (Average): Asset is sound, operationally safe and exhibits only minor deterioration. | Category 3 (Recommended): Minor work required to prevent a deterioration of the service provided by the asset. | 20 | 2010-08-01 | 13.7331 | 70.2669 | x | 2 | 2. Minor | 10850 | Predictive Maintenance | 182.5
1003772 | Meter Reading - Electric | B (Average): Asset is sound, operationally safe and exhibits only minor deterioration. | Category 3 (Recommended): Minor work required to prevent a deterioration of the service provided by the asset. | 20 | 2008-05-17 | 15.9398 | 68.0602 | x | 2 | 2. Minor | 10850 | Predictive Maintenance | 182.5
1003773 | Meter Reading - Electric | B (Average): Asset is sound, operationally safe and exhibits only minor deterioration. | Category 3 (Recommended): Minor work required to prevent a deterioration of the service provided by the asset. | 20 | 2018-12-19 | 5.3498 | 78.6502 | x | 2 | 2. Minor | 10850 | Predictive Maintenance | 182.5
1003774 | Meter Reading - Electric | B (Average): Asset is sound, operationally safe and exhibits only minor deterioration. | Category 3 (Recommended): Minor work required to prevent a deterioration of the service provided by the asset. | 20 | 2022-05-24 | 1.922 | 82.078 | x | 2 | 2. Minor | 10850 | Predictive Maintenance | 182.5
1003775 | Meter Reading - Electric | B (Average): Asset is sound, operationally safe and exhibits only minor deterioration. | Category 3 (Recommended): Minor work required to prevent a deterioration of the service provided by the asset. | 20 | 2014-12-08 | 9.3799 | 74.6201 | x | 2 | 2. Minor | 10850 | Predictive Maintenance | 182.5
1003776 | Meter Reading - Electric | B (Average): Asset is sound, operationally safe and exhibits only minor deterioration. | Category 3 (Recommended): Minor work required to prevent a deterioration of the service provided by the asset. | 20 | 2018-02-11 | 6.2012 | 77.7988 | x | 2 | 2. Minor | 10850 | Predictive Maintenance | 182.5
1003777 | Meter Reading - Electric | B (Average): Asset is sound, operationally safe and exhibits only minor deterioration. | Category 3 (Recommended): Minor work required to prevent a deterioration of the service provided by the asset. | 20 | 2012-05-01 | 11.9836 | 72.0164 | x | 2 | 2. Minor | 10850 | Predictive Maintenance | 182.5
1003778 | Distribution Boards | B (Average): Asset is sound, operationally safe and exhibits only minor deterioration. | Category 3 (Recommended): Minor work required to prevent a deterioration of the service provided by the asset. | 20 | 2007-08-19 | 16.6845 | 67.3155 | x | 2 | 4. Significant | 10850 | Predictive Maintenance | 91.25
1003779 | Distribution Boards | B (Average): Asset is sound, operationally safe and exhibits only minor deterioration. | Category 3 (Recommended): Minor work required to prevent a deterioration of the service provided by the asset. | 20 | 2007-08-07 | 16.7173 | 67.2827 | x | 2 | 4. Significant | 10850 | Predictive Maintenance | 91.25
1003780 | Distribution Boards | B (Average): Asset is sound, operationally safe and exhibits only minor deterioration. | Category 3 (Recommended): Minor work required to prevent a deterioration of the service provided by the asset. | 20 | 2018-01-30 | 6.2341 | 77.7659 | x | 2 | 4. Significant | 10850 | Predictive Maintenance | 91.25
1003781 | Hot Water Calorifiers - Heated by LTHW | B (Average): Asset is sound, operationally safe and exhibits only minor deterioration. | Category 3 (Recommended): Minor work required to prevent a deterioration of the service provided by the asset. | 20 | 2008-12-14 | 15.3621 | 70.6379 | x | 1 | 4. Significant | 10343 | Predictive Maintenance | 91.25
1003782 | Unvented Hot Water Systems | A (Good): Asset is as new and can be expected to perform adequately to its full normal life if maintained appropriately. | Category 4 (Normal): No work required beyond normal maintenance. | 25 | 2009-01-21 | 15.258 | 79.7936 | x | 5 | 4. Significant | 10722 | Predictive Maintenance | 162.5
1003783 | Unvented Hot Water Systems | A (Good): Asset is as new and can be expected to perform adequately to its full normal life if maintained appropriately. | Category 4 (Normal): No work required beyond normal maintenance. | 25 | 2022-09-12 | 1.6181 | 90.7055 | x | 5 | 4. Significant | 10722 | Predictive Maintenance | 162.5
1003784 | Unvented Hot Water Systems | A (Good): Asset is as new and can be expected to perform adequately to its full normal life if maintained appropriately. | Category 4 (Normal): No work required beyond normal maintenance. | 25 | 2019-09-06 | 4.6352 | 88.2919 | x | 5 | 4. Significant | 10722 | Predictive Maintenance | 162.5
1003785 | Unvented Hot Water Systems | A (Good): Asset is as new and can be expected to perform adequately to its full normal life if maintained appropriately. | Category 4 (Normal): No work required beyond normal maintenance. | 25 | 2005-09-02 | 18.6448 | 77.0842 | x | 5 | 4. Significant | 10722 | Predictive Maintenance | 162.5
1003786 | Expansion Vessels | A (Good): Asset is as new and can be expected to perform adequately to its full normal life if maintained appropriately. | Category 4 (Normal): No work required beyond normal maintenance. | 15 | 2013-11-18 | 10.4339 | 78.0881 | x | 5 | 4. Significant | 10722 | Predictive Maintenance | 162.5
1003787 | Expansion Vessels | A (Good): Asset is as new and can be expected to perform adequately to its full normal life if maintained appropriately. | Category 4 (Normal): No work required beyond normal maintenance. | 15 | 2019-08-21 | 4.679 | 85.7614 | x | 5 | 4. Significant | 10722 | Predictive Maintenance | 162.5
1003788 | Unvented Hot Water Systems | A (Good): Asset is as new and can be expected to perform adequately to its full normal life if maintained appropriately. | Category 4 (Normal): No work required beyond normal maintenance. | 25 | 2012-12-03 | 11.3922 | 82.8862 | x | 5 | 4. Significant | 10723 | Predictive Maintenance | 162.5
1003789 | Expansion Vessels | A (Good): Asset is as new and can be expected to perform adequately to its full normal life if maintained appropriately. | Category 4 (Normal): No work required beyond normal maintenance. | 15 | 2012-06-10 | 11.8741 | 76.1679 | x | 5 | 4. Significant | 10723 | Predictive Maintenance | 162.5
1003790 | Unvented Hot Water Systems | A (Good): Asset is as new and can be expected to perform adequately to its full normal life if maintained appropriately. | Category 4 (Normal): No work required beyond normal maintenance. | 25 | 2022-09-01 | 1.6482 | 90.6815 | x | 5 | 4. Significant | 10723 | Predictive Maintenance | 162.5
1003791 | Expansion Vessels | A (Good): Asset is as new and can be expected to perform adequately to its full normal life if maintained appropriately. | Category 4 (Normal): No work required beyond normal maintenance. | 15 | 2010-10-01 | 13.5661 | 73.9119 | x | 5 | 4. Significant | 10723 | Predictive Maintenance | 162.5
1003792 | Unvented Hot Water Systems | A (Good): Asset is as new and can be expected to perform adequately to its full normal life if maintained appropriately. | Category 4 (Normal): No work required beyond normal maintenance. | 25 | 2010-07-07 | 13.8015 | 80.9588 | x | 5 | 4. Significant | 10724 | Predictive Maintenance | 162.5
1003793 | Expansion Vessels | A (Good): Asset is as new and can be expected to perform adequately to its full normal life if maintained appropriately. | Category 4 (Normal): No work required beyond normal maintenance. | 15 | 2016-12-15 | 7.3593 | 82.1875 | x | 5 | 4. Significant | 10724 | Predictive Maintenance | 162.5
1003794 | Unvented Hot Water Systems | A (Good): Asset is as new and can be expected to perform adequately to its full normal life if maintained appropriately. | Category 4 (Normal): No work required beyond normal maintenance. | 25 | 2018-11-08 | 5.462 | 87.6304 | x | 5 | 4. Significant | 10724 | Predictive Maintenance | 162.5
1003795 | Expansion Vessels | A (Good): Asset is as new and can be expected to perform adequately to its full normal life if maintained appropriately. | Category 4 (Normal): No work required beyond normal maintenance. | 15 | 2010-06-30 | 13.8207 | 73.5724 | x | 5 | 4. Significant | 10724 | Predictive Maintenance | 162.5
1003796 | Unvented Hot Water Systems | A (Good): Asset is as new and can be expected to perform adequately to its full normal life if maintained appropriately. | Category 4 (Normal): No work required beyond normal maintenance. | 25 | 2005-03-17 | 19.1075 | 76.714 | x | 5 | 4. Significant | 10725 | Predictive Maintenance | 162.5
1003797 | Expansion Vessels | A (Good): Asset is as new and can be expected to perform adequately to its full normal life if maintained appropriately. | Category 4 (Normal): No work required beyond normal maintenance. | 15 | 2015-12-13 | 8.3669 | 80.8442 | x | 5 | 4. Significant | 10725 | Predictive Maintenance | 162.5
1003798 | Unvented Hot Water Systems | A (Good): Asset is as new and can be expected to perform adequately to its full normal life if maintained appropriately. | Category 4 (Normal): No work required beyond normal maintenance. | 25 | 2011-05-06 | 12.9719 | 81.6225 | x | 5 | 4. Significant | 10725 | Predictive Maintenance | 162.5
1003799 | Expansion Vessels | A (Good): Asset is as new and can be expected to perform adequately to its full normal life if maintained appropriately. | Category 4 (Normal): No work required beyond normal maintenance. | 15 | 2022-01-06 | 2.2998 | 88.9336 | x | 5 | 4. Significant | 10725 | Predictive Maintenance | 162.5
1003800 | Expansion Vessels | A (Good): Asset is as new and can be expected to perform adequately to its full normal life if maintained appropriately. | Category 4 (Normal): No work required beyond normal maintenance. | 15 | 2021-07-07 | 2.8008 | 88.2656 | x | 5 | 4. Significant | 10726 | Predictive Maintenance | 162.5
1003801 | Unvented Hot Water Systems | A (Good): Asset is as new and can be expected to perform adequately to its full normal life if maintained appropriately. | Category 4 (Normal): No work required beyond normal maintenance. | 25 | 2016-06-27 | 7.8275 | 85.738 | x | 5 | 4. Significant | 10726 | Predictive Maintenance | 162.5
1003802 | Unvented Hot Water Systems | A (Good): Asset is as new and can be expected to perform adequately to its full normal life if maintained appropriately. | Category 4 (Normal): No work required beyond normal maintenance. | 25 | 1999-03-06 | 25.1389 | 71.8888 | x | 5 | 4. Significant | 10726 | Predictive Maintenance | 162.5
1003803 | Expansion Vessels | A (Good): Asset is as new and can be expected to perform adequately to its full normal life if maintained appropriately. | Category 4 (Normal): No work required beyond normal maintenance. | 15 | 2010-05-17 | 13.9411 | 73.4118 | x | 5 | 4. Significant | 10726 | Predictive Maintenance | 162.5
1003804 | Unvented Hot Water Systems | A (Good): Asset is as new and can be expected to perform adequately to its full normal life if maintained appropriately. | Category 4 (Normal): No work required beyond normal maintenance. | 25 | 2018-08-31 | 5.6509 | 87.4793 | x | 5 | 4. Significant | 10726 | Predictive Maintenance | 162.5
1003805 | Unvented Hot Water Systems | A (Good): Asset is as new and can be expected to perform adequately to its full normal life if maintained appropriately. | Category 4 (Normal): No work required beyond normal maintenance. | 25 | 2003-12-07 | 20.3833 | 75.6934 | x | 5 | 4. Significant | 10727 | Predictive Maintenance | 162.5
1003806 | Expansion Vessels | A (Good): Asset is as new and can be expected to perform adequately to its full normal life if maintained appropriately. | Category 4 (Normal): No work required beyond normal maintenance. | 15 | 2010-12-08 | 13.3799 | 74.1602 | x | 5 | 4. Significant | 10727 | Predictive Maintenance | 162.5
1003807 | Unvented Hot Water Systems | A (Good): Asset is as new and can be expected to perform adequately to its full normal life if maintained appropriately. | Category 4 (Normal): No work required beyond normal maintenance. | 25 | 2016-01-14 | 8.2793 | 85.3766 | x | 5 | 4. Significant | 10727 | Predictive Maintenance | 162.5
1003808 | Expansion Vessels | A (Good): Asset is as new and can be expected to perform adequately to its full normal life if maintained appropriately. | Category 4 (Normal): No work required beyond normal maintenance. | 15 | 2018-02-26 | 6.1602 | 83.7864 | x | 5 | 4. Significant | 10727 | Predictive Maintenance | 162.5
1003809 | Unvented Hot Water Systems | A (Good): Asset is as new and can be expected to perform adequately to its full normal life if maintained appropriately. | Category 4 (Normal): No work required beyond normal maintenance. | 25 | 2001-07-19 | 22.768 | 73.7856 | x | 5 | 4. Significant | 10729 | Predictive Maintenance | 162.5
1003810 | Unvented Hot Water Systems | A (Good): Asset is as new and can be expected to perform adequately to its full normal life if maintained appropriately. | Category 4 (Normal): No work required beyond normal maintenance. | 25 | 2022-07-05 | 1.807 | 90.5544 | x | 5 | 4. Significant | 10729 | Predictive Maintenance | 162.5
1003811 | Unvented Hot Water Systems | A (Good): Asset is as new and can be expected to perform adequately to its full normal life if maintained appropriately. | Category 4 (Normal): No work required beyond normal maintenance. | 25 | 2016-03-04 | 8.1424 | 85.4861 | x | 5 | 4. Significant | 10729 | Predictive Maintenance | 162.5
1003812 | Unvented Hot Water Systems | A (Good): Asset is as new and can be expected to perform adequately to its full normal life if maintained appropriately. | Category 4 (Normal): No work required beyond normal maintenance. | 25 | 2015-12-20 | 8.3477 | 85.3218 | x | 5 | 4. Significant | 10730 | Predictive Maintenance | 162.5
1003813 | Expansion Vessels | A (Good): Asset is as new and can be expected to perform adequately to its full normal life if maintained appropriately. | Category 4 (Normal): No work required beyond normal maintenance. | 15 | 2013-01-17 | 11.269 | 76.9747 | x | 5 | 4. Significant | 10730 | Predictive Maintenance | 162.5
1003814 | Expansion Vessels | A (Good): Asset is as new and can be expected to perform adequately to its full normal life if maintained appropriately. | Category 4 (Normal): No work required beyond normal maintenance. | 15 | 2016-05-12 | 7.9535 | 81.3954 | x | 5 | 4. Significant | 10729 | Predictive Maintenance | 162.5
1003815 | Expansion Vessels | A (Good): Asset is as new and can be expected to perform adequately to its full normal life if maintained appropriately. | Category 4 (Normal): No work required beyond normal maintenance. | 15 | 2022-06-19 | 1.8508 | 89.5323 | x | 5 | 4. Significant | 10731 | Predictive Maintenance | 162.5
1003816 | Unvented Hot Water Systems | A (Good): Asset is as new and can be expected to perform adequately to its full normal life if maintained appropriately. | Category 4 (Normal): No work required beyond normal maintenance. | 25 | 2012-05-20 | 11.9316 | 82.4548 | x | 5 | 4. Significant | 10731 | Predictive Maintenance | 162.5
1003817 | Unvented Hot Water Systems | A (Good): Asset is as new and can be expected to perform adequately to its full normal life if maintained appropriately. | Category 4 (Normal): No work required beyond normal maintenance. | 25 | 2000-12-06 | 23.384 | 73.2928 | x | 5 | 4. Significant | 10730 | Predictive Maintenance | 162.5
1003818 | Expansion Vessels | A (Good): Asset is as new and can be expected to perform adequately to its full normal life if maintained appropriately. | Category 4 (Normal): No work required beyond normal maintenance. | 15 | 2018-08-28 | 5.6591 | 84.4545 | x | 5 | 4. Significant | 10730 | Predictive Maintenance | 162.5
1003819 | Unvented Hot Water Systems | A (Good): Asset is as new and can be expected to perform adequately to its full normal life if maintained appropriately. | Category 4 (Normal): No work required beyond normal maintenance. | 25 | 1999-09-18 | 24.6023 | 72.3181 | x | 5 | 4. Significant | 10731 | Predictive Maintenance | 162.5
1003820 | Expansion Vessels | A (Good): Asset is as new and can be expected to perform adequately to its full normal life if maintained appropriately. | Category 4 (Normal): No work required beyond normal maintenance. | 15 | 2018-09-05 | 5.6372 | 84.4837 | x | 5 | 4. Significant | 10731 | Predictive Maintenance | 162.5
1003821 | Expansion Vessels | A (Good): Asset is as new and can be expected to perform adequately to its full normal life if maintained appropriately. | Category 4 (Normal): No work required beyond normal maintenance. | 15 | 2016-01-09 | 8.293 | 80.9427 | x | 5 | 4. Significant | 10732 | Predictive Maintenance | 162.5
1003822 | Unvented Hot Water Systems | A (Good): Asset is as new and can be expected to perform adequately to its full normal life if maintained appropriately. | Category 4 (Normal): No work required beyond normal maintenance. | 25 | 2002-01-30 | 22.2341 | 74.2127 | x | 5 | 4. Significant | 10732 | Predictive Maintenance | 162.5
1003823 | Unvented Hot Water Systems | A (Good): Asset is as new and can be expected to perform adequately to its full normal life if maintained appropriately. | Category 4 (Normal): No work required beyond normal maintenance. | 25 | 2019-12-15 | 4.3614 | 88.5109 | x | 5 | 4. Significant | 10732 | Predictive Maintenance | 162.5
1003824 | Expansion Vessels | A (Good): Asset is as new and can be expected to perform adequately to its full normal life if maintained appropriately. | Category 4 (Normal): No work required beyond normal maintenance. | 15 | 2013-08-30 | 10.653 | 77.796 | x | 5 | 4. Significant | 10732 | Predictive Maintenance | 162.5
1003825 | Unvented Hot Water Systems | A (Good): Asset is as new and can be expected to perform adequately to its full normal life if maintained appropriately. | Category 4 (Normal): No work required beyond normal maintenance. | 25 | 2022-07-14 | 1.7823 | 90.5741 | x | 5 | 4. Significant | 10733 | Predictive Maintenance | 162.5
1003826 | Expansion Vessels | A (Good): Asset is as new and can be expected to perform adequately to its full normal life if maintained appropriately. | Category 4 (Normal): No work required beyond normal maintenance. | 15 | 2020-09-29 | 3.5702 | 87.2398 | x | 5 | 4. Significant | 10733 | Predictive Maintenance | 162.5
1003827 | Unvented Hot Water Systems | A (Good): Asset is as new and can be expected to perform adequately to its full normal life if maintained appropriately. | Category 4 (Normal): No work required beyond normal maintenance. | 25 | 2009-02-03 | 15.2225 | 79.822 | x | 5 | 4. Significant | 10733 | Predictive Maintenance | 162.5
1003828 | Expansion Vessels | A (Good): Asset is as new and can be expected to perform adequately to its full normal life if maintained appropriately. | Category 4 (Normal): No work required beyond normal maintenance. | 15 | 2021-12-25 | 2.3326 | 88.8898 | x | 5 | 4. Significant | 10733 | Predictive Maintenance | 162.5
1003829 | Unvented Hot Water Systems | A (Good): Asset is as new and can be expected to perform adequately to its full normal life if maintained appropriately. | Category 4 (Normal): No work required beyond normal maintenance. | 25 | 2010-09-20 | 13.5962 | 81.1231 | x | 5 | 4. Significant | 10734 | Predictive Maintenance | 162.5
1003830 | Expansion Vessels | A (Good): Asset is as new and can be expected to perform adequately to its full normal life if maintained appropriately. | Category 4 (Normal): No work required beyond normal maintenance. | 15 | 2014-01-04 | 10.3053 | 86.2596 | x | 1 | 4. Significant | 10851 | Predictive Maintenance | 162.5
1003831 | Unvented Hot Water Systems | A (Good): Asset is as new and can be expected to perform adequately to its full normal life if maintained appropriately. | Category 4 (Normal): No work required beyond normal maintenance. | 25 | 1999-05-17 | 24.9418 | 72.0465 | x | 5 | 4. Significant | 10734 | Predictive Maintenance | 162.5
1003832 | Expansion Vessels | A (Good): Asset is as new and can be expected to perform adequately to its full normal life if maintained appropriately. | Category 4 (Normal): No work required beyond normal maintenance. | 15 | 2020-07-11 | 3.7892 | 86.9478 | x | 5 | 4. Significant | 10734 | Predictive Maintenance | 162.5
1003833 | Expansion Vessels | A (Good): Asset is as new and can be expected to perform adequately to its full normal life if maintained appropriately. | Category 4 (Normal): No work required beyond normal maintenance. | 15 | 2012-09-27 | 11.5756 | 76.5658 | x | 5 | 4. Significant | 10735 | Predictive Maintenance | 162.5
1003834 | Unvented Hot Water Systems | A (Good): Asset is as new and can be expected to perform adequately to its full normal life if maintained appropriately. | Category 4 (Normal): No work required beyond normal maintenance. | 25 | 2001-10-28 | 22.4914 | 74.0068 | x | 5 | 4. Significant | 10735 | Predictive Maintenance | 162.5
1003835 | Expansion Vessels | A (Good): Asset is as new and can be expected to perform adequately to its full normal life if maintained appropriately. | Category 4 (Normal): No work required beyond normal maintenance. | 15 | 2014-06-10 | 9.8754 | 78.8328 | x | 5 | 4. Significant | 10735 | Predictive Maintenance | 162.5
1003836 | Unvented Hot Water Systems | A (Good): Asset is as new and can be expected to perform adequately to its full normal life if maintained appropriately. | Category 4 (Normal): No work required beyond normal maintenance. | 25 | 2020-10-26 | 3.4962 | 89.203 | x | 5 | 4. Significant | 10735 | Predictive Maintenance | 162.5
1003837 | Unvented Hot Water Systems | A (Good): Asset is as new and can be expected to perform adequately to its full normal life if maintained appropriately. | Category 4 (Normal): No work required beyond normal maintenance. | 25 | 2017-06-28 | 6.8255 | 86.5396 | x | 5 | 4. Significant | 10736 | Predictive Maintenance | 162.5
1003838 | Expansion Vessels | A (Good): Asset is as new and can be expected to perform adequately to its full normal life if maintained appropriately. | Category 4 (Normal): No work required beyond normal maintenance. | 15 | 2020-06-09 | 3.8768 | 86.8309 | x | 5 | 4. Significant | 10736 | Predictive Maintenance | 162.5
1003839 | Unvented Hot Water Systems | A (Good): Asset is as new and can be expected to perform adequately to its full normal life if maintained appropriately. | Category 4 (Normal): No work required beyond normal maintenance. | 25 | 2006-02-05 | 18.2177 | 77.4259 | x | 5 | 4. Significant | 10736 | Predictive Maintenance | 162.5
1003840 | Expansion Vessels | A (Good): Asset is as new and can be expected to perform adequately to its full normal life if maintained appropriately. | Category 4 (Normal): No work required beyond normal maintenance. | 15 | 2021-11-21 | 2.4257 | 88.7657 | x | 5 | 4. Significant | 10736 | Predictive Maintenance | 162.5
1003841 | Expansion Vessels | A (Good): Asset is as new and can be expected to perform adequately to its full normal life if maintained appropriately. | Category 4 (Normal): No work required beyond normal maintenance. | 15 | 2023-03-25 | 1.0869 | 90.5508 | x | 5 | 4. Significant | 10737 | Predictive Maintenance | 162.5
1003842 | Unvented Hot Water Systems | C (Poor): Asset is operational but major repair or replacement will be needed. | Category 3 (Recommended): Minor work required to prevent a deterioration of the service provided by the asset. | 25 | 2021-07-10 | 2.7926 | 61.7659 | x | 5 | 4. Significant | 10737 | Predictive Maintenance | 91.25
1003843 | Expansion Vessels | A (Good): Asset is as new and can be expected to perform adequately to its full normal life if maintained appropriately. | Category 4 (Normal): No work required beyond normal maintenance. | 15 | 2021-04-23 | 3.0062 | 87.9918 | x | 5 | 4. Significant | 10737 | Predictive Maintenance | 162.5
1003844 | Expansion Vessels | A (Good): Asset is as new and can be expected to perform adequately to its full normal life if maintained appropriately. | Category 4 (Normal): No work required beyond normal maintenance. | 15 | 2023-09-11 | 0.62149 | 91.1713 | x | 5 | 4. Significant | 10738 | Predictive Maintenance | 162.5
1003845 | Unvented Hot Water Systems | A (Good): Asset is as new and can be expected to perform adequately to its full normal life if maintained appropriately. | Category 4 (Normal): No work required beyond normal maintenance. | 25 | 2001-05-16 | 22.9432 | 73.6454 | x | 5 | 4. Significant | 10738 | Predictive Maintenance | 162.5
1003846 | Expansion Vessels | A (Good): Asset is as new and can be expected to perform adequately to its full normal life if maintained appropriately. | Category 4 (Normal): No work required beyond normal maintenance. | 15 | 2010-04-26 | 13.9986 | 73.3352 | x | 5 | 4. Significant | 10738 | Predictive Maintenance | 162.5
1003847 | Unvented Hot Water Systems | B (Average): Asset is sound, operationally safe and exhibits only minor deterioration. | Category 4 (Normal): No work required beyond normal maintenance. | 25 | 2000-12-20 | 23.3457 | 66.3235 | x | 5 | 4. Significant | 10737 | Predictive Maintenance | 162.5
1003848 | Unvented Hot Water Systems | B (Average): Asset is sound, operationally safe and exhibits only minor deterioration. | Category 4 (Normal): No work required beyond normal maintenance. | 25 | 2021-03-09 | 3.1294 | 82.4965 | x | 5 | 4. Significant | 10737 | Predictive Maintenance | 162.5
1003849 | Unvented Hot Water Systems | A (Good): Asset is as new and can be expected to perform adequately to its full normal life if maintained appropriately. | Category 4 (Normal): No work required beyond normal maintenance. | 25 | 2019-03-16 | 5.1116 | 87.9107 | x | 5 | 4. Significant | 10738 | Predictive Maintenance | 162.5
1003850 | Unvented Hot Water Systems | A (Good): Asset is as new and can be expected to perform adequately to its full normal life if maintained appropriately. | Category 4 (Normal): No work required beyond normal maintenance. | 25 | 2012-03-14 | 12.115 | 82.308 | x | 5 | 4. Significant | 10739 | Predictive Maintenance | 162.5
1003851 | Expansion Vessels | A (Good): Asset is as new and can be expected to perform adequately to its full normal life if maintained appropriately. | Category 4 (Normal): No work required beyond normal maintenance. | 15 | 2020-10-14 | 3.5291 | 87.2945 | x | 5 | 4. Significant | 10739 | Predictive Maintenance | 162.5
1003852 | Unvented Hot Water Systems | A (Good): Asset is as new and can be expected to perform adequately to its full normal life if maintained appropriately. | Category 4 (Normal): No work required beyond normal maintenance. | 25 | 2014-03-04 | 10.1437 | 83.885 | x | 5 | 4. Significant | 10739 | Predictive Maintenance | 162.5
1003853 | Expansion Vessels | A (Good): Asset is as new and can be expected to perform adequately to its full normal life if maintained appropriately. | Category 4 (Normal): No work required beyond normal maintenance. | 15 | 2018-12-27 | 5.3279 | 84.8962 | x | 5 | 4. Significant | 10739 | Predictive Maintenance | 162.5
1003854 | Expansion Vessels | A (Good): Asset is as new and can be expected to perform adequately to its full normal life if maintained appropriately. | Category 4 (Normal): No work required beyond normal maintenance. | 15 | 2013-01-28 | 11.2389 | 77.0148 | x | 5 | 4. Significant | 10740 | Predictive Maintenance | 162.5
1003855 | Unvented Hot Water Systems | A (Good): Asset is as new and can be expected to perform adequately to its full normal life if maintained appropriately. | Category 4 (Normal): No work required beyond normal maintenance. | 25 | 2013-10-28 | 10.4914 | 83.6068 | x | 5 | 4. Significant | 10740 | Predictive Maintenance | 162.5
1003856 | Unvented Hot Water Systems | A (Good): Asset is as new and can be expected to perform adequately to its full normal life if maintained appropriately. | Category 4 (Normal): No work required beyond normal maintenance. | 25 | 1999-04-28 | 24.9938 | 72.0049 | x | 5 | 4. Significant | 10740 | Predictive Maintenance | 162.5
1003857 | Expansion Vessels | A (Good): Asset is as new and can be expected to perform adequately to its full normal life if maintained appropriately. | Category 4 (Normal): No work required beyond normal maintenance. | 15 | 2016-01-04 | 8.3066 | 80.9245 | x | 5 | 4. Significant | 10740 | Predictive Maintenance | 162.5
1003858 | Unvented Hot Water Systems | A (Good): Asset is as new and can be expected to perform adequately to its full normal life if maintained appropriately. | Category 4 (Normal): No work required beyond normal maintenance. | 25 | 2020-08-19 | 3.6824 | 89.0541 | x | 5 | 4. Significant | 10741 | Predictive Maintenance | 162.5
1003859 | Expansion Vessels | A (Good): Asset is as new and can be expected to perform adequately to its full normal life if maintained appropriately. | Category 4 (Normal): No work required beyond normal maintenance. | 15 | 2018-07-27 | 5.7467 | 84.3377 | x | 5 | 4. Significant | 10741 | Predictive Maintenance | 162.5
1003860 | Unvented Hot Water Systems | A (Good): Asset is as new and can be expected to perform adequately to its full normal life if maintained appropriately. | Category 4 (Normal): No work required beyond normal maintenance. | 25 | 2012-04-21 | 12.011 | 82.3912 | x | 5 | 4. Significant | 10741 | Predictive Maintenance | 162.5
1003861 | Expansion Vessels | A (Good): Asset is as new and can be expected to perform adequately to its full normal life if maintained appropriately. | Category 4 (Normal): No work required beyond normal maintenance. | 15 | 2016-04-16 | 8.0246 | 81.3005 | x | 5 | 4. Significant | 10741 | Predictive Maintenance | 162.5
1003862 | Expansion Vessels | A (Good): Asset is as new and can be expected to perform adequately to its full normal life if maintained appropriately. | Category 4 (Normal): No work required beyond normal maintenance. | 15 | 2013-12-09 | 10.3765 | 84.1647 | x | 2 | 4. Significant | 10742 | Predictive Maintenance | 162.5
1003863 | Unvented Hot Water Systems | A (Good): Asset is as new and can be expected to perform adequately to its full normal life if maintained appropriately. | Category 4 (Normal): No work required beyond normal maintenance. | 25 | 2012-01-28 | 12.2409 | 88.2073 | x | 2 | 4. Significant | 10742 | Predictive Maintenance | 162.5
1003864 | Expansion Vessels | A (Good): Asset is as new and can be expected to perform adequately to its full normal life if maintained appropriately. | Category 4 (Normal): No work required beyond normal maintenance. | 15 | 2023-12-04 | 0.39151 | 97.478 | x | 2 | 4. Significant | 10742 | Predictive Maintenance | 162.5
1003865 | Unvented Hot Water Systems | A (Good): Asset is as new and can be expected to perform adequately to its full normal life if maintained appropriately. | Category 4 (Normal): No work required beyond normal maintenance. | 25 | 2012-06-03 | 11.8932 | 88.4854 | x | 2 | 4. Significant | 10742 | Predictive Maintenance | 162.5
1003866 | Expansion Vessels | A (Good): Asset is as new and can be expected to perform adequately to its full normal life if maintained appropriately. | Category 4 (Normal): No work required beyond normal maintenance. | 15 | 2022-05-24 | 1.922 | 95.4374 | x | 2 | 4. Significant | 10743 | Predictive Maintenance | 162.5
1003867 | Unvented Hot Water Systems | A (Good): Asset is as new and can be expected to perform adequately to its full normal life if maintained appropriately. | Category 4 (Normal): No work required beyond normal maintenance. | 25 | 2021-06-12 | 2.8693 | 95.7046 | x | 2 | 4. Significant | 10743 | Predictive Maintenance | 162.5
1003868 | Unvented Hot Water Systems | A (Good): Asset is as new and can be expected to perform adequately to its full normal life if maintained appropriately. | Category 4 (Normal): No work required beyond normal maintenance. | 25 | 2001-06-21 | 22.8446 | 79.7243 | x | 2 | 4. Significant | 10743 | Predictive Maintenance | 162.5
1003869 | Expansion Vessels | A (Good): Asset is as new and can be expected to perform adequately to its full normal life if maintained appropriately. | Category 4 (Normal): No work required beyond normal maintenance. | 15 | 2015-09-05 | 8.6379 | 86.4828 | x | 2 | 4. Significant | 10743 | Predictive Maintenance | 162.5
1003870 | Unvented Hot Water Systems | A (Good): Asset is as new and can be expected to perform adequately to its full normal life if maintained appropriately. | Category 4 (Normal): No work required beyond normal maintenance. | 25 | 2023-10-17 | 0.52293 | 97.5817 | x | 2 | 4. Significant | 10744 | Predictive Maintenance | 162.5
1003871 | Expansion Vessels | A (Good): Asset is as new and can be expected to perform adequately to its full normal life if maintained appropriately. | Category 4 (Normal): No work required beyond normal maintenance. | 15 | 2021-12-29 | 2.3217 | 94.9044 | x | 2 | 4. Significant | 10744 | Predictive Maintenance | 162.5
1003872 | Expansion Vessels | A (Good): Asset is as new and can be expected to perform adequately to its full normal life if maintained appropriately. | Category 4 (Normal): No work required beyond normal maintenance. | 15 | 2012-04-23 | 12.0055 | 81.9927 | x | 2 | 4. Significant | 10744 | Predictive Maintenance | 162.5
1003873 | Unvented Hot Water Systems | A (Good): Asset is as new and can be expected to perform adequately to its full normal life if maintained appropriately. | Category 4 (Normal): No work required beyond normal maintenance. | 25 | 2022-02-09 | 2.2067 | 96.2346 | x | 2 | 4. Significant | 10744 | Predictive Maintenance | 162.5
1003874 | Unvented Hot Water Systems | A (Good): Asset is as new and can be expected to perform adequately to its full normal life if maintained appropriately. | Category 4 (Normal): No work required beyond normal maintenance. | 25 | 2004-12-04 | 19.3895 | 82.4884 | x | 2 | 4. Significant | 10745 | Predictive Maintenance | 162.5
1003875 | Expansion Vessels | A (Good): Asset is as new and can be expected to perform adequately to its full normal life if maintained appropriately. | Category 4 (Normal): No work required beyond normal maintenance. | 15 | 2014-04-01 | 10.0671 | 84.5772 | x | 2 | 4. Significant | 10745 | Predictive Maintenance | 162.5
1003876 | Unvented Hot Water Systems | A (Good): Asset is as new and can be expected to perform adequately to its full normal life if maintained appropriately. | Category 4 (Normal): No work required beyond normal maintenance. | 25 | 2005-07-24 | 18.7543 | 82.9966 | x | 2 | 4. Significant | 10745 | Predictive Maintenance | 162.5
1003877 | Expansion Vessels | A (Good): Asset is as new and can be expected to perform adequately to its full normal life if maintained appropriately. | Category 4 (Normal): No work required beyond normal maintenance. | 15 | 2023-09-02 | 0.64613 | 97.1385 | x | 2 | 4. Significant | 10745 | Predictive Maintenance | 162.5
1003878 | Unvented Hot Water Systems | A (Good): Asset is as new and can be expected to perform adequately to its full normal life if maintained appropriately. | Category 4 (Normal): No work required beyond normal maintenance. | 25 | 2006-04-25 | 18.0014 | 83.5989 | x | 2 | 4. Significant | 10746 | Predictive Maintenance | 162.5
1003879 | Expansion Vessels | A (Good): Asset is as new and can be expected to perform adequately to its full normal life if maintained appropriately. | Category 4 (Normal): No work required beyond normal maintenance. | 15 | 2019-04-24 | 5.0048 | 91.3269 | x | 2 | 4. Significant | 10746 | Predictive Maintenance | 162.5
1003880 | Unvented Hot Water Systems | A (Good): Asset is as new and can be expected to perform adequately to its full normal life if maintained appropriately. | Category 4 (Normal): No work required beyond normal maintenance. | 25 | 2000-01-17 | 24.271 | 78.5832 | x | 2 | 4. Significant | 10746 | Predictive Maintenance | 162.5
1003881 | Expansion Vessels | A (Good): Asset is as new and can be expected to perform adequately to its full normal life if maintained appropriately. | Category 4 (Normal): No work required beyond normal maintenance. | 15 | 2012-06-15 | 11.8604 | 82.1862 | x | 2 | 4. Significant | 10746 | Predictive Maintenance | 162.5
1003882 | Unvented Hot Water Systems | A (Good): Asset is as new and can be expected to perform adequately to its full normal life if maintained appropriately. | Category 4 (Normal): No work required beyond normal maintenance. | 25 | 2011-02-21 | 13.1745 | 87.4604 | x | 2 | 4. Significant | 10747 | Predictive Maintenance | 162.5
1003883 | Expansion Vessels | A (Good): Asset is as new and can be expected to perform adequately to its full normal life if maintained appropriately. | Category 4 (Normal): No work required beyond normal maintenance. | 15 | 2013-11-22 | 10.423 | 84.1027 | x | 2 | 4. Significant | 10747 | Predictive Maintenance | 162.5
1003884 | Unvented Hot Water Systems | A (Good): Asset is as new and can be expected to perform adequately to its full normal life if maintained appropriately. | Category 4 (Normal): No work required beyond normal maintenance. | 25 | 2018-11-01 | 5.4812 | 93.6151 | x | 2 | 4. Significant | 10747 | Predictive Maintenance | 162.5
1003885 | Expansion Vessels | A (Good): Asset is as new and can be expected to perform adequately to its full normal life if maintained appropriately. | Category 4 (Normal): No work required beyond normal maintenance. | 15 | 2020-04-18 | 4.0192 | 92.6411 | x | 2 | 4. Significant | 10747 | Predictive Maintenance | 162.5
1003886 | Expansion Vessels | A (Good): Asset is as new and can be expected to perform adequately to its full normal life if maintained appropriately. | Category 4 (Normal): No work required beyond normal maintenance. | 15 | 2015-07-08 | 8.7995 | 86.2674 | x | 2 | 4. Significant | 10748 | Predictive Maintenance | 162.5
1003887 | Unvented Hot Water Systems | A (Good): Asset is as new and can be expected to perform adequately to its full normal life if maintained appropriately. | Category 4 (Normal): No work required beyond normal maintenance. | 25 | 2020-05-09 | 3.9617 | 94.8307 | x | 2 | 4. Significant | 10748 | Predictive Maintenance | 162.5
1003888 | Unvented Hot Water Systems | A (Good): Asset is as new and can be expected to perform adequately to its full normal life if maintained appropriately. | Category 4 (Normal): No work required beyond normal maintenance. | 25 | 2022-04-23 | 2.0068 | 96.3945 | x | 2 | 4. Significant | 10748 | Predictive Maintenance | 162.5
1003889 | Expansion Vessels | A (Good): Asset is as new and can be expected to perform adequately to its full normal life if maintained appropriately. | Category 4 (Normal): No work required beyond normal maintenance. | 15 | 2022-10-12 | 1.5359 | 95.9521 | x | 2 | 4. Significant | 10748 | Predictive Maintenance | 162.5
1003891 | Expansion Vessels | A (Good): Asset is as new and can be expected to perform adequately to its full normal life if maintained appropriately. | Category 4 (Normal): No work required beyond normal maintenance. | 15 | 2018-08-05 | 5.7221 | 90.3705 | x | 2 | 4. Significant | 10749 | Predictive Maintenance | 162.5
1003892 | Unvented Hot Water Systems | C (Poor): Asset is operational but major repair or replacement will be needed. | Category 3 (Recommended): Minor work required to prevent a deterioration of the service provided by the asset. | 25 | 2012-12-04 | 11.3895 | 60.8884 | x | 2 | 4. Significant | 10749 | Predictive Maintenance | 91.25
1003893 | Expansion Vessels | A (Good): Asset is as new and can be expected to perform adequately to its full normal life if maintained appropriately. | Category 4 (Normal): No work required beyond normal maintenance. | 15 | 2013-04-11 | 11.039 | 83.2813 | x | 2 | 4. Significant | 10749 | Predictive Maintenance | 162.5
1003894 | Unvented Hot Water Systems | A (Good): Asset is as new and can be expected to perform adequately to its full normal life if maintained appropriately. | Category 4 (Normal): No work required beyond normal maintenance. | 25 | 2023-08-09 | 0.71184 | 97.4305 | x | 2 | 4. Significant | 10750 | Predictive Maintenance | 162.5
1003895 | Expansion Vessels | A (Good): Asset is as new and can be expected to perform adequately to its full normal life if maintained appropriately. | Category 4 (Normal): No work required beyond normal maintenance. | 15 | 2017-08-23 | 6.6721 | 89.1038 | x | 2 | 4. Significant | 10750 | Predictive Maintenance | 162.5
1003897 | Expansion Vessels | A (Good): Asset is as new and can be expected to perform adequately to its full normal life if maintained appropriately. | Category 4 (Normal): No work required beyond normal maintenance. | 15 | 2013-08-19 | 10.6831 | 83.7559 | x | 2 | 4. Significant | 10750 | Predictive Maintenance | 162.5
1003898 | Unvented Hot Water Systems | A (Good): Asset is as new and can be expected to perform adequately to its full normal life if maintained appropriately. | Category 4 (Normal): No work required beyond normal maintenance. | 25 | 2017-10-11 | 6.538 | 92.7696 | x | 2 | 4. Significant | 10751 | Predictive Maintenance | 162.5
1003899 | Expansion Vessels | A (Good): Asset is as new and can be expected to perform adequately to its full normal life if maintained appropriately. | Category 4 (Normal): No work required beyond normal maintenance. | 15 | 2023-04-13 | 1.0349 | 96.6201 | x | 2 | 4. Significant | 10751 | Predictive Maintenance | 162.5
1003900 | Unvented Hot Water Systems | B (Average): Asset is sound, operationally safe and exhibits only minor deterioration. | Category 3 (Recommended): Minor work required to prevent a deterioration of the service provided by the asset. | 25 | 2004-08-18 | 19.6851 | 68.2519 | x | 2 | 4. Significant | 10751 | Predictive Maintenance | 91.25
1003901 | Expansion Vessels | A (Good): Asset is as new and can be expected to perform adequately to its full normal life if maintained appropriately. | Category 4 (Normal): No work required beyond normal maintenance. | 15 | 2011-01-18 | 13.2676 | 80.3098 | x | 2 | 4. Significant | 10751 | Predictive Maintenance | 162.5
1003902 | Expansion Vessels | A (Good): Asset is as new and can be expected to perform adequately to its full normal life if maintained appropriately. | Category 4 (Normal): No work required beyond normal maintenance. | 15 | 2022-02-27 | 2.1574 | 95.1234 | x | 2 | 4. Significant | 10752 | Predictive Maintenance | 162.5
1003903 | Unvented Hot Water Systems | A (Good): Asset is as new and can be expected to perform adequately to its full normal life if maintained appropriately. | Category 4 (Normal): No work required beyond normal maintenance. | 25 | 2001-08-23 | 22.6721 | 79.8623 | x | 2 | 4. Significant | 10752 | Predictive Maintenance | 162.5
1003904 | Unvented Hot Water Systems | A (Good): Asset is as new and can be expected to perform adequately to its full normal life if maintained appropriately. | Category 4 (Normal): No work required beyond normal maintenance. | 25 | 2002-05-17 | 21.9411 | 80.4471 | x | 2 | 4. Significant | 10752 | Predictive Maintenance | 162.5
1003905 | Expansion Vessels | A (Good): Asset is as new and can be expected to perform adequately to its full normal life if maintained appropriately. | Category 4 (Normal): No work required beyond normal maintenance. | 15 | 2020-08-06 | 3.718 | 93.0427 | x | 2 | 4. Significant | 10752 | Predictive Maintenance | 162.5
1003906 | Unvented Hot Water Systems | A (Good): Asset is as new and can be expected to perform adequately to its full normal life if maintained appropriately. | Category 4 (Normal): No work required beyond normal maintenance. | 25 | 2014-08-01 | 9.7331 | 90.2136 | x | 2 | 4. Significant | 10512 | Predictive Maintenance | 162.5
1003907 | Expansion Vessels | A (Good): Asset is as new and can be expected to perform adequately to its full normal life if maintained appropriately. | Category 4 (Normal): No work required beyond normal maintenance. | 15 | 2015-06-16 | 8.8597 | 86.1871 | x | 2 | 4. Significant | 10512 | Predictive Maintenance | 162.5
1003908 | Expansion Vessels | A (Good): Asset is as new and can be expected to perform adequately to its full normal life if maintained appropriately. | Category 4 (Normal): No work required beyond normal maintenance. | 15 | 2016-07-16 | 7.7755 | 87.6327 | x | 2 | 4. Significant | 10512 | Predictive Maintenance | 162.5
1003909 | Expansion Vessels | A (Good): Asset is as new and can be expected to perform adequately to its full normal life if maintained appropriately. | Category 4 (Normal): No work required beyond normal maintenance. | 15 | 2023-04-13 | 1.0349 | 96.6201 | x | 2 | 4. Significant | 10753 | Predictive Maintenance | 162.5
1003910 | Unvented Hot Water Systems | A (Good): Asset is as new and can be expected to perform adequately to its full normal life if maintained appropriately. | Category 4 (Normal): No work required beyond normal maintenance. | 25 | 2004-10-07 | 19.5483 | 82.3614 | x | 2 | 4. Significant | 10753 | Predictive Maintenance | 162.5
1003911 | Expansion Vessels | A (Good): Asset is as new and can be expected to perform adequately to its full normal life if maintained appropriately. | Category 4 (Normal): No work required beyond normal maintenance. | 15 | 2019-09-09 | 4.627 | 91.8307 | x | 2 | 4. Significant | 10753 | Predictive Maintenance | 162.5
1003912 | Unvented Hot Water Systems | A (Good): Asset is as new and can be expected to perform adequately to its full normal life if maintained appropriately. | Category 4 (Normal): No work required beyond normal maintenance. | 25 | 2001-06-11 | 22.872 | 79.7024 | x | 2 | 4. Significant | 10513 | Predictive Maintenance | 162.5
1003913 | Expansion Vessels | A (Good): Asset is as new and can be expected to perform adequately to its full normal life if maintained appropriately. | Category 4 (Normal): No work required beyond normal maintenance. | 15 | 2012-11-09 | 11.4579 | 82.7228 | x | 2 | 4. Significant | 10513 | Predictive Maintenance | 162.5
1003914 | Unvented Hot Water Systems | A (Good): Asset is as new and can be expected to perform adequately to its full normal life if maintained appropriately. | Category 4 (Normal): No work required beyond normal maintenance. | 25 | 2017-10-25 | 6.4997 | 92.8003 | x | 2 | 4. Significant | 10513 | Predictive Maintenance | 162.5
1003915 | Expansion Vessels | A (Good): Asset is as new and can be expected to perform adequately to its full normal life if maintained appropriately. | Category 4 (Normal): No work required beyond normal maintenance. | 15 | 2011-01-22 | 13.2567 | 80.3244 | x | 2 | 4. Significant | 10513 | Predictive Maintenance | 162.5
1003916 | Unvented Hot Water Systems | A (Good): Asset is as new and can be expected to perform adequately to its full normal life if maintained appropriately. | Category 4 (Normal): No work required beyond normal maintenance. | 25 | 2011-08-09 | 12.7118 | 87.8305 | x | 2 | 4. Significant | 10754 | Predictive Maintenance | 162.5
1003917 | Expansion Vessels | A (Good): Asset is as new and can be expected to perform adequately to its full normal life if maintained appropriately. | Category 4 (Normal): No work required beyond normal maintenance. | 15 | 2018-09-09 | 5.6263 | 90.4983 | x | 2 | 4. Significant | 10754 | Predictive Maintenance | 162.5
1003918 | Unvented Hot Water Systems | A (Good): Asset is as new and can be expected to perform adequately to its full normal life if maintained appropriately. | Category 4 (Normal): No work required beyond normal maintenance. | 25 | 2016-03-01 | 8.1506 | 91.4795 | x | 2 | 4. Significant | 10754 | Predictive Maintenance | 162.5
1003919 | Expansion Vessels | A (Good): Asset is as new and can be expected to perform adequately to its full normal life if maintained appropriately. | Category 4 (Normal): No work required beyond normal maintenance. | 15 | 2023-10-22 | 0.50924 | 97.321 | x | 2 | 4. Significant | 10754 | Predictive Maintenance | 162.5
1003920 | Unvented Hot Water Systems | A (Good): Asset is as new and can be expected to perform adequately to its full normal life if maintained appropriately. | Category 4 (Normal): No work required beyond normal maintenance. | 25 | 2010-09-23 | 13.588 | 87.1296 | x | 2 | 4. Significant | 10514 | Predictive Maintenance | 162.5
1003921 | Expansion Vessels | A (Good): Asset is as new and can be expected to perform adequately to its full normal life if maintained appropriately. | Category 4 (Normal): No work required beyond normal maintenance. | 15 | 2013-06-07 | 10.883 | 83.4894 | x | 2 | 4. Significant | 10514 | Predictive Maintenance | 162.5
1003922 | Unvented Hot Water Systems | A (Good): Asset is as new and can be expected to perform adequately to its full normal life if maintained appropriately. | Category 4 (Normal): No work required beyond normal maintenance. | 25 | 2008-02-18 | 16.1834 | 85.0533 | x | 2 | 4. Significant | 10514 | Predictive Maintenance | 162.5
1003923 | Expansion Vessels | A (Good): Asset is as new and can be expected to perform adequately to its full normal life if maintained appropriately. | Category 4 (Normal): No work required beyond normal maintenance. | 15 | 2011-11-03 | 12.4764 | 81.3648 | x | 2 | 4. Significant | 10514 | Predictive Maintenance | 162.5
1003924 | Unvented Hot Water Systems | A (Good): Asset is as new and can be expected to perform adequately to its full normal life if maintained appropriately. | Category 4 (Normal): No work required beyond normal maintenance. | 25 | 2002-10-29 | 21.4894 | 80.8085 | x | 2 | 4. Significant | 10511 | Predictive Maintenance | 162.5
1003925 | Expansion Vessels | A (Good): Asset is as new and can be expected to perform adequately to its full normal life if maintained appropriately. | Category 4 (Normal): No work required beyond normal maintenance. | 15 | 2011-06-20 | 12.8487 | 80.8684 | x | 2 | 4. Significant | 10511 | Predictive Maintenance | 162.5
1003926 | Unvented Hot Water Systems | A (Good): Asset is as new and can be expected to perform adequately to its full normal life if maintained appropriately. | Category 4 (Normal): No work required beyond normal maintenance. | 25 | 2001-03-04 | 23.1431 | 79.4856 | x | 2 | 4. Significant | 10511 | Predictive Maintenance | 162.5
1003927 | Expansion Vessels | A (Good): Asset is as new and can be expected to perform adequately to its full normal life if maintained appropriately. | Category 4 (Normal): No work required beyond normal maintenance. | 15 | 2022-02-02 | 2.2259 | 95.0322 | x | 2 | 4. Significant | 10511 | Predictive Maintenance | 162.5
1003928 | Unvented Hot Water Systems | A (Good): Asset is as new and can be expected to perform adequately to its full normal life if maintained appropriately. | Category 4 (Normal): No work required beyond normal maintenance. | 25 | 2022-12-04 | 1.3908 | 96.8873 | x | 2 | 4. Significant | 10756 | Predictive Maintenance | 162.5
1003929 | Expansion Vessels | A (Good): Asset is as new and can be expected to perform adequately to its full normal life if maintained appropriately. | Category 4 (Normal): No work required beyond normal maintenance. | 15 | 2013-02-13 | 11.1951 | 83.0732 | x | 2 | 4. Significant | 10511 | Predictive Maintenance | 162.5
1003930 | Expansion Vessels | A (Good): Asset is as new and can be expected to perform adequately to its full normal life if maintained appropriately. | Category 4 (Normal): No work required beyond normal maintenance. | 15 | 2020-04-16 | 4.0246 | 92.6338 | x | 2 | 4. Significant | 10756 | Predictive Maintenance | 162.5
1003931 | Unvented Hot Water Systems | A (Good): Asset is as new and can be expected to perform adequately to its full normal life if maintained appropriately. | Category 4 (Normal): No work required beyond normal maintenance. | 25 | 2001-03-22 | 23.0938 | 79.525 | x | 2 | 4. Significant | 10756 | Predictive Maintenance | 162.5
1003932 | Expansion Vessels | A (Good): Asset is as new and can be expected to perform adequately to its full normal life if maintained appropriately. | Category 4 (Normal): No work required beyond normal maintenance. | 15 | 2018-06-23 | 5.8398 | 90.2136 | x | 2 | 4. Significant | 10755 | Predictive Maintenance | 162.5
1003933 | Unvented Hot Water Systems | A (Good): Asset is as new and can be expected to perform adequately to its full normal life if maintained appropriately. | Category 4 (Normal): No work required beyond normal maintenance. | 25 | 2003-06-24 | 20.8378 | 81.3298 | x | 2 | 4. Significant | 10755 | Predictive Maintenance | 162.5
1003934 | Unvented Hot Water Systems | A (Good): Asset is as new and can be expected to perform adequately to its full normal life if maintained appropriately. | Category 4 (Normal): No work required beyond normal maintenance. | 25 | 2010-03-27 | 14.0808 | 86.7354 | x | 2 | 4. Significant | 10755 | Predictive Maintenance | 162.5
1003935 | Expansion Vessels | A (Good): Asset is as new and can be expected to perform adequately to its full normal life if maintained appropriately. | Category 4 (Normal): No work required beyond normal maintenance. | 15 | 2020-09-08 | 3.6277 | 93.1631 | x | 2 | 4. Significant | 10755 | Predictive Maintenance | 162.5
1003936 | Unvented Hot Water Systems | A (Good): Asset is as new and can be expected to perform adequately to its full normal life if maintained appropriately. | Category 4 (Normal): No work required beyond normal maintenance. | 25 | 2003-04-10 | 21.0431 | 81.1655 | x | 2 | 4. Significant | 10755 | Predictive Maintenance | 162.5
1003937 | Expansion Vessels | A (Good): Asset is as new and can be expected to perform adequately to its full normal life if maintained appropriately. | Category 4 (Normal): No work required beyond normal maintenance. | 15 | 2019-12-01 | 4.3997 | 92.1337 | x | 2 | 4. Significant | 10510 | Predictive Maintenance | 162.5
1003938 | Unvented Hot Water Systems | A (Good): Asset is as new and can be expected to perform adequately to its full normal life if maintained appropriately. | Category 4 (Normal): No work required beyond normal maintenance. | 25 | 2011-03-10 | 13.128 | 87.4976 | x | 2 | 4. Significant | 10510 | Predictive Maintenance | 162.5
1003939 | Expansion Vessels | A (Good): Asset is as new and can be expected to perform adequately to its full normal life if maintained appropriately. | Category 4 (Normal): No work required beyond normal maintenance. | 15 | 2017-05-29 | 6.9076 | 88.7899 | x | 2 | 4. Significant | 10510 | Predictive Maintenance | 162.5
1003940 | Unvented Hot Water Systems | A (Good): Asset is as new and can be expected to perform adequately to its full normal life if maintained appropriately. | Category 4 (Normal): No work required beyond normal maintenance. | 25 | 2007-02-20 | 17.1773 | 84.2582 | x | 2 | 4. Significant | 10508 | Predictive Maintenance | 162.5
1003941 | Expansion Vessels | A (Good): Asset is as new and can be expected to perform adequately to its full normal life if maintained appropriately. | Category 4 (Normal): No work required beyond normal maintenance. | 15 | 2012-12-06 | 11.384 | 82.8214 | x | 2 | 4. Significant | 10508 | Predictive Maintenance | 162.5
1003942 | Unvented Hot Water Systems | A (Good): Asset is as new and can be expected to perform adequately to its full normal life if maintained appropriately. | Category 4 (Normal): No work required beyond normal maintenance. | 25 | 2023-03-11 | 1.1253 | 97.0998 | x | 2 | 4. Significant | 10508 | Predictive Maintenance | 162.5
1003943 | Expansion Vessels | A (Good): Asset is as new and can be expected to perform adequately to its full normal life if maintained appropriately. | Category 4 (Normal): No work required beyond normal maintenance. | 15 | 2010-11-17 | 13.4374 | 80.0835 | x | 2 | 4. Significant | 10508 | Predictive Maintenance | 162.5
1003944 | Unvented Hot Water Systems | A (Good): Asset is as new and can be expected to perform adequately to its full normal life if maintained appropriately. | Category 4 (Normal): No work required beyond normal maintenance. | 25 | 2014-05-08 | 9.9658 | 90.0274 | x | 2 | 4. Significant | 10757 | Predictive Maintenance | 162.5
1003945 | Expansion Vessels | A (Good): Asset is as new and can be expected to perform adequately to its full normal life if maintained appropriately. | Category 4 (Normal): No work required beyond normal maintenance. | 15 | 2022-08-31 | 1.6509 | 95.7988 | x | 2 | 4. Significant | 10757 | Predictive Maintenance | 162.5
1003946 | Unvented Hot Water Systems | A (Good): Asset is as new and can be expected to perform adequately to its full normal life if maintained appropriately. | Category 4 (Normal): No work required beyond normal maintenance. | 25 | 2009-08-04 | 14.7242 | 86.2207 | x | 2 | 4. Significant | 10757 | Predictive Maintenance | 162.5
1003947 | Expansion Vessels | A (Good): Asset is as new and can be expected to perform adequately to its full normal life if maintained appropriately. | Category 4 (Normal): No work required beyond normal maintenance. | 15 | 2016-06-05 | 7.8877 | 87.483 | x | 2 | 4. Significant | 10757 | Predictive Maintenance | 162.5
1003948 | Unvented Hot Water Systems | A (Good): Asset is as new and can be expected to perform adequately to its full normal life if maintained appropriately. | Category 4 (Normal): No work required beyond normal maintenance. | 25 | 2023-04-26 | 0.99932 | 97.2005 | x | 2 | 4. Significant | 10758 | Predictive Maintenance | 162.5
1003949 | Expansion Vessels | A (Good): Asset is as new and can be expected to perform adequately to its full normal life if maintained appropriately. | Category 4 (Normal): No work required beyond normal maintenance. | 15 | 2016-05-29 | 7.9069 | 87.4574 | x | 2 | 4. Significant | 10758 | Predictive Maintenance | 162.5
1003950 | Unvented Hot Water Systems | A (Good): Asset is as new and can be expected to perform adequately to its full normal life if maintained appropriately. | Category 4 (Normal): No work required beyond normal maintenance. | 25 | 2018-12-13 | 5.3662 | 93.707 | x | 2 | 4. Significant | 10758 | Predictive Maintenance | 162.5
1003951 | Expansion Vessels | A (Good): Asset is as new and can be expected to perform adequately to its full normal life if maintained appropriately. | Category 4 (Normal): No work required beyond normal maintenance. | 15 | 2014-08-19 | 9.6838 | 85.0883 | x | 2 | 4. Significant | 10758 | Predictive Maintenance | 162.5
1003952 | Unvented Hot Water Systems | A (Good): Asset is as new and can be expected to perform adequately to its full normal life if maintained appropriately. | Category 4 (Normal): No work required beyond normal maintenance. | 25 | 2000-01-28 | 24.2409 | 78.6073 | x | 2 | 4. Significant | 10759 | Predictive Maintenance | 162.5
1003953 | Expansion Vessels | A (Good): Asset is as new and can be expected to perform adequately to its full normal life if maintained appropriately. | Category 4 (Normal): No work required beyond normal maintenance. | 15 | 2013-11-02 | 10.4778 | 84.0297 | x | 2 | 4. Significant | 10759 | Predictive Maintenance | 162.5
1003954 | Unvented Hot Water Systems | A (Good): Asset is as new and can be expected to perform adequately to its full normal life if maintained appropriately. | Category 4 (Normal): No work required beyond normal maintenance. | 25 | 2019-09-06 | 4.6352 | 94.2919 | x | 2 | 4. Significant | 10759 | Predictive Maintenance | 162.5
1003955 | Expansion Vessels | A (Good): Asset is as new and can be expected to perform adequately to its full normal life if maintained appropriately. | Category 4 (Normal): No work required beyond normal maintenance. | 15 | 2021-05-05 | 2.9733 | 94.0356 | x | 2 | 4. Significant | 10759 | Predictive Maintenance | 162.5
1003956 | Unvented Hot Water Systems | A (Good): Asset is as new and can be expected to perform adequately to its full normal life if maintained appropriately. | Category 4 (Normal): No work required beyond normal maintenance. | 25 | 2016-07-14 | 7.781 | 91.7752 | x | 2 | 4. Significant | 10760 | Predictive Maintenance | 162.5
1003957 | Expansion Vessels | A (Good): Asset is as new and can be expected to perform adequately to its full normal life if maintained appropriately. | Category 4 (Normal): No work required beyond normal maintenance. | 15 | 2021-09-14 | 2.6119 | 94.5175 | x | 2 | 4. Significant | 10760 | Predictive Maintenance | 162.5
1003958 | Unvented Hot Water Systems | A (Good): Asset is as new and can be expected to perform adequately to its full normal life if maintained appropriately. | Category 4 (Normal): No work required beyond normal maintenance. | 25 | 2021-03-01 | 3.1513 | 95.479 | x | 2 | 4. Significant | 10760 | Predictive Maintenance | 162.5
1003959 | Expansion Vessels | A (Good): Asset is as new and can be expected to perform adequately to its full normal life if maintained appropriately. | Category 4 (Normal): No work required beyond normal maintenance. | 15 | 2018-03-06 | 6.1383 | 89.8157 | x | 2 | 4. Significant | 10760 | Predictive Maintenance | 162.5
1003960 | Unvented Hot Water Systems | A (Good): Asset is as new and can be expected to perform adequately to its full normal life if maintained appropriately. | Category 4 (Normal): No work required beyond normal maintenance. | 25 | 2002-10-06 | 21.5524 | 80.7581 | x | 2 | 4. Significant | 10762 | Predictive Maintenance | 162.5
1003961 | Expansion Vessels | A (Good): Asset is as new and can be expected to perform adequately to its full normal life if maintained appropriately. | Category 4 (Normal): No work required beyond normal maintenance. | 15 | 2022-08-21 | 1.6783 | 95.7623 | x | 2 | 4. Significant | 10762 | Predictive Maintenance | 162.5
1003962 | Unvented Hot Water Systems | A (Good): Asset is as new and can be expected to perform adequately to its full normal life if maintained appropriately. | Category 4 (Normal): No work required beyond normal maintenance. | 25 | 2000-07-12 | 23.7864 | 78.9708 | x | 2 | 4. Significant | 10762 | Predictive Maintenance | 162.5
1003963 | Expansion Vessels | A (Good): Asset is as new and can be expected to perform adequately to its full normal life if maintained appropriately. | Category 4 (Normal): No work required beyond normal maintenance. | 15 | 2021-11-20 | 2.4285 | 94.762 | x | 2 | 4. Significant | 10762 | Predictive Maintenance | 162.5
1003964 | Unvented Hot Water Systems | A (Good): Asset is as new and can be expected to perform adequately to its full normal life if maintained appropriately. | Category 4 (Normal): No work required beyond normal maintenance. | 25 | 2006-10-21 | 17.5113 | 83.991 | x | 2 | 4. Significant | 10761 | Predictive Maintenance | 162.5
1003965 | Expansion Vessels | A (Good): Asset is as new and can be expected to perform adequately to its full normal life if maintained appropriately. | Category 4 (Normal): No work required beyond normal maintenance. | 15 | 2016-04-29 | 7.989 | 87.3479 | x | 2 | 4. Significant | 10761 | Predictive Maintenance | 162.5
1003966 | Unvented Hot Water Systems | A (Good): Asset is as new and can be expected to perform adequately to its full normal life if maintained appropriately. | Category 4 (Normal): No work required beyond normal maintenance. | 25 | 2008-03-06 | 16.1369 | 85.0905 | x | 2 | 4. Significant | 10761 | Predictive Maintenance | 162.5
1003967 | Expansion Vessels | A (Good): Asset is as new and can be expected to perform adequately to its full normal life if maintained appropriately. | Category 4 (Normal): No work required beyond normal maintenance. | 15 | 2020-11-21 | 3.4251 | 93.4333 | x | 2 | 4. Significant | 10761 | Predictive Maintenance | 162.5
1003968 | Unvented Hot Water Systems | A (Good): Asset is as new and can be expected to perform adequately to its full normal life if maintained appropriately. | Category 4 (Normal): No work required beyond normal maintenance. | 25 | 2015-07-03 | 8.8131 | 90.9495 | x | 2 | 4. Significant | 10763 | Predictive Maintenance | 162.5
1003969 | Expansion Vessels | A (Good): Asset is as new and can be expected to perform adequately to its full normal life if maintained appropriately. | Category 4 (Normal): No work required beyond normal maintenance. | 15 | 2011-09-13 | 12.616 | 81.1786 | x | 2 | 4. Significant | 10763 | Predictive Maintenance | 162.5
1003970 | Unvented Hot Water Systems | A (Good): Asset is as new and can be expected to perform adequately to its full normal life if maintained appropriately. | Category 4 (Normal): No work required beyond normal maintenance. | 25 | 2017-11-17 | 6.4367 | 92.8507 | x | 2 | 4. Significant | 10763 | Predictive Maintenance | 162.5
1003971 | Expansion Vessels | A (Good): Asset is as new and can be expected to perform adequately to its full normal life if maintained appropriately. | Category 4 (Normal): No work required beyond normal maintenance. | 15 | 2019-01-06 | 5.3005 | 90.9327 | x | 2 | 4. Significant | 10763 | Predictive Maintenance | 162.5
1003972 | Expansion Vessels | A (Good): Asset is as new and can be expected to perform adequately to its full normal life if maintained appropriately. | Category 4 (Normal): No work required beyond normal maintenance. | 15 | 2014-12-20 | 9.347 | 85.5373 | x | 2 | 4. Significant | 10764 | Predictive Maintenance | 162.5
1003973 | Unvented Hot Water Systems | A (Good): Asset is as new and can be expected to perform adequately to its full normal life if maintained appropriately. | Category 4 (Normal): No work required beyond normal maintenance. | 25 | 2010-09-14 | 13.6126 | 87.1099 | x | 2 | 4. Significant | 10764 | Predictive Maintenance | 162.5
1003974 | Expansion Vessels | A (Good): Asset is as new and can be expected to perform adequately to its full normal life if maintained appropriately. | Category 4 (Normal): No work required beyond normal maintenance. | 15 | 2014-08-11 | 9.7057 | 85.0591 | x | 2 | 4. Significant | 10764 | Predictive Maintenance | 162.5
1003975 | Unvented Hot Water Systems | A (Good): Asset is as new and can be expected to perform adequately to its full normal life if maintained appropriately. | Category 4 (Normal): No work required beyond normal maintenance. | 25 | 2022-07-26 | 1.7495 | 96.6004 | x | 2 | 4. Significant | 10764 | Predictive Maintenance | 162.5
1003976 | Unvented Hot Water Systems | A (Good): Asset is as new and can be expected to perform adequately to its full normal life if maintained appropriately. | Category 4 (Normal): No work required beyond normal maintenance. | 25 | 2005-09-18 | 18.601 | 83.1192 | x | 2 | 4. Significant | 10765 | Predictive Maintenance | 162.5
1003977 | Expansion Vessels | A (Good): Asset is as new and can be expected to perform adequately to its full normal life if maintained appropriately. | Category 4 (Normal): No work required beyond normal maintenance. | 15 | 2012-01-25 | 12.2491 | 81.6678 | x | 2 | 4. Significant | 10765 | Predictive Maintenance | 162.5
1003978 | Unvented Hot Water Systems | A (Good): Asset is as new and can be expected to perform adequately to its full normal life if maintained appropriately. | Category 4 (Normal): No work required beyond normal maintenance. | 25 | 2018-04-09 | 6.0452 | 93.1639 | x | 2 | 4. Significant | 10765 | Predictive Maintenance | 162.5
1003979 | Expansion Vessels | A (Good): Asset is as new and can be expected to perform adequately to its full normal life if maintained appropriately. | Category 4 (Normal): No work required beyond normal maintenance. | 15 | 2011-08-21 | 12.679 | 81.0947 | x | 2 | 4. Significant | 10765 | Predictive Maintenance | 162.5
1003980 | Expansion Vessels | A (Good): Asset is as new and can be expected to perform adequately to its full normal life if maintained appropriately. | Category 4 (Normal): No work required beyond normal maintenance. | 15 | 2017-12-17 | 6.3546 | 89.5273 | x | 2 | 4. Significant | 10766 | Predictive Maintenance | 162.5
1003981 | Unvented Hot Water Systems | A (Good): Asset is as new and can be expected to perform adequately to its full normal life if maintained appropriately. | Category 4 (Normal): No work required beyond normal maintenance. | 25 | 2002-03-01 | 22.152 | 80.2784 | x | 2 | 4. Significant | 10766 | Predictive Maintenance | 162.5
1003982 | Unvented Hot Water Systems | A (Good): Asset is as new and can be expected to perform adequately to its full normal life if maintained appropriately. | Category 4 (Normal): No work required beyond normal maintenance. | 25 | 2007-07-04 | 16.8104 | 84.5517 | x | 2 | 4. Significant | 10766 | Predictive Maintenance | 162.5
1003983 | Expansion Vessels | A (Good): Asset is as new and can be expected to perform adequately to its full normal life if maintained appropriately. | Category 4 (Normal): No work required beyond normal maintenance. | 15 | 2018-03-20 | 6.0999 | 89.8668 | x | 2 | 4. Significant | 10766 | Predictive Maintenance | 162.5
1003984 | Unvented Hot Water Systems | A (Good): Asset is as new and can be expected to perform adequately to its full normal life if maintained appropriately. | Category 4 (Normal): No work required beyond normal maintenance. | 25 | 2015-07-05 | 8.8077 | 90.9539 | x | 2 | 4. Significant | 10767 | Predictive Maintenance | 162.5
1003985 | Expansion Vessels | A (Good): Asset is as new and can be expected to perform adequately to its full normal life if maintained appropriately. | Category 4 (Normal): No work required beyond normal maintenance. | 15 | 2013-04-10 | 11.0418 | 83.2777 | x | 2 | 4. Significant | 10767 | Predictive Maintenance | 162.5
1003986 | Unvented Hot Water Systems | A (Good): Asset is as new and can be expected to perform adequately to its full normal life if maintained appropriately. | Category 4 (Normal): No work required beyond normal maintenance. | 25 | 1999-05-31 | 24.9035 | 78.0772 | x | 2 | 4. Significant | 10767 | Predictive Maintenance | 162.5
1003987 | Expansion Vessels | A (Good): Asset is as new and can be expected to perform adequately to its full normal life if maintained appropriately. | Category 4 (Normal): No work required beyond normal maintenance. | 15 | 2016-04-12 | 8.0356 | 87.2859 | x | 2 | 4. Significant | 10767 | Predictive Maintenance | 162.5
1003988 | Unvented Hot Water Systems | A (Good): Asset is as new and can be expected to perform adequately to its full normal life if maintained appropriately. | Category 4 (Normal): No work required beyond normal maintenance. | 25 | 2009-04-04 | 15.0582 | 85.9535 | x | 2 | 4. Significant | 10768 | Predictive Maintenance | 162.5
1003989 | Expansion Vessels | A (Good): Asset is as new and can be expected to perform adequately to its full normal life if maintained appropriately. | Category 4 (Normal): No work required beyond normal maintenance. | 15 | 2021-11-14 | 2.4449 | 94.7401 | x | 2 | 4. Significant | 10768 | Predictive Maintenance | 162.5
1003990 | Unvented Hot Water Systems | A (Good): Asset is as new and can be expected to perform adequately to its full normal life if maintained appropriately. | Category 4 (Normal): No work required beyond normal maintenance. | 25 | 2004-03-07 | 20.1342 | 81.8927 | x | 2 | 4. Significant | 10768 | Predictive Maintenance | 162.5
1003991 | Expansion Vessels | A (Good): Asset is as new and can be expected to perform adequately to its full normal life if maintained appropriately. | Category 4 (Normal): No work required beyond normal maintenance. | 15 | 2020-05-05 | 3.9726 | 92.7032 | x | 2 | 4. Significant | 10768 | Predictive Maintenance | 162.5
1003992 | Expansion Vessels | A (Good): Asset is as new and can be expected to perform adequately to its full normal life if maintained appropriately. | Category 4 (Normal): No work required beyond normal maintenance. | 15 | 2014-11-17 | 9.4374 | 85.4168 | x | 2 | 4. Significant | 10769 | Predictive Maintenance | 162.5
1003993 | Unvented Hot Water Systems | A (Good): Asset is as new and can be expected to perform adequately to its full normal life if maintained appropriately. | Category 4 (Normal): No work required beyond normal maintenance. | 25 | 2010-12-24 | 13.3361 | 87.3311 | x | 2 | 4. Significant | 10769 | Predictive Maintenance | 162.5
1003994 | Unvented Hot Water Systems | A (Good): Asset is as new and can be expected to perform adequately to its full normal life if maintained appropriately. | Category 4 (Normal): No work required beyond normal maintenance. | 25 | 2002-12-18 | 21.3525 | 80.918 | x | 2 | 4. Significant | 10769 | Predictive Maintenance | 162.5
1003995 | Expansion Vessels | A (Good): Asset is as new and can be expected to perform adequately to its full normal life if maintained appropriately. | Category 4 (Normal): No work required beyond normal maintenance. | 15 | 2021-09-07 | 2.6311 | 94.4919 | x | 2 | 4. Significant | 10769 | Predictive Maintenance | 162.5
1003996 | Expansion Vessels | A (Good): Asset is as new and can be expected to perform adequately to its full normal life if maintained appropriately. | Category 4 (Normal): No work required beyond normal maintenance. | 15 | 2010-01-09 | 14.2916 | 78.9446 | x | 2 | 4. Significant | 10770 | Predictive Maintenance | 162.5
1003997 | Unvented Hot Water Systems | A (Good): Asset is as new and can be expected to perform adequately to its full normal life if maintained appropriately. | Category 4 (Normal): No work required beyond normal maintenance. | 25 | 2022-10-08 | 1.5469 | 96.7625 | x | 2 | 4. Significant | 10770 | Predictive Maintenance | 162.5
1003998 | Unvented Hot Water Systems | A (Good): Asset is as new and can be expected to perform adequately to its full normal life if maintained appropriately. | Category 4 (Normal): No work required beyond normal maintenance. | 25 | 2020-10-16 | 3.5236 | 95.1811 | x | 2 | 4. Significant | 10770 | Predictive Maintenance | 162.5
1003999 | Expansion Vessels | A (Good): Asset is as new and can be expected to perform adequately to its full normal life if maintained appropriately. | Category 4 (Normal): No work required beyond normal maintenance. | 15 | 2012-02-03 | 12.2245 | 81.7007 | x | 2 | 4. Significant | 10770 | Predictive Maintenance | 162.5
1004000 | Unvented Hot Water Systems | A (Good): Asset is as new and can be expected to perform adequately to its full normal life if maintained appropriately. | Category 4 (Normal): No work required beyond normal maintenance. | 25 | 2004-12-29 | 19.321 | 82.5432 | x | 2 | 4. Significant | 10771 | Predictive Maintenance | 162.5
1004001 | Expansion Vessels | A (Good): Asset is as new and can be expected to perform adequately to its full normal life if maintained appropriately. | Category 4 (Normal): No work required beyond normal maintenance. | 15 | 2011-04-02 | 13.065 | 80.58 | x | 2 | 4. Significant | 10771 | Predictive Maintenance | 162.5
1004002 | Unvented Hot Water Systems | A (Good): Asset is as new and can be expected to perform adequately to its full normal life if maintained appropriately. | Category 4 (Normal): No work required beyond normal maintenance. | 25 | 2019-03-02 | 5.1499 | 93.8801 | x | 2 | 4. Significant | 10771 | Predictive Maintenance | 162.5
1004003 | Expansion Vessels | A (Good): Asset is as new and can be expected to perform adequately to its full normal life if maintained appropriately. | Category 4 (Normal): No work required beyond normal maintenance. | 15 | 2023-09-17 | 0.60507 | 97.1932 | x | 2 | 4. Significant | 10771 | Predictive Maintenance | 162.5
1004004 | Unvented Hot Water Systems | A (Good): Asset is as new and can be expected to perform adequately to its full normal life if maintained appropriately. | Category 4 (Normal): No work required beyond normal maintenance. | 25 | 1999-01-24 | 25.2512 | 77.799 | x | 2 | 4. Significant | 10772 | Predictive Maintenance | 162.5
1004005 | Expansion Vessels | A (Good): Asset is as new and can be expected to perform adequately to its full normal life if maintained appropriately. | Category 4 (Normal): No work required beyond normal maintenance. | 15 | 2011-12-22 | 12.3422 | 81.5437 | x | 2 | 4. Significant | 10772 | Predictive Maintenance | 162.5
1004006 | Unvented Hot Water Systems | A (Good): Asset is as new and can be expected to perform adequately to its full normal life if maintained appropriately. | Category 4 (Normal): No work required beyond normal maintenance. | 25 | 1999-04-01 | 25.0678 | 77.9458 | x | 2 | 4. Significant | 10772 | Predictive Maintenance | 162.5
1004007 | Expansion Vessels | A (Good): Asset is as new and can be expected to perform adequately to its full normal life if maintained appropriately. | Category 4 (Normal): No work required beyond normal maintenance. | 15 | 2023-11-09 | 0.45996 | 97.3867 | x | 2 | 4. Significant | 10772 | Predictive Maintenance | 162.5
1004008 | Unvented Hot Water Systems | A (Good): Asset is as new and can be expected to perform adequately to its full normal life if maintained appropriately. | Category 4 (Normal): No work required beyond normal maintenance. | 25 | 2019-07-28 | 4.7447 | 94.2042 | x | 2 | 4. Significant | 10773 | Predictive Maintenance | 162.5
1004009 | Expansion Vessels | A (Good): Asset is as new and can be expected to perform adequately to its full normal life if maintained appropriately. | Category 4 (Normal): No work required beyond normal maintenance. | 15 | 2016-01-31 | 8.2327 | 87.023 | x | 2 | 4. Significant | 10773 | Predictive Maintenance | 162.5
1004010 | Unvented Hot Water Systems | A (Good): Asset is as new and can be expected to perform adequately to its full normal life if maintained appropriately. | Category 4 (Normal): No work required beyond normal maintenance. | 25 | 2011-02-11 | 13.2019 | 87.4385 | x | 2 | 4. Significant | 10773 | Predictive Maintenance | 162.5
1004011 | Expansion Vessels | A (Good): Asset is as new and can be expected to perform adequately to its full normal life if maintained appropriately. | Category 4 (Normal): No work required beyond normal maintenance. | 15 | 2011-05-18 | 12.9391 | 80.7479 | x | 2 | 4. Significant | 10773 | Predictive Maintenance | 162.5
1004012 | Unvented Hot Water Systems | A (Good): Asset is as new and can be expected to perform adequately to its full normal life if maintained appropriately. | Category 4 (Normal): No work required beyond normal maintenance. | 25 | 2020-01-31 | 4.2327 | 94.6138 | x | 2 | 4. Significant | 10774 | Predictive Maintenance | 162.5
1004013 | Expansion Vessels | A (Good): Asset is as new and can be expected to perform adequately to its full normal life if maintained appropriately. | Category 4 (Normal): No work required beyond normal maintenance. | 15 | 2012-08-18 | 11.6851 | 82.4198 | x | 2 | 4. Significant | 10774 | Predictive Maintenance | 162.5
1004014 | Unvented Hot Water Systems | A (Good): Asset is as new and can be expected to perform adequately to its full normal life if maintained appropriately. | Category 4 (Normal): No work required beyond normal maintenance. | 25 | 2010-03-20 | 14.0999 | 86.7201 | x | 2 | 4. Significant | 10774 | Predictive Maintenance | 162.5
1004015 | Expansion Vessels | A (Good): Asset is as new and can be expected to perform adequately to its full normal life if maintained appropriately. | Category 4 (Normal): No work required beyond normal maintenance. | 15 | 2015-01-11 | 9.2868 | 85.6176 | x | 2 | 4. Significant | 10774 | Predictive Maintenance | 162.5
1004016 | Unvented Hot Water Systems | A (Good): Asset is as new and can be expected to perform adequately to its full normal life if maintained appropriately. | Category 4 (Normal): No work required beyond normal maintenance. | 25 | 2021-06-20 | 2.8474 | 95.7221 | x | 2 | 4. Significant | 10775 | Predictive Maintenance | 162.5
1004017 | Expansion Vessels | A (Good): Asset is as new and can be expected to perform adequately to its full normal life if maintained appropriately. | Category 4 (Normal): No work required beyond normal maintenance. | 15 | 2014-04-25 | 10.0014 | 84.6648 | x | 2 | 4. Significant | 10775 | Predictive Maintenance | 162.5
1004018 | Unvented Hot Water Systems | A (Good): Asset is as new and can be expected to perform adequately to its full normal life if maintained appropriately. | Category 4 (Normal): No work required beyond normal maintenance. | 25 | 2012-07-11 | 11.7892 | 88.5687 | x | 2 | 4. Significant | 10775 | Predictive Maintenance | 162.5
1004019 | Expansion Vessels | A (Good): Asset is as new and can be expected to perform adequately to its full normal life if maintained appropriately. | Category 4 (Normal): No work required beyond normal maintenance. | 15 | 2018-01-02 | 6.3107 | 89.5857 | x | 2 | 4. Significant | 10775 | Predictive Maintenance | 162.5
1004020 | Unvented Hot Water Systems | A (Good): Asset is as new and can be expected to perform adequately to its full normal life if maintained appropriately. | Category 4 (Normal): No work required beyond normal maintenance. | 25 | 2014-05-12 | 9.9548 | 90.0361 | x | 2 | 4. Significant | 10776 | Predictive Maintenance | 162.5
1004021 | Unvented Hot Water Systems | A (Good): Asset is as new and can be expected to perform adequately to its full normal life if maintained appropriately. | Category 4 (Normal): No work required beyond normal maintenance. | 25 | 2021-01-09 | 3.2909 | 95.3673 | x | 2 | 4. Significant | 10776 | Predictive Maintenance | 162.5
1004022 | Unvented Hot Water Systems | A (Good): Asset is as new and can be expected to perform adequately to its full normal life if maintained appropriately. | Category 4 (Normal): No work required beyond normal maintenance. | 25 | 2022-07-19 | 1.7687 | 96.5851 | x | 2 | 4. Significant | 10776 | Predictive Maintenance | 162.5
1004023 | Expansion Vessels | A (Good): Asset is as new and can be expected to perform adequately to its full normal life if maintained appropriately. | Category 4 (Normal): No work required beyond normal maintenance. | 15 | 2011-09-20 | 12.5969 | 81.2042 | x | 2 | 4. Significant | 10776 | Predictive Maintenance | 162.5
1004024 | Expansion Vessels | A (Good): Asset is as new and can be expected to perform adequately to its full normal life if maintained appropriately. | Category 4 (Normal): No work required beyond normal maintenance. | 15 | 2019-01-12 | 5.2841 | 90.9546 | x | 2 | 4. Significant | 10776 | Predictive Maintenance | 162.5
1004025 | Unvented Hot Water Systems | A (Good): Asset is as new and can be expected to perform adequately to its full normal life if maintained appropriately. | Category 4 (Normal): No work required beyond normal maintenance. | 25 | 2011-03-04 | 13.1444 | 87.4845 | x | 2 | 4. Significant | 10777 | Predictive Maintenance | 162.5
1004026 | Expansion Vessels | A (Good): Asset is as new and can be expected to perform adequately to its full normal life if maintained appropriately. | Category 4 (Normal): No work required beyond normal maintenance. | 15 | 2018-11-25 | 5.4155 | 90.7794 | x | 2 | 4. Significant | 10777 | Predictive Maintenance | 162.5
1004027 | Unvented Hot Water Systems | A (Good): Asset is as new and can be expected to perform adequately to its full normal life if maintained appropriately. | Category 4 (Normal): No work required beyond normal maintenance. | 25 | 2019-01-11 | 5.2868 | 93.7706 | x | 2 | 4. Significant | 10777 | Predictive Maintenance | 162.5
1004028 | Expansion Vessels | A (Good): Asset is as new and can be expected to perform adequately to its full normal life if maintained appropriately. | Category 4 (Normal): No work required beyond normal maintenance. | 15 | 2022-10-17 | 1.5222 | 95.9703 | x | 2 | 4. Significant | 10777 | Predictive Maintenance | 162.5
1004029 | Unvented Hot Water Systems | A (Good): Asset is as new and can be expected to perform adequately to its full normal life if maintained appropriately. | Category 4 (Normal): No work required beyond normal maintenance. | 25 | 2005-10-03 | 18.5599 | 83.1521 | x | 2 | 4. Significant | 10778 | Predictive Maintenance | 162.5
1004030 | Expansion Vessels | A (Good): Asset is as new and can be expected to perform adequately to its full normal life if maintained appropriately. | Category 4 (Normal): No work required beyond normal maintenance. | 15 | 2019-04-04 | 5.0595 | 91.2539 | x | 2 | 4. Significant | 10778 | Predictive Maintenance | 162.5
1004031 | Unvented Hot Water Systems | A (Good): Asset is as new and can be expected to perform adequately to its full normal life if maintained appropriately. | Category 4 (Normal): No work required beyond normal maintenance. | 25 | 2002-11-15 | 21.4428 | 80.8457 | x | 2 | 4. Significant | 10778 | Predictive Maintenance | 162.5
1004032 | Expansion Vessels | A (Good): Asset is as new and can be expected to perform adequately to its full normal life if maintained appropriately. | Category 4 (Normal): No work required beyond normal maintenance. | 15 | 2019-09-01 | 4.6489 | 91.8015 | x | 2 | 4. Significant | 10778 | Predictive Maintenance | 162.5
1004033 | Unvented Hot Water Systems | A (Good): Asset is as new and can be expected to perform adequately to its full normal life if maintained appropriately. | Category 4 (Normal): No work required beyond normal maintenance. | 25 | 2019-10-13 | 4.5339 | 94.3729 | x | 2 | 4. Significant | 10779 | Predictive Maintenance | 162.5
1004034 | Expansion Vessels | A (Good): Asset is as new and can be expected to perform adequately to its full normal life if maintained appropriately. | Category 4 (Normal): No work required beyond normal maintenance. | 15 | 2011-03-21 | 13.0979 | 80.5362 | x | 2 | 4. Significant | 10779 | Predictive Maintenance | 162.5
1004035 | Expansion Vessels | A (Good): Asset is as new and can be expected to perform adequately to its full normal life if maintained appropriately. | Category 4 (Normal): No work required beyond normal maintenance. | 15 | 2018-03-26 | 6.0835 | 89.8887 | x | 2 | 4. Significant | 10779 | Predictive Maintenance | 162.5
1004036 | Unvented Hot Water Systems | A (Good): Asset is as new and can be expected to perform adequately to its full normal life if maintained appropriately. | Category 4 (Normal): No work required beyond normal maintenance. | 25 | 2006-04-02 | 18.0643 | 83.5485 | x | 2 | 4. Significant | 10779 | Predictive Maintenance | 162.5
1004037 | Expansion Vessels | A (Good): Asset is as new and can be expected to perform adequately to its full normal life if maintained appropriately. | Category 4 (Normal): No work required beyond normal maintenance. | 15 | 2011-07-24 | 12.7556 | 78.9925 | x | 3 | 4. Significant | 10780 | Predictive Maintenance | 162.5
1004038 | Unvented Hot Water Systems | A (Good): Asset is as new and can be expected to perform adequately to its full normal life if maintained appropriately. | Category 4 (Normal): No work required beyond normal maintenance. | 25 | 2016-07-06 | 7.8029 | 89.7577 | x | 3 | 4. Significant | 10780 | Predictive Maintenance | 162.5
1004039 | Unvented Hot Water Systems | A (Good): Asset is as new and can be expected to perform adequately to its full normal life if maintained appropriately. | Category 4 (Normal): No work required beyond normal maintenance. | 25 | 2005-01-15 | 19.2745 | 80.5804 | x | 3 | 4. Significant | 10780 | Predictive Maintenance | 162.5
1004040 | Expansion Vessels | A (Good): Asset is as new and can be expected to perform adequately to its full normal life if maintained appropriately. | Category 4 (Normal): No work required beyond normal maintenance. | 15 | 2012-05-14 | 11.948 | 80.0694 | x | 3 | 4. Significant | 10780 | Predictive Maintenance | 162.5
1004041 | Expansion Vessels | A (Good): Asset is as new and can be expected to perform adequately to its full normal life if maintained appropriately. | Category 4 (Normal): No work required beyond normal maintenance. | 15 | 2019-08-28 | 4.6598 | 89.7869 | x | 3 | 4. Significant | 10781 | Predictive Maintenance | 162.5
1004042 | Unvented Hot Water Systems | A (Good): Asset is as new and can be expected to perform adequately to its full normal life if maintained appropriately. | Category 4 (Normal): No work required beyond normal maintenance. | 25 | 2002-06-16 | 21.859 | 78.5128 | x | 3 | 4. Significant | 10781 | Predictive Maintenance | 162.5
1004043 | Unvented Hot Water Systems | A (Good): Asset is as new and can be expected to perform adequately to its full normal life if maintained appropriately. | Category 4 (Normal): No work required beyond normal maintenance. | 25 | 2011-06-10 | 12.8761 | 85.6991 | x | 3 | 4. Significant | 10781 | Predictive Maintenance | 162.5
1004044 | Expansion Vessels | A (Good): Asset is as new and can be expected to perform adequately to its full normal life if maintained appropriately. | Category 4 (Normal): No work required beyond normal maintenance. | 15 | 2020-03-26 | 4.0821 | 90.5572 | x | 3 | 4. Significant | 10781 | Predictive Maintenance | 162.5
1004045 | Unvented Hot Water Systems | A (Good): Asset is as new and can be expected to perform adequately to its full normal life if maintained appropriately. | Category 4 (Normal): No work required beyond normal maintenance. | 25 | 2014-10-21 | 9.5113 | 88.391 | x | 3 | 4. Significant | 10782 | Predictive Maintenance | 162.5
1004046 | Expansion Vessels | A (Good): Asset is as new and can be expected to perform adequately to its full normal life if maintained appropriately. | Category 4 (Normal): No work required beyond normal maintenance. | 15 | 2018-05-22 | 5.9274 | 88.0967 | x | 3 | 4. Significant | 10782 | Predictive Maintenance | 162.5
1004047 | Unvented Hot Water Systems | A (Good): Asset is as new and can be expected to perform adequately to its full normal life if maintained appropriately. | Category 4 (Normal): No work required beyond normal maintenance. | 25 | 2001-10-02 | 22.5626 | 77.9499 | x | 3 | 4. Significant | 10782 | Predictive Maintenance | 162.5
1004048 | Expansion Vessels | A (Good): Asset is as new and can be expected to perform adequately to its full normal life if maintained appropriately. | Category 4 (Normal): No work required beyond normal maintenance. | 15 | 2022-04-09 | 2.0452 | 93.2731 | x | 3 | 4. Significant | 10782 | Predictive Maintenance | 162.5
1004049 | Expansion Vessels | A (Good): Asset is as new and can be expected to perform adequately to its full normal life if maintained appropriately. | Category 4 (Normal): No work required beyond normal maintenance. | 15 | 2013-07-28 | 10.7433 | 81.6756 | x | 3 | 4. Significant | 10852 | Predictive Maintenance | 162.5
1004050 | Unvented Hot Water Systems | A (Good): Asset is as new and can be expected to perform adequately to its full normal life if maintained appropriately. | Category 4 (Normal): No work required beyond normal maintenance. | 25 | 2020-11-04 | 3.4716 | 93.2227 | x | 3 | 4. Significant | 10852 | Predictive Maintenance | 162.5
1004051 | Unvented Hot Water Systems | A (Good): Asset is as new and can be expected to perform adequately to its full normal life if maintained appropriately. | Category 4 (Normal): No work required beyond normal maintenance. | 25 | 2007-07-07 | 16.8022 | 82.5582 | x | 3 | 4. Significant | 10852 | Predictive Maintenance | 162.5
1004052 | Expansion Vessels | A (Good): Asset is as new and can be expected to perform adequately to its full normal life if maintained appropriately. | Category 4 (Normal): No work required beyond normal maintenance. | 15 | 2018-01-22 | 6.256 | 87.6587 | x | 3 | 4. Significant | 10852 | Predictive Maintenance | 162.5
1004053 | Unvented Hot Water Systems | A (Good): Asset is as new and can be expected to perform adequately to its full normal life if maintained appropriately. | Category 4 (Normal): No work required beyond normal maintenance. | 25 | 2011-08-28 | 12.6598 | 85.8721 | x | 3 | 4. Significant | 10783 | Predictive Maintenance | 162.5
1004054 | Expansion Vessels | A (Good): Asset is as new and can be expected to perform adequately to its full normal life if maintained appropriately. | Category 4 (Normal): No work required beyond normal maintenance. | 15 | 2022-08-14 | 1.6975 | 93.7367 | x | 3 | 4. Significant | 10783 | Predictive Maintenance | 162.5
1004055 | Unvented Hot Water Systems | A (Good): Asset is as new and can be expected to perform adequately to its full normal life if maintained appropriately. | Category 4 (Normal): No work required beyond normal maintenance. | 25 | 2023-06-26 | 0.83231 | 95.3342 | x | 3 | 4. Significant | 10783 | Predictive Maintenance | 162.5
1004056 | Expansion Vessels | A (Good): Asset is as new and can be expected to perform adequately to its full normal life if maintained appropriately. | Category 4 (Normal): No work required beyond normal maintenance. | 15 | 2016-05-19 | 7.9343 | 85.4209 | x | 3 | 4. Significant | 10783 | Predictive Maintenance | 162.5
1004057 | Expansion Vessels | A (Good): Asset is as new and can be expected to perform adequately to its full normal life if maintained appropriately. | Category 4 (Normal): No work required beyond normal maintenance. | 15 | 2019-10-03 | 4.5613 | 89.9183 | x | 3 | 4. Significant | 10853 | Predictive Maintenance | 162.5
1004058 | Unvented Hot Water Systems | A (Good): Asset is as new and can be expected to perform adequately to its full normal life if maintained appropriately. | Category 4 (Normal): No work required beyond normal maintenance. | 25 | 2019-03-23 | 5.0924 | 91.9261 | x | 3 | 4. Significant | 10853 | Predictive Maintenance | 162.5
1004059 | Unvented Hot Water Systems | A (Good): Asset is as new and can be expected to perform adequately to its full normal life if maintained appropriately. | Category 4 (Normal): No work required beyond normal maintenance. | 25 | 2021-03-03 | 3.1458 | 93.4834 | x | 3 | 4. Significant | 10853 | Predictive Maintenance | 162.5
1004060 | Expansion Vessels | A (Good): Asset is as new and can be expected to perform adequately to its full normal life if maintained appropriately. | Category 4 (Normal): No work required beyond normal maintenance. | 15 | 2013-07-12 | 10.7871 | 81.6172 | x | 3 | 4. Significant | 10853 | Predictive Maintenance | 162.5
1004061 | Unvented Hot Water Systems | A (Good): Asset is as new and can be expected to perform adequately to its full normal life if maintained appropriately. | Category 4 (Normal): No work required beyond normal maintenance. | 25 | 2009-11-11 | 14.4531 | 84.4375 | x | 3 | 4. Significant | 10854 | Predictive Maintenance | 162.5
1004062 | Expansion Vessels | A (Good): Asset is as new and can be expected to perform adequately to its full normal life if maintained appropriately. | Category 4 (Normal): No work required beyond normal maintenance. | 15 | 2018-01-05 | 6.3025 | 87.5966 | x | 3 | 4. Significant | 10854 | Predictive Maintenance | 162.5
1004063 | Unvented Hot Water Systems | A (Good): Asset is as new and can be expected to perform adequately to its full normal life if maintained appropriately. | Category 4 (Normal): No work required beyond normal maintenance. | 25 | 2011-07-23 | 12.7584 | 85.7933 | x | 3 | 4. Significant | 10854 | Predictive Maintenance | 162.5
1004064 | Expansion Vessels | A (Good): Asset is as new and can be expected to perform adequately to its full normal life if maintained appropriately. | Category 4 (Normal): No work required beyond normal maintenance. | 15 | 2019-09-20 | 4.5969 | 89.8709 | x | 3 | 4. Significant | 10854 | Predictive Maintenance | 162.5
1004065 | Unvented Hot Water Systems | A (Good): Asset is as new and can be expected to perform adequately to its full normal life if maintained appropriately. | Category 4 (Normal): No work required beyond normal maintenance. | 25 | 2021-02-18 | 3.1814 | 93.4549 | x | 3 | 4. Significant | 10784 | Predictive Maintenance | 162.5
1004066 | Expansion Vessels | A (Good): Asset is as new and can be expected to perform adequately to its full normal life if maintained appropriately. | Category 4 (Normal): No work required beyond normal maintenance. | 15 | 2022-10-29 | 1.4894 | 94.0141 | x | 3 | 4. Significant | 10784 | Predictive Maintenance | 162.5
1004067 | Unvented Hot Water Systems | A (Good): Asset is as new and can be expected to perform adequately to its full normal life if maintained appropriately. | Category 4 (Normal): No work required beyond normal maintenance. | 25 | 2001-08-03 | 22.7269 | 77.8185 | x | 3 | 4. Significant | 10784 | Predictive Maintenance | 162.5
1004068 | Expansion Vessels | A (Good): Asset is as new and can be expected to perform adequately to its full normal life if maintained appropriately. | Category 4 (Normal): No work required beyond normal maintenance. | 15 | 2016-12-02 | 7.3949 | 86.1401 | x | 3 | 4. Significant | 10784 | Predictive Maintenance | 162.5
1004069 | Expansion Vessels | A (Good): Asset is as new and can be expected to perform adequately to its full normal life if maintained appropriately. | Category 4 (Normal): No work required beyond normal maintenance. | 15 | 2011-06-30 | 12.8214 | 78.9049 | x | 3 | 4. Significant | 10855 | Predictive Maintenance | 162.5
1004070 | Unvented Hot Water Systems | C (Poor): Asset is operational but major repair or replacement will be needed. | Category 3 (Recommended): Minor work required to prevent a deterioration of the service provided by the asset. | 25 | 2000-04-23 | 24.0055 | 48.7956 | x | 3 | 4. Significant | 10855 | Predictive Maintenance | 91.25
1004071 | Expansion Vessels | A (Good): Asset is as new and can be expected to perform adequately to its full normal life if maintained appropriately. | Category 4 (Normal): No work required beyond normal maintenance. | 15 | 2023-04-05 | 1.0568 | 94.5909 | x | 3 | 4. Significant | 10855 | Predictive Maintenance | 162.5
1004072 | Unvented Hot Water Systems | A (Good): Asset is as new and can be expected to perform adequately to its full normal life if maintained appropriately. | Category 4 (Normal): No work required beyond normal maintenance. | 25 | 2020-02-21 | 4.1752 | 92.6598 | x | 3 | 4. Significant | 10855 | Predictive Maintenance | 162.5
1004073 | Unvented Hot Water Systems | A (Good): Asset is as new and can be expected to perform adequately to its full normal life if maintained appropriately. | Category 4 (Normal): No work required beyond normal maintenance. | 25 | 2016-02-26 | 8.1615 | 89.4708 | x | 3 | 4. Significant | 10520 | Predictive Maintenance | 162.5
1004074 | Expansion Vessels | A (Good): Asset is as new and can be expected to perform adequately to its full normal life if maintained appropriately. | Category 4 (Normal): No work required beyond normal maintenance. | 15 | 2013-04-08 | 11.0472 | 81.2704 | x | 3 | 4. Significant | 10520 | Predictive Maintenance | 162.5
1004075 | Unvented Hot Water Systems | A (Good): Asset is as new and can be expected to perform adequately to its full normal life if maintained appropriately. | Category 4 (Normal): No work required beyond normal maintenance. | 25 | 2002-03-30 | 22.0726 | 78.342 | x | 3 | 4. Significant | 10520 | Predictive Maintenance | 162.5
1004076 | Expansion Vessels | A (Good): Asset is as new and can be expected to perform adequately to its full normal life if maintained appropriately. | Category 4 (Normal): No work required beyond normal maintenance. | 15 | 2011-03-06 | 13.1389 | 78.4814 | x | 3 | 4. Significant | 10520 | Predictive Maintenance | 162.5
1004077 | Expansion Vessels | B (Average): Asset is sound, operationally safe and exhibits only minor deterioration. | Category 3 (Recommended): Minor work required to prevent a deterioration of the service provided by the asset. | 15 | 2022-06-28 | 1.8261 | 79.5651 | x | 3 | 4. Significant | 10856 | Predictive Maintenance | 91.25
1004078 | Unvented Hot Water Systems | A (Good): Asset is as new and can be expected to perform adequately to its full normal life if maintained appropriately. | Category 4 (Normal): No work required beyond normal maintenance. | 25 | 2013-01-12 | 11.2827 | 86.9739 | x | 3 | 4. Significant | 10856 | Predictive Maintenance | 162.5
1004079 | Unvented Hot Water Systems | A (Good): Asset is as new and can be expected to perform adequately to its full normal life if maintained appropriately. | Category 4 (Normal): No work required beyond normal maintenance. | 25 | 2015-01-21 | 9.2594 | 88.5925 | x | 3 | 4. Significant | 10856 | Predictive Maintenance | 162.5
1004080 | Expansion Vessels | A (Good): Asset is as new and can be expected to perform adequately to its full normal life if maintained appropriately. | Category 4 (Normal): No work required beyond normal maintenance. | 15 | 2011-11-19 | 12.4326 | 79.4232 | x | 3 | 4. Significant | 10856 | Predictive Maintenance | 162.5
1004081 | Unvented Hot Water Systems | A (Good): Asset is as new and can be expected to perform adequately to its full normal life if maintained appropriately. | Category 4 (Normal): No work required beyond normal maintenance. | 25 | 2020-03-10 | 4.1259 | 92.6992 | x | 3 | 4. Significant | 10785 | Predictive Maintenance | 162.5
1004082 | Expansion Vessels | A (Good): Asset is as new and can be expected to perform adequately to its full normal life if maintained appropriately. | Category 4 (Normal): No work required beyond normal maintenance. | 15 | 2013-08-03 | 10.7269 | 81.6975 | x | 3 | 4. Significant | 10785 | Predictive Maintenance | 162.5
1004083 | Unvented Hot Water Systems | A (Good): Asset is as new and can be expected to perform adequately to its full normal life if maintained appropriately. | Category 4 (Normal): No work required beyond normal maintenance. | 25 | 2016-03-06 | 8.1369 | 89.4905 | x | 3 | 4. Significant | 10785 | Predictive Maintenance | 162.5
1004084 | Expansion Vessels | A (Good): Asset is as new and can be expected to perform adequately to its full normal life if maintained appropriately. | Category 4 (Normal): No work required beyond normal maintenance. | 15 | 2015-03-30 | 9.0732 | 83.9023 | x | 3 | 4. Significant | 10785 | Predictive Maintenance | 162.5
1004085 | Unvented Hot Water Systems | A (Good): Asset is as new and can be expected to perform adequately to its full normal life if maintained appropriately. | Category 4 (Normal): No work required beyond normal maintenance. | 25 | 2000-11-01 | 23.4798 | 77.2162 | x | 3 | 4. Significant | 10519 | Predictive Maintenance | 162.5
1004086 | Expansion Vessels | A (Good): Asset is as new and can be expected to perform adequately to its full normal life if maintained appropriately. | Category 4 (Normal): No work required beyond normal maintenance. | 15 | 2018-11-09 | 5.4593 | 88.721 | x | 3 | 4. Significant | 10519 | Predictive Maintenance | 162.5
1004087 | Unvented Hot Water Systems | A (Good): Asset is as new and can be expected to perform adequately to its full normal life if maintained appropriately. | Category 4 (Normal): No work required beyond normal maintenance. | 25 | 2009-11-15 | 14.4422 | 84.4463 | x | 3 | 4. Significant | 10519 | Predictive Maintenance | 162.5
1004088 | Expansion Vessels | A (Good): Asset is as new and can be expected to perform adequately to its full normal life if maintained appropriately. | Category 4 (Normal): No work required beyond normal maintenance. | 15 | 2017-12-22 | 6.3409 | 87.5455 | x | 3 | 4. Significant | 10519 | Predictive Maintenance | 162.5
1004089 | Expansion Vessels | A (Good): Asset is as new and can be expected to perform adequately to its full normal life if maintained appropriately. | Category 4 (Normal): No work required beyond normal maintenance. | 15 | 2020-12-31 | 3.3155 | 91.5793 | x | 3 | 4. Significant | 10786 | Predictive Maintenance | 162.5
1004090 | Unvented Hot Water Systems | A (Good): Asset is as new and can be expected to perform adequately to its full normal life if maintained appropriately. | Category 4 (Normal): No work required beyond normal maintenance. | 25 | 2010-11-01 | 13.4812 | 85.2151 | x | 3 | 4. Significant | 10786 | Predictive Maintenance | 162.5
1004091 | Unvented Hot Water Systems | A (Good): Asset is as new and can be expected to perform adequately to its full normal life if maintained appropriately. | Category 4 (Normal): No work required beyond normal maintenance. | 25 | 2013-04-28 | 10.9925 | 87.206 | x | 3 | 4. Significant | 10786 | Predictive Maintenance | 162.5
1004092 | Expansion Vessels | A (Good): Asset is as new and can be expected to perform adequately to its full normal life if maintained appropriately. | Category 4 (Normal): No work required beyond normal maintenance. | 15 | 2019-07-29 | 4.742 | 89.6774 | x | 3 | 4. Significant | 10786 | Predictive Maintenance | 162.5
1004093 | Expansion Vessels | A (Good): Asset is as new and can be expected to perform adequately to its full normal life if maintained appropriately. | Category 4 (Normal): No work required beyond normal maintenance. | 15 | 2016-10-17 | 7.5209 | 85.9722 | x | 3 | 4. Significant | 10518 | Predictive Maintenance | 162.5
1004094 | Unvented Hot Water Systems | A (Good): Asset is as new and can be expected to perform adequately to its full normal life if maintained appropriately. | Category 4 (Normal): No work required beyond normal maintenance. | 25 | 1999-04-09 | 25.0459 | 75.9633 | x | 3 | 4. Significant | 10518 | Predictive Maintenance | 162.5
1004095 | Unvented Hot Water Systems | A (Good): Asset is as new and can be expected to perform adequately to its full normal life if maintained appropriately. | Category 4 (Normal): No work required beyond normal maintenance. | 25 | 2018-02-20 | 6.1766 | 91.0587 | x | 3 | 4. Significant | 10518 | Predictive Maintenance | 162.5
1004096 | Expansion Vessels | A (Good): Asset is as new and can be expected to perform adequately to its full normal life if maintained appropriately. | Category 4 (Normal): No work required beyond normal maintenance. | 15 | 2012-08-06 | 11.718 | 80.376 | x | 3 | 4. Significant | 10518 | Predictive Maintenance | 162.5
1004097 | Distribution Boards | B (Average): Asset is sound, operationally safe and exhibits only minor deterioration. | Category 3 (Recommended): Minor work required to prevent a deterioration of the service provided by the asset. | 20 | 2015-11-02 | 8.4791 | 71.5209 | x | 4 | 4. Significant | 10857 | Predictive Maintenance | 91.25
1004098 | Maximum Demand and Power Factor Correction | B (Average): Asset is sound, operationally safe and exhibits only minor deterioration. | Category 3 (Recommended): Minor work required to prevent a deterioration of the service provided by the asset. | 20 | 2015-03-05 | 9.1417 | 70.8583 | x | 4 | 4. Significant | 10857 | Predictive Maintenance | 91.25
1004099 | Distribution Boards | B (Average): Asset is sound, operationally safe and exhibits only minor deterioration. | Category 3 (Recommended): Minor work required to prevent a deterioration of the service provided by the asset. | 20 | 2018-08-05 | 5.7221 | 74.2779 | x | 4 | 4. Significant | 10857 | Predictive Maintenance | 91.25
1004100 | Distribution Boards | B (Average): Asset is sound, operationally safe and exhibits only minor deterioration. | Category 3 (Recommended): Minor work required to prevent a deterioration of the service provided by the asset. | 20 | 2022-11-11 | 1.4538 | 78.5462 | x | 4 | 4. Significant | 10857 | Predictive Maintenance | 91.25
1004101 | Distribution Boards | B (Average): Asset is sound, operationally safe and exhibits only minor deterioration. | Category 3 (Recommended): Minor work required to prevent a deterioration of the service provided by the asset. | 20 | 2006-09-11 | 17.6208 | 62.3792 | x | 4 | 4. Significant | 10857 | Predictive Maintenance | 91.25
1004102 | Outstations | B (Average): Asset is sound, operationally safe and exhibits only minor deterioration. | Category 3 (Recommended): Minor work required to prevent a deterioration of the service provided by the asset. | 10 | 2021-10-05 | 2.5544 | 74.8912 | x | 4 | 4. Significant | 10491 | Predictive Maintenance | 91.25
1004103 | Outstations | B (Average): Asset is sound, operationally safe and exhibits only minor deterioration. | Category 3 (Recommended): Minor work required to prevent a deterioration of the service provided by the asset. | 10 | 2020-06-27 | 3.8275 | 72.345 | x | 4 | 4. Significant | 10491 | Predictive Maintenance | 91.25
1004104 | Outstations | B (Average): Asset is sound, operationally safe and exhibits only minor deterioration. | Category 3 (Recommended): Minor work required to prevent a deterioration of the service provided by the asset. | 10 | 2017-09-15 | 6.6092 | 66.7817 | x | 4 | 4. Significant | 10491 | Predictive Maintenance | 91.25
1004105 | Outstations | B (Average): Asset is sound, operationally safe and exhibits only minor deterioration. | Category 3 (Recommended): Minor work required to prevent a deterioration of the service provided by the asset. | 10 | 2022-05-26 | 1.9165 | 76.167 | x | 4 | 4. Significant | 10491 | Predictive Maintenance | 91.25
1004106 | Outstations | B (Average): Asset is sound, operationally safe and exhibits only minor deterioration. | Category 3 (Recommended): Minor work required to prevent a deterioration of the service provided by the asset. | 10 | 2019-07-02 | 4.8159 | 70.3682 | x | 4 | 4. Significant | 10491 | Predictive Maintenance | 91.25
1004107 | Outstations | B (Average): Asset is sound, operationally safe and exhibits only minor deterioration. | Category 3 (Recommended): Minor work required to prevent a deterioration of the service provided by the asset. | 10 | 2023-05-27 | 0.91444 | 78.1711 | x | 4 | 4. Significant | 10491 | Predictive Maintenance | 91.25
1004108 | Outstations | B (Average): Asset is sound, operationally safe and exhibits only minor deterioration. | Category 3 (Recommended): Minor work required to prevent a deterioration of the service provided by the asset. | 10 | 2017-09-10 | 6.6229 | 66.7543 | x | 4 | 4. Significant | 10491 | Predictive Maintenance | 91.25
1004109 | Outstations | B (Average): Asset is sound, operationally safe and exhibits only minor deterioration. | Category 3 (Recommended): Minor work required to prevent a deterioration of the service provided by the asset. | 10 | 2017-02-06 | 7.2142 | 65.5715 | x | 4 | 4. Significant | 10491 | Predictive Maintenance | 91.25
1004110 | Atmospheric Gas Burner/Condensing Combination Boiler | B (Average): Asset is sound, operationally safe and exhibits only minor deterioration. | Category 3 (Recommended): Minor work required to prevent a deterioration of the service provided by the asset. | 20 | 2005-01-20 | 19.2608 | 60.7392 | x | 4 | 4. Significant | 10491 | Predictive Maintenance | 91.25
1004111 | Atmospheric Gas Burner - Condensing Boiler | B (Average): Asset is sound, operationally safe and exhibits only minor deterioration. | Category 3 (Recommended): Minor work required to prevent a deterioration of the service provided by the asset. | 20 | 2013-08-10 | 10.7077 | 69.2923 | x | 4 | 4. Significant | 10491 | Predictive Maintenance | 91.25
1004113 | Expansion Vessels | B (Average): Asset is sound, operationally safe and exhibits only minor deterioration. | Category 3 (Recommended): Minor work required to prevent a deterioration of the service provided by the asset. | 15 | 2017-10-28 | 6.4914 | 71.3447 | x | 4 | 4. Significant | 10491 | Predictive Maintenance | 91.25
1004114 | Outstations | B (Average): Asset is sound, operationally safe and exhibits only minor deterioration. | Category 3 (Recommended): Minor work required to prevent a deterioration of the service provided by the asset. | 10 | 2022-04-02 | 2.0643 | 75.8713 | x | 4 | 4. Significant | 10468 | Predictive Maintenance | 91.25
1004115 | Outstations | B (Average): Asset is sound, operationally safe and exhibits only minor deterioration. | Category 3 (Recommended): Minor work required to prevent a deterioration of the service provided by the asset. | 10 | 2016-05-16 | 7.9425 | 64.115 | x | 4 | 4. Significant | 10468 | Predictive Maintenance | 91.25
1004116 | Meter Reading - Gas | B (Average): Asset is sound, operationally safe and exhibits only minor deterioration. | Category 3 (Recommended): Minor work required to prevent a deterioration of the service provided by the asset. | 20 | 2004-03-27 | 20.0794 | 59.9206 | x | 4 | 2. Minor | 10468 | Predictive Maintenance | 182.5
1004117 | Outstations | B (Average): Asset is sound, operationally safe and exhibits only minor deterioration. | Category 3 (Recommended): Minor work required to prevent a deterioration of the service provided by the asset. | 10 | 2022-01-29 | 2.2368 | 75.5264 | x | 4 | 4. Significant | 10489 | Predictive Maintenance | 91.25
1004118 | Outstations | B (Average): Asset is sound, operationally safe and exhibits only minor deterioration. | Category 3 (Recommended): Minor work required to prevent a deterioration of the service provided by the asset. | 10 | 2022-05-07 | 1.9685 | 76.063 | x | 4 | 4. Significant | 10489 | Predictive Maintenance | 91.25
1004119 | Expansion Vessels | A (Good): Asset is as new and can be expected to perform adequately to its full normal life if maintained appropriately. | Category 4 (Normal): No work required beyond normal maintenance. | 15 | 2018-10-12 | 5.5359 | 86.6188 | x | 4 | 4. Significant | 10090 | Predictive Maintenance | 162.5
1004120 | Pumps - General | B (Average): Asset is sound, operationally safe and exhibits only minor deterioration. | Category 3 (Recommended): Minor work required to prevent a deterioration of the service provided by the asset. | 20 | 2022-11-27 | 1.41 | 78.59 | x | 4 | 4. Significant | 10090 | Predictive Maintenance | 91.25
1004121 | Pumps - General | B (Average): Asset is sound, operationally safe and exhibits only minor deterioration. | Category 3 (Recommended): Minor work required to prevent a deterioration of the service provided by the asset. | 20 | 2014-09-10 | 9.6235 | 70.3765 | x | 4 | 4. Significant | 10090 | Predictive Maintenance | 91.25
1004122 | Pumps - General | B (Average): Asset is sound, operationally safe and exhibits only minor deterioration. | Category 3 (Recommended): Minor work required to prevent a deterioration of the service provided by the asset. | 20 | 2008-02-29 | 16.1533 | 63.8467 | x | 4 | 4. Significant | 10090 | Predictive Maintenance | 91.25
1004123 | Pumps - General | B (Average): Asset is sound, operationally safe and exhibits only minor deterioration. | Category 3 (Recommended): Minor work required to prevent a deterioration of the service provided by the asset. | 20 | 2007-10-03 | 16.5613 | 63.4387 | x | 4 | 4. Significant | 10090 | Predictive Maintenance | 91.25
1004124 | Pumps - General | B (Average): Asset is sound, operationally safe and exhibits only minor deterioration. | Category 3 (Recommended): Minor work required to prevent a deterioration of the service provided by the asset. | 20 | 2008-12-26 | 15.3292 | 64.6708 | x | 4 | 4. Significant | 10090 | Predictive Maintenance | 91.25
1004125 | Pumps - General | B (Average): Asset is sound, operationally safe and exhibits only minor deterioration. | Category 3 (Recommended): Minor work required to prevent a deterioration of the service provided by the asset. | 20 | 2022-02-13 | 2.1958 | 77.8042 | x | 4 | 4. Significant | 10090 | Predictive Maintenance | 91.25
1004126 | Pumps - General | B (Average): Asset is sound, operationally safe and exhibits only minor deterioration. | Category 3 (Recommended): Minor work required to prevent a deterioration of the service provided by the asset. | 20 | 2019-03-23 | 5.0924 | 74.9076 | x | 4 | 4. Significant | 10090 | Predictive Maintenance | 91.25
1004127 | Gas Detection/Flammable | B (Average): Asset is sound, operationally safe and exhibits only minor deterioration. | Category 3 (Recommended): Minor work required to prevent a deterioration of the service provided by the asset. | 15 | 2019-01-26 | 5.2457 | 73.0057 | x | 4 | 5. Severe | 10090 | Predictive Maintenance | 28
1004128 | Outstations | B (Average): Asset is sound, operationally safe and exhibits only minor deterioration. | Category 3 (Recommended): Minor work required to prevent a deterioration of the service provided by the asset. | 10 | 2023-05-01 | 0.98563 | 78.0287 | x | 4 | 4. Significant | 10090 | Predictive Maintenance | 91.25
1004129 | Outstations | B (Average): Asset is sound, operationally safe and exhibits only minor deterioration. | Category 3 (Recommended): Minor work required to prevent a deterioration of the service provided by the asset. | 10 | 2018-04-09 | 6.0452 | 67.9097 | x | 4 | 4. Significant | 10090 | Predictive Maintenance | 91.25
1004130 | Distribution Boards | B (Average): Asset is sound, operationally safe and exhibits only minor deterioration. | Category 3 (Recommended): Minor work required to prevent a deterioration of the service provided by the asset. | 20 | 2009-01-06 | 15.2991 | 64.7009 | x | 4 | 4. Significant | 10858 | Predictive Maintenance | 91.25
1004131 | Distribution Boards | B (Average): Asset is sound, operationally safe and exhibits only minor deterioration. | Category 3 (Recommended): Minor work required to prevent a deterioration of the service provided by the asset. | 20 | 2017-01-04 | 7.3046 | 72.6954 | x | 4 | 4. Significant | 10858 | Predictive Maintenance | 91.25
1004132 | Distribution Boards | B (Average): Asset is sound, operationally safe and exhibits only minor deterioration. | Category 3 (Recommended): Minor work required to prevent a deterioration of the service provided by the asset. | 20 | 2015-05-01 | 8.9856 | 71.0144 | x | 4 | 4. Significant | 10858 | Predictive Maintenance | 91.25
1004133 | Distribution Boards | B (Average): Asset is sound, operationally safe and exhibits only minor deterioration. | Category 3 (Recommended): Minor work required to prevent a deterioration of the service provided by the asset. | 20 | 2018-09-27 | 5.577 | 74.423 | x | 4 | 4. Significant | 10859 | Predictive Maintenance | 91.25
1004134 | Distribution Boards | B (Average): Asset is sound, operationally safe and exhibits only minor deterioration. | Category 3 (Recommended): Minor work required to prevent a deterioration of the service provided by the asset. | 20 | 2016-02-14 | 8.1944 | 71.8056 | x | 4 | 4. Significant | 10859 | Predictive Maintenance | 91.25
1004135 | Distribution Boards | B (Average): Asset is sound, operationally safe and exhibits only minor deterioration. | Category 3 (Recommended): Minor work required to prevent a deterioration of the service provided by the asset. | 20 | 2018-09-10 | 5.6235 | 74.3765 | x | 4 | 4. Significant | 10859 | Predictive Maintenance | 91.25
1004136 | Distribution Boards | B (Average): Asset is sound, operationally safe and exhibits only minor deterioration. | Category 3 (Recommended): Minor work required to prevent a deterioration of the service provided by the asset. | 20 | 2022-12-28 | 1.3251 | 78.6749 | x | 4 | 4. Significant | 10859 | Predictive Maintenance | 91.25
1004137 | Distribution Boards | B (Average): Asset is sound, operationally safe and exhibits only minor deterioration. | Category 3 (Recommended): Minor work required to prevent a deterioration of the service provided by the asset. | 20 | 2012-12-19 | 11.3484 | 68.6516 | x | 4 | 4. Significant | 10859 | Predictive Maintenance | 91.25
1004138 | Distribution Boards | B (Average): Asset is sound, operationally safe and exhibits only minor deterioration. | Category 3 (Recommended): Minor work required to prevent a deterioration of the service provided by the asset. | 20 | 2016-07-31 | 7.7344 | 72.2656 | x | 4 | 4. Significant | 10859 | Predictive Maintenance | 91.25
1004139 | Distribution Boards | B (Average): Asset is sound, operationally safe and exhibits only minor deterioration. | Category 3 (Recommended): Minor work required to prevent a deterioration of the service provided by the asset. | 20 | 2024-01-25 | 0.24914 | 79.7509 | x | 4 | 4. Significant | 10859 | Predictive Maintenance | 91.25
1004140 | Point of Use Water Dispenser | B (Average): Asset is sound, operationally safe and exhibits only minor deterioration. | Category 3 (Recommended): Minor work required to prevent a deterioration of the service provided by the asset. | 15 | 2012-04-01 | 12.0657 | 63.9124 | x | 4 | 2. Minor | 10859 | Predictive Maintenance | 182.5
1004141 | Room Air Conditioners | B (Average): Asset is sound, operationally safe and exhibits only minor deterioration. | Category 3 (Recommended): Minor work required to prevent a deterioration of the service provided by the asset. | 15 | 2019-06-22 | 4.8433 | 73.5423 | x | 4 | 3. Moderate | 10860 | Predictive Maintenance | 91.25
1004143 | Room Air Conditioners | B (Average): Asset is sound, operationally safe and exhibits only minor deterioration. | Category 3 (Recommended): Minor work required to prevent a deterioration of the service provided by the asset. | 15 | 2023-10-22 | 0.50924 | 85.321 | x | 1 | 3. Moderate | 10862 | Predictive Maintenance | 91.25
1004145 | Room Air Conditioners | B (Average): Asset is sound, operationally safe and exhibits only minor deterioration. | Category 3 (Recommended): Minor work required to prevent a deterioration of the service provided by the asset. | 15 | 2012-10-30 | 11.4853 | 70.6863 | x | 1 | 3. Moderate | 10864 | Predictive Maintenance | 91.25
1004147 | Meter Reading - Gas | B (Average): Asset is sound, operationally safe and exhibits only minor deterioration. | Category 3 (Recommended): Minor work required to prevent a deterioration of the service provided by the asset. | 20 | 2021-05-02 | 2.9815 | 77.0185 | x | 4 | 2. Minor | 10491 | Predictive Maintenance | 182.5
1004148 | Outstations | B (Average): Asset is sound, operationally safe and exhibits only minor deterioration. | Category 3 (Recommended): Minor work required to prevent a deterioration of the service provided by the asset. | 10 | 2023-05-19 | 0.93634 | 80.1273 | x | 3 | 4. Significant | 10483 | Predictive Maintenance | 91.25
1004149 | Point of Use Water Dispenser | B (Average): Asset is sound, operationally safe and exhibits only minor deterioration. | Category 3 (Recommended): Minor work required to prevent a deterioration of the service provided by the asset. | 15 | 2020-06-18 | 3.8522 | 76.8638 | x | 3 | 2. Minor | 10865 | Predictive Maintenance | 182.5
1004150 | Ventilating Fans - General | B (Average): Asset is sound, operationally safe and exhibits only minor deterioration. | Category 3 (Recommended): Minor work required to prevent a deterioration of the service provided by the asset. | 20 | 2005-03-08 | 19.1321 | 62.8679 | x | 3 | 2. Minor | 10866 | Predictive Maintenance | 182.5
1004151 | Ventilating Fans - General | B (Average): Asset is sound, operationally safe and exhibits only minor deterioration. | Category 3 (Recommended): Minor work required to prevent a deterioration of the service provided by the asset. | 20 | 2010-09-18 | 13.6016 | 68.3984 | x | 3 | 2. Minor | 10866 | Predictive Maintenance | 182.5
1004152 | Outstations | B (Average): Asset is sound, operationally safe and exhibits only minor deterioration. | Category 3 (Recommended): Minor work required to prevent a deterioration of the service provided by the asset. | 10 | 2017-03-28 | 7.0773 | 67.8453 | x | 3 | 4. Significant | 10483 | Predictive Maintenance | 91.25
1004154 | Outstations | B (Average): Asset is sound, operationally safe and exhibits only minor deterioration. | Category 3 (Recommended): Minor work required to prevent a deterioration of the service provided by the asset. | 10 | 2019-08-08 | 4.7146 | 70.5708 | x | 4 | 4. Significant | 10857 | Predictive Maintenance | 91.25
1004155 | Room Air Conditioners | B (Average): Asset is sound, operationally safe and exhibits only minor deterioration. | Category 3 (Recommended): Minor work required to prevent a deterioration of the service provided by the asset. | 15 | 2020-07-05 | 3.8056 | 74.9258 | x | 4 | 3. Moderate | 10868 | Predictive Maintenance | 91.25
1004156 | Room Air Conditioners | B (Average): Asset is sound, operationally safe and exhibits only minor deterioration. | Category 3 (Recommended): Minor work required to prevent a deterioration of the service provided by the asset. | 15 | 2019-11-30 | 4.4025 | 74.13 | x | 4 | 3. Moderate | 10868 | Predictive Maintenance | 91.25
1004157 | Point of Use Water Dispenser | B (Average): Asset is sound, operationally safe and exhibits only minor deterioration. | Category 3 (Recommended): Minor work required to prevent a deterioration of the service provided by the asset. | 15 | 2016-02-04 | 8.2218 | 69.0376 | x | 4 | 2. Minor | 10868 | Predictive Maintenance | 182.5
1004158 | Room Air Conditioners | B (Average): Asset is sound, operationally safe and exhibits only minor deterioration. | Category 3 (Recommended): Minor work required to prevent a deterioration of the service provided by the asset. | 15 | 2017-06-15 | 6.8611 | 70.8519 | x | 4 | 3. Moderate | 10869 | Predictive Maintenance | 91.25
1004159 | Point of Use Water Dispenser | B (Average): Asset is sound, operationally safe and exhibits only minor deterioration. | Category 3 (Recommended): Minor work required to prevent a deterioration of the service provided by the asset. | 15 | 2021-07-13 | 2.7844 | 76.2875 | x | 4 | 2. Minor | 10870 | Predictive Maintenance | 182.5
1004160 | Point of Use Water Dispenser | B (Average): Asset is sound, operationally safe and exhibits only minor deterioration. | Category 3 (Recommended): Minor work required to prevent a deterioration of the service provided by the asset. | 15 | 2012-11-07 | 11.4634 | 64.7155 | x | 4 | 2. Minor | 10871 | Predictive Maintenance | 182.5
1004161 | Kitchen Hood Fire Suppression | B (Average): Asset is sound, operationally safe and exhibits only minor deterioration. | Category 3 (Recommended): Minor work required to prevent a deterioration of the service provided by the asset. | 20 | 2022-01-21 | 2.2587 | 77.7413 | x | 4 | 5. Severe | 10870 | Predictive Maintenance | 28
1004162 | Roller Shutter Doors | B (Average): Asset is sound, operationally safe and exhibits only minor deterioration. | Category 3 (Recommended): Minor work required to prevent a deterioration of the service provided by the asset. | 15 | 2011-12-27 | 12.3285 | 63.5619 | x | 4 | 3. Moderate | 10871 | Predictive Maintenance | 91.25
1004163 | Roller Shutter Doors | B (Average): Asset is sound, operationally safe and exhibits only minor deterioration. | Category 3 (Recommended): Minor work required to prevent a deterioration of the service provided by the asset. | 15 | 2012-03-14 | 12.115 | 63.8467 | x | 4 | 3. Moderate | 10871 | Predictive Maintenance | 91.25
1004164 | Traction Lifts | B (Average): Asset is sound, operationally safe and exhibits only minor deterioration. | Category 3 (Recommended): Minor work required to prevent a deterioration of the service provided by the asset. | 20 | 2013-06-18 | 10.8528 | 71.1472 | x | 3 | 4. Significant | 10495 | Predictive Maintenance | 91.25
1004165 | Emergency Assistance Alarm | B (Average): Asset is sound, operationally safe and exhibits only minor deterioration. | Category 3 (Recommended): Minor work required to prevent a deterioration of the service provided by the asset. | 10 | 2017-12-31 | 6.3162 | 69.3676 | x | 3 | 5. Severe | 10872 | Predictive Maintenance | 28
1004166 | Emergency Assistance Alarm | B (Average): Asset is sound, operationally safe and exhibits only minor deterioration. | Category 3 (Recommended): Minor work required to prevent a deterioration of the service provided by the asset. | 10 | 2017-09-13 | 6.6146 | 66.7707 | x | 4 | 5. Severe | 10873 | Predictive Maintenance | 28
1004167 | Atmospheric Gas Burner - Condensing Boiler | B (Average): Asset is sound, operationally safe and exhibits only minor deterioration. | Category 3 (Recommended): Minor work required to prevent a deterioration of the service provided by the asset. | 20 | 2015-09-14 | 8.6133 | 71.3867 | x | 4 | 4. Significant | 10091 | Predictive Maintenance | 91.25
1004168 | Atmospheric Gas Burner - Condensing Boiler | B (Average): Asset is sound, operationally safe and exhibits only minor deterioration. | Category 3 (Recommended): Minor work required to prevent a deterioration of the service provided by the asset. | 20 | 2004-07-23 | 19.7563 | 60.2437 | x | 4 | 4. Significant | 10091 | Predictive Maintenance | 91.25
1004169 | Atmospheric Gas Burner - Condensing Boiler | B (Average): Asset is sound, operationally safe and exhibits only minor deterioration. | Category 3 (Recommended): Minor work required to prevent a deterioration of the service provided by the asset. | 20 | 2010-12-24 | 13.3361 | 66.6639 | x | 4 | 4. Significant | 10091 | Predictive Maintenance | 91.25
1004170 | Distribution Boards | B (Average): Asset is sound, operationally safe and exhibits only minor deterioration. | Category 3 (Recommended): Minor work required to prevent a deterioration of the service provided by the asset. | 20 | 2014-06-23 | 9.8398 | 70.1602 | x | 4 | 4. Significant | 10091 | Predictive Maintenance | 91.25
1004171 | Distribution Boards | B (Average): Asset is sound, operationally safe and exhibits only minor deterioration. | Category 3 (Recommended): Minor work required to prevent a deterioration of the service provided by the asset. | 20 | 2023-10-18 | 0.52019 | 79.4798 | x | 4 | 4. Significant | 10091 | Predictive Maintenance | 91.25
1004172 | Emergency Assistance Alarm | B (Average): Asset is sound, operationally safe and exhibits only minor deterioration. | Category 3 (Recommended): Minor work required to prevent a deterioration of the service provided by the asset. | 10 | 2017-10-30 | 6.486 | 67.0281 | x | 4 | 5. Severe | 10874 | Predictive Maintenance | 28
1004173 | Emergency Assistance Alarm | B (Average): Asset is sound, operationally safe and exhibits only minor deterioration. | Category 3 (Recommended): Minor work required to prevent a deterioration of the service provided by the asset. | 10 | 2022-01-18 | 2.2669 | 75.4661 | x | 4 | 5. Severe | 10875 | Predictive Maintenance | 28
1004175 | Water Leak Detection Systems | B (Average): Asset is sound, operationally safe and exhibits only minor deterioration. | Category 3 (Recommended): Minor work required to prevent a deterioration of the service provided by the asset. | 15 | 2018-07-17 | 5.7741 | 72.3012 | x | 4 | 4. Significant | 10091 | Predictive Maintenance | 91.25
1004176 | Outstations | B (Average): Asset is sound, operationally safe and exhibits only minor deterioration. | Category 3 (Recommended): Minor work required to prevent a deterioration of the service provided by the asset. | 10 | 2017-01-21 | 7.258 | 65.4839 | x | 4 | 4. Significant | 10091 | Predictive Maintenance | 91.25
1004177 | Gas Detection/Flammable | B (Average): Asset is sound, operationally safe and exhibits only minor deterioration. | Category 3 (Recommended): Minor work required to prevent a deterioration of the service provided by the asset. | 15 | 2018-07-05 | 5.807 | 72.2574 | x | 4 | 5. Severe | 10091 | Predictive Maintenance | 28
1004178 | Outstations | B (Average): Asset is sound, operationally safe and exhibits only minor deterioration. | Category 3 (Recommended): Minor work required to prevent a deterioration of the service provided by the asset. | 10 | 2018-04-30 | 5.9877 | 70.0246 | x | 3 | 4. Significant | 10876 | Predictive Maintenance | 91.25
1004180 | Meter Reading - Electric | B (Average): Asset is sound, operationally safe and exhibits only minor deterioration. | Category 3 (Recommended): Minor work required to prevent a deterioration of the service provided by the asset. | 20 | 2007-06-06 | 16.8871 | 63.1129 | x | 4 | 2. Minor | 10857 | Predictive Maintenance | 182.5
1004181 | Meter Reading - Electric | B (Average): Asset is sound, operationally safe and exhibits only minor deterioration. | Category 3 (Recommended): Minor work required to prevent a deterioration of the service provided by the asset. | 20 | 2021-08-16 | 2.6913 | 77.3087 | x | 4 | 2. Minor | 10857 | Predictive Maintenance | 182.5
1004182 | Meter Reading - Electric | B (Average): Asset is sound, operationally safe and exhibits only minor deterioration. | Category 3 (Recommended): Minor work required to prevent a deterioration of the service provided by the asset. | 20 | 2015-11-17 | 8.4381 | 71.5619 | x | 4 | 2. Minor | 10857 | Predictive Maintenance | 182.5
1004183 | Meter Reading - Electric | B (Average): Asset is sound, operationally safe and exhibits only minor deterioration. | Category 3 (Recommended): Minor work required to prevent a deterioration of the service provided by the asset. | 20 | 2013-01-31 | 11.2307 | 68.7693 | x | 4 | 2. Minor | 10857 | Predictive Maintenance | 182.5
1004184 | Meter Reading - Electric | B (Average): Asset is sound, operationally safe and exhibits only minor deterioration. | Category 3 (Recommended): Minor work required to prevent a deterioration of the service provided by the asset. | 20 | 2020-05-02 | 3.9808 | 76.0192 | x | 4 | 2. Minor | 10857 | Predictive Maintenance | 182.5
1004185 | Meter Reading - Electric | B (Average): Asset is sound, operationally safe and exhibits only minor deterioration. | Category 3 (Recommended): Minor work required to prevent a deterioration of the service provided by the asset. | 20 | 2015-07-29 | 8.742 | 71.258 | x | 4 | 2. Minor | 10857 | Predictive Maintenance | 182.5
1004186 | Meter Reading - Electric | B (Average): Asset is sound, operationally safe and exhibits only minor deterioration. | Category 3 (Recommended): Minor work required to prevent a deterioration of the service provided by the asset. | 20 | 2012-12-30 | 11.3183 | 68.6817 | x | 4 | 2. Minor | 10857 | Predictive Maintenance | 182.5
1004187 | Roller Shutter Doors | B (Average): Asset is sound, operationally safe and exhibits only minor deterioration. | Category 3 (Recommended): Minor work required to prevent a deterioration of the service provided by the asset. | 15 | 2010-12-16 | 13.358 | 62.1894 | x | 4 | 3. Moderate | 10870 | Predictive Maintenance | 91.25
1004188 | Roller Shutter Doors | B (Average): Asset is sound, operationally safe and exhibits only minor deterioration. | Category 3 (Recommended): Minor work required to prevent a deterioration of the service provided by the asset. | 15 | 2014-08-08 | 9.7139 | 67.0481 | x | 4 | 3. Moderate | 10870 | Predictive Maintenance | 91.25
1004189 | Distribution Boards | B (Average): Asset is sound, operationally safe and exhibits only minor deterioration. | Category 3 (Recommended): Minor work required to prevent a deterioration of the service provided by the asset. | 20 | 2015-03-14 | 9.117 | 70.883 | x | 4 | 4. Significant | 10878 | Predictive Maintenance | 91.25
1004190 | Distribution Boards | B (Average): Asset is sound, operationally safe and exhibits only minor deterioration. | Category 3 (Recommended): Minor work required to prevent a deterioration of the service provided by the asset. | 20 | 2008-10-29 | 15.488 | 64.512 | x | 4 | 4. Significant | 10878 | Predictive Maintenance | 91.25
1004191 | Distribution Boards | B (Average): Asset is sound, operationally safe and exhibits only minor deterioration. | Category 3 (Recommended): Minor work required to prevent a deterioration of the service provided by the asset. | 20 | 2006-05-22 | 17.9274 | 62.0726 | x | 4 | 4. Significant | 10878 | Predictive Maintenance | 91.25
1004192 | Distribution Boards | B (Average): Asset is sound, operationally safe and exhibits only minor deterioration. | Category 3 (Recommended): Minor work required to prevent a deterioration of the service provided by the asset. | 20 | 2013-06-28 | 10.8255 | 69.1745 | x | 4 | 4. Significant | 10878 | Predictive Maintenance | 91.25
1004193 | Distribution Boards | B (Average): Asset is sound, operationally safe and exhibits only minor deterioration. | Category 3 (Recommended): Minor work required to prevent a deterioration of the service provided by the asset. | 20 | 2013-01-15 | 11.2745 | 68.7255 | x | 4 | 4. Significant | 10878 | Predictive Maintenance | 91.25
1004194 | Distribution Boards | B (Average): Asset is sound, operationally safe and exhibits only minor deterioration. | Category 3 (Recommended): Minor work required to prevent a deterioration of the service provided by the asset. | 20 | 2006-05-11 | 17.9576 | 62.0424 | x | 4 | 4. Significant | 10879 | Predictive Maintenance | 91.25
1004195 | Distribution Boards | B (Average): Asset is sound, operationally safe and exhibits only minor deterioration. | Category 3 (Recommended): Minor work required to prevent a deterioration of the service provided by the asset. | 20 | 2010-07-01 | 13.8179 | 66.1821 | x | 4 | 4. Significant | 10879 | Predictive Maintenance | 91.25
1004196 | Distribution Boards | B (Average): Asset is sound, operationally safe and exhibits only minor deterioration. | Category 3 (Recommended): Minor work required to prevent a deterioration of the service provided by the asset. | 20 | 2010-06-02 | 13.8973 | 66.1027 | x | 4 | 4. Significant | 10870 | Predictive Maintenance | 91.25
1004197 | Meter Reading - Electric | B (Average): Asset is sound, operationally safe and exhibits only minor deterioration. | Category 3 (Recommended): Minor work required to prevent a deterioration of the service provided by the asset. | 20 | 2007-06-20 | 16.8487 | 63.1513 | x | 4 | 2. Minor | 10879 | Predictive Maintenance | 182.5
1004198 | Meter Reading - Electric | B (Average): Asset is sound, operationally safe and exhibits only minor deterioration. | Category 3 (Recommended): Minor work required to prevent a deterioration of the service provided by the asset. | 20 | 2019-04-28 | 4.9938 | 75.0062 | x | 4 | 2. Minor | 10879 | Predictive Maintenance | 182.5
1004199 | Meter Reading - Electric | B (Average): Asset is sound, operationally safe and exhibits only minor deterioration. | Category 3 (Recommended): Minor work required to prevent a deterioration of the service provided by the asset. | 20 | 2016-07-19 | 7.7673 | 72.2327 | x | 4 | 2. Minor | 10879 | Predictive Maintenance | 182.5
1004200 | Distribution Boards | B (Average): Asset is sound, operationally safe and exhibits only minor deterioration. | Category 3 (Recommended): Minor work required to prevent a deterioration of the service provided by the asset. | 20 | 2008-05-31 | 15.9014 | 70.0986 | x | 1 | 4. Significant | 10880 | Predictive Maintenance | 91.25
1004201 | Distribution Boards | B (Average): Asset is sound, operationally safe and exhibits only minor deterioration. | Category 3 (Recommended): Minor work required to prevent a deterioration of the service provided by the asset. | 20 | 2009-03-01 | 15.1513 | 70.8487 | x | 1 | 4. Significant | 10880 | Predictive Maintenance | 91.25
1004202 | Distribution Boards | B (Average): Asset is sound, operationally safe and exhibits only minor deterioration. | Category 3 (Recommended): Minor work required to prevent a deterioration of the service provided by the asset. | 20 | 2017-05-14 | 6.9487 | 79.0513 | x | 1 | 4. Significant | 10880 | Predictive Maintenance | 91.25
1004203 | Distribution Boards | B (Average): Asset is sound, operationally safe and exhibits only minor deterioration. | Category 3 (Recommended): Minor work required to prevent a deterioration of the service provided by the asset. | 20 | 2008-03-22 | 16.0931 | 69.9069 | x | 1 | 4. Significant | 10881 | Predictive Maintenance | 91.25
1004205 | Cold Water Storage Tanks and Cisterns | B (Average): Asset is sound, operationally safe and exhibits only minor deterioration. | Category 3 (Recommended): Minor work required to prevent a deterioration of the service provided by the asset. | 20 | 2009-10-23 | 14.5051 | 69.4949 | x | 2 | 4. Significant | 10132 | Predictive Maintenance | 91.25
1004222 | Meter Reading - Electric | B (Average): Asset is sound, operationally safe and exhibits only minor deterioration. | Category 3 (Recommended): Minor work required to prevent a deterioration of the service provided by the asset. | 20 | 2009-11-06 | 14.4668 | 69.5332 | x | 2 | 2. Minor | 10882 | Predictive Maintenance | 182.5
1004223 | Meter Reading - Electric | B (Average): Asset is sound, operationally safe and exhibits only minor deterioration. | Category 3 (Recommended): Minor work required to prevent a deterioration of the service provided by the asset. | 20 | 2005-07-02 | 18.8145 | 65.1855 | x | 2 | 2. Minor | 10882 | Predictive Maintenance | 182.5
1004224 | Meter Reading - Electric | B (Average): Asset is sound, operationally safe and exhibits only minor deterioration. | Category 3 (Recommended): Minor work required to prevent a deterioration of the service provided by the asset. | 20 | 2023-03-20 | 1.1006 | 82.8994 | x | 2 | 2. Minor | 10882 | Predictive Maintenance | 182.5
1004225 | Meter Reading - Electric | B (Average): Asset is sound, operationally safe and exhibits only minor deterioration. | Category 3 (Recommended): Minor work required to prevent a deterioration of the service provided by the asset. | 20 | 2016-08-14 | 7.6961 | 76.3039 | x | 2 | 2. Minor | 10882 | Predictive Maintenance | 182.5
1004226 | Distribution Boards | B (Average): Asset is sound, operationally safe and exhibits only minor deterioration. | Category 3 (Recommended): Minor work required to prevent a deterioration of the service provided by the asset. | 20 | 2007-08-05 | 16.7228 | 67.2772 | x | 2 | 4. Significant | 10882 | Predictive Maintenance | 91.25
1004227 | Distribution Boards | B (Average): Asset is sound, operationally safe and exhibits only minor deterioration. | Category 3 (Recommended): Minor work required to prevent a deterioration of the service provided by the asset. | 20 | 2009-12-20 | 14.3463 | 69.6537 | x | 2 | 4. Significant | 10882 | Predictive Maintenance | 91.25
1004228 | Expansion Vessels | B (Average): Asset is sound, operationally safe and exhibits only minor deterioration. | Category 3 (Recommended): Minor work required to prevent a deterioration of the service provided by the asset. | 15 | 2015-07-15 | 8.7803 | 72.293 | x | 2 | 4. Significant | 10883 | Predictive Maintenance | 91.25
1004229 | Meter Reading - Gas | B (Average): Asset is sound, operationally safe and exhibits only minor deterioration. | Category 3 (Recommended): Minor work required to prevent a deterioration of the service provided by the asset. | 20 | 2012-05-08 | 11.9644 | 72.0356 | x | 2 | 2. Minor | 10132 | Predictive Maintenance | 182.5
1004231 | Distribution Boards | B (Average): Asset is sound, operationally safe and exhibits only minor deterioration. | Category 3 (Recommended): Minor work required to prevent a deterioration of the service provided by the asset. | 20 | 2007-02-09 | 17.2074 | 64.7926 | x | 3 | 4. Significant | 10885 | Predictive Maintenance | 91.25
1004232 | Distribution Boards | B (Average): Asset is sound, operationally safe and exhibits only minor deterioration. | Category 3 (Recommended): Minor work required to prevent a deterioration of the service provided by the asset. | 20 | 2018-05-16 | 5.9439 | 76.0561 | x | 3 | 4. Significant | 10886 | Predictive Maintenance | 91.25
1004233 | Distribution Boards | B (Average): Asset is sound, operationally safe and exhibits only minor deterioration. | Category 3 (Recommended): Minor work required to prevent a deterioration of the service provided by the asset. | 20 | 2020-06-05 | 3.8877 | 78.1123 | x | 3 | 4. Significant | 10886 | Predictive Maintenance | 91.25
1004234 | Distribution Boards | B (Average): Asset is sound, operationally safe and exhibits only minor deterioration. | Category 3 (Recommended): Minor work required to prevent a deterioration of the service provided by the asset. | 20 | 2005-04-17 | 19.0226 | 62.9774 | x | 3 | 4. Significant | 10886 | Predictive Maintenance | 91.25
1004235 | Distribution Boards | B (Average): Asset is sound, operationally safe and exhibits only minor deterioration. | Category 3 (Recommended): Minor work required to prevent a deterioration of the service provided by the asset. | 20 | 2005-04-04 | 19.0582 | 62.9418 | x | 3 | 4. Significant | 10886 | Predictive Maintenance | 91.25
1004236 | Distribution Boards | B (Average): Asset is sound, operationally safe and exhibits only minor deterioration. | Category 3 (Recommended): Minor work required to prevent a deterioration of the service provided by the asset. | 20 | 2019-07-24 | 4.7556 | 77.2444 | x | 3 | 4. Significant | 10886 | Predictive Maintenance | 91.25
1004238 | Atmospheric Gas Burner - Condensing Boiler | B (Average): Asset is sound, operationally safe and exhibits only minor deterioration. | Category 3 (Recommended): Minor work required to prevent a deterioration of the service provided by the asset. | 20 | 2004-10-08 | 19.5455 | 60.4545 | x | 4 | 4. Significant | 10091 | Predictive Maintenance | 91.25
1004239 | Outstations | B (Average): Asset is sound, operationally safe and exhibits only minor deterioration. | Category 3 (Recommended): Minor work required to prevent a deterioration of the service provided by the asset. | 10 | 2017-07-18 | 6.7707 | 66.4586 | x | 4 | 4. Significant | 10091 | Predictive Maintenance | 91.25
1004240 | Outstations | B (Average): Asset is sound, operationally safe and exhibits only minor deterioration. | Category 3 (Recommended): Minor work required to prevent a deterioration of the service provided by the asset. | 10 | 2022-11-24 | 1.4182 | 77.1636 | x | 4 | 4. Significant | 10888 | Predictive Maintenance | 91.25
1004241 | Cold Water Storage Tanks and Cisterns | B (Average): Asset is sound, operationally safe and exhibits only minor deterioration. | Category 3 (Recommended): Minor work required to prevent a deterioration of the service provided by the asset. | 15 | 2016-11-01 | 7.4798 | 68.0269 | x | 5 | 4. Significant | 10386 | Predictive Maintenance | 91.25
1004242 | Distribution Boards | B (Average): Asset is sound, operationally safe and exhibits only minor deterioration. | Category 3 (Recommended): Minor work required to prevent a deterioration of the service provided by the asset. | 20 | 2013-07-11 | 10.7899 | 67.2101 | x | 5 | 4. Significant | 10889 | Predictive Maintenance | 91.25
1004243 | Distribution Boards | B (Average): Asset is sound, operationally safe and exhibits only minor deterioration. | Category 3 (Recommended): Minor work required to prevent a deterioration of the service provided by the asset. | 20 | 2009-03-09 | 15.1294 | 62.8706 | x | 5 | 4. Significant | 10889 | Predictive Maintenance | 91.25
1004247 | Lighting (Dimming & Controls) | B (Average): Asset is sound, operationally safe and exhibits only minor deterioration. | Category 3 (Recommended): Minor work required to prevent a deterioration of the service provided by the asset. | 25 | 2008-11-14 | 15.4442 | 67.6446 | x | 4 | 4. Significant | 10890 | Predictive Maintenance | 91.25
1004249 | Meter Reading - Gas | B (Average): Asset is sound, operationally safe and exhibits only minor deterioration. | Category 3 (Recommended): Minor work required to prevent a deterioration of the service provided by the asset. | 20 | 2009-01-14 | 15.2772 | 64.7228 | x | 4 | 2. Minor | 10091 | Predictive Maintenance | 182.5
1004251 | Distribution Boards | B (Average): Asset is sound, operationally safe and exhibits only minor deterioration. | Category 3 (Recommended): Minor work required to prevent a deterioration of the service provided by the asset. | 20 | 2005-03-17 | 19.1075 | 64.8925 | x | 2 | 4. Significant | 10891 | Predictive Maintenance | 91.25
1004252 | Point of Use Water Dispenser | A (Good): Asset is as new and can be expected to perform adequately to its full normal life if maintained appropriately. | Category 4 (Normal): No work required beyond normal maintenance. | 15 | 2011-07-29 | 12.742 | 81.0107 | x | 2 | 2. Minor | 10892 | Predictive Maintenance | 365
1004253 | Outstations | B (Average): Asset is sound, operationally safe and exhibits only minor deterioration. | Category 3 (Recommended): Minor work required to prevent a deterioration of the service provided by the asset. | 10 | 2018-01-27 | 6.2423 | 65.5154 | x | 5 | 4. Significant | 10386 | Predictive Maintenance | 91.25
1004254 | Distribution Boards | B (Average): Asset is sound, operationally safe and exhibits only minor deterioration. | Category 3 (Recommended): Minor work required to prevent a deterioration of the service provided by the asset. | 20 | 2023-03-31 | 1.0705 | 82.9295 | x | 2 | 4. Significant | 10893 | Predictive Maintenance | 91.25
1004255 | Distribution Boards | B (Average): Asset is sound, operationally safe and exhibits only minor deterioration. | Category 3 (Recommended): Minor work required to prevent a deterioration of the service provided by the asset. | 20 | 2019-03-03 | 5.1472 | 78.8528 | x | 2 | 4. Significant | 10893 | Predictive Maintenance | 91.25
1004256 | Distribution Boards | B (Average): Asset is sound, operationally safe and exhibits only minor deterioration. | Category 3 (Recommended): Minor work required to prevent a deterioration of the service provided by the asset. | 20 | 2017-01-03 | 7.3073 | 76.6927 | x | 2 | 4. Significant | 10893 | Predictive Maintenance | 91.25
1004257 | Point of Use Water Dispenser | A (Good): Asset is as new and can be expected to perform adequately to its full normal life if maintained appropriately. | Category 4 (Normal): No work required beyond normal maintenance. | 15 | 2013-08-29 | 10.6557 | 81.7924 | x | 3 | 2. Minor | 10894 | Predictive Maintenance | 365
1004260 | Point of Use Water Dispenser | A (Good): Asset is as new and can be expected to perform adequately to its full normal life if maintained appropriately. | Category 4 (Normal): No work required beyond normal maintenance. | 15 | 2013-07-18 | 10.7707 | 81.6391 | x | 3 | 2. Minor | 10896 | Predictive Maintenance | 365
1004261 | Point of Use Water Dispenser | A (Good): Asset is as new and can be expected to perform adequately to its full normal life if maintained appropriately. | Category 4 (Normal): No work required beyond normal maintenance. | 15 | 2019-11-07 | 4.4654 | 94.0461 | x | 1 | 2. Minor | 10897 | Predictive Maintenance | 365
1004262 | Ventilating Fans - General | B (Average): Asset is sound, operationally safe and exhibits only minor deterioration. | Category 3 (Recommended): Minor work required to prevent a deterioration of the service provided by the asset. | 20 | 2007-08-21 | 16.679 | 67.321 | x | 2 | 2. Minor | 10385 | Predictive Maintenance | 182.5
1004263 | Distribution Boards | B (Average): Asset is sound, operationally safe and exhibits only minor deterioration. | Category 3 (Recommended): Minor work required to prevent a deterioration of the service provided by the asset. | 20 | 2011-05-09 | 12.9637 | 73.0363 | x | 1 | 4. Significant | 10602 | Predictive Maintenance | 91.25
1004264 | Distribution Boards | B (Average): Asset is sound, operationally safe and exhibits only minor deterioration. | Category 3 (Recommended): Minor work required to prevent a deterioration of the service provided by the asset. | 20 | 2011-09-29 | 12.5722 | 73.4278 | x | 1 | 4. Significant | 10602 | Predictive Maintenance | 91.25
1004265 | Distribution Boards | B (Average): Asset is sound, operationally safe and exhibits only minor deterioration. | Category 3 (Recommended): Minor work required to prevent a deterioration of the service provided by the asset. | 20 | 2009-10-06 | 14.5517 | 71.4483 | x | 1 | 4. Significant | 10602 | Predictive Maintenance | 91.25
1004266 | Distribution Boards | B (Average): Asset is sound, operationally safe and exhibits only minor deterioration. | Category 3 (Recommended): Minor work required to prevent a deterioration of the service provided by the asset. | 20 | 2020-11-26 | 3.4114 | 82.5886 | x | 1 | 4. Significant | 10602 | Predictive Maintenance | 91.25
1004267 | Distribution Boards | B (Average): Asset is sound, operationally safe and exhibits only minor deterioration. | Category 3 (Recommended): Minor work required to prevent a deterioration of the service provided by the asset. | 20 | 2012-11-06 | 11.4661 | 74.5339 | x | 1 | 4. Significant | 10602 | Predictive Maintenance | 91.25
1004268 | Distribution Boards | B (Average): Asset is sound, operationally safe and exhibits only minor deterioration. | Category 3 (Recommended): Minor work required to prevent a deterioration of the service provided by the asset. | 20 | 2017-08-28 | 6.6585 | 79.3415 | x | 1 | 4. Significant | 10602 | Predictive Maintenance | 91.25
1004270 | Room Air Conditioners | B (Average): Asset is sound, operationally safe and exhibits only minor deterioration. | Category 3 (Recommended): Minor work required to prevent a deterioration of the service provided by the asset. | 15 | 2018-12-28 | 5.3251 | 70.8998 | x | 5 | 3. Moderate | 10899 | Predictive Maintenance | 91.25
1004271 | Expansion Vessels | B (Average): Asset is sound, operationally safe and exhibits only minor deterioration. | Category 3 (Recommended): Minor work required to prevent a deterioration of the service provided by the asset. | 15 | 2015-03-12 | 9.1225 | 67.8366 | x | 4 | 4. Significant | 10400 | Predictive Maintenance | 91.25
1004272 | Distribution Boards | B (Average): Asset is sound, operationally safe and exhibits only minor deterioration. | Category 3 (Recommended): Minor work required to prevent a deterioration of the service provided by the asset. | 20 | 2016-11-06 | 7.4661 | 72.5339 | x | 4 | 4. Significant | 10400 | Predictive Maintenance | 91.25
1004273 | Distribution Boards | B (Average): Asset is sound, operationally safe and exhibits only minor deterioration. | Category 3 (Recommended): Minor work required to prevent a deterioration of the service provided by the asset. | 20 | 2021-08-31 | 2.6502 | 77.3498 | x | 4 | 4. Significant | 10400 | Predictive Maintenance | 91.25
1004274 | Distribution Boards | B (Average): Asset is sound, operationally safe and exhibits only minor deterioration. | Category 3 (Recommended): Minor work required to prevent a deterioration of the service provided by the asset. | 20 | 2006-11-14 | 17.4456 | 62.5544 | x | 4 | 4. Significant | 10400 | Predictive Maintenance | 91.25
1004275 | Distribution Boards | B (Average): Asset is sound, operationally safe and exhibits only minor deterioration. | Category 3 (Recommended): Minor work required to prevent a deterioration of the service provided by the asset. | 20 | 2017-07-05 | 6.8063 | 73.1937 | x | 4 | 4. Significant | 10400 | Predictive Maintenance | 91.25
1004277 | Distribution Boards | B (Average): Asset is sound, operationally safe and exhibits only minor deterioration. | Category 3 (Recommended): Minor work required to prevent a deterioration of the service provided by the asset. | 20 | 2005-07-15 | 18.7789 | 61.2211 | x | 4 | 4. Significant | 10400 | Predictive Maintenance | 91.25
1004279 | Expansion Vessels | B (Average): Asset is sound, operationally safe and exhibits only minor deterioration. | Category 3 (Recommended): Minor work required to prevent a deterioration of the service provided by the asset. | 15 | 2023-01-19 | 1.2649 | 76.3135 | x | 5 | 4. Significant | 10401 | Predictive Maintenance | 91.25
1004280 | Water Boiler (Pressurised) - Electric | B (Average): Asset is sound, operationally safe and exhibits only minor deterioration. | Category 3 (Recommended): Minor work required to prevent a deterioration of the service provided by the asset. | 10 | 2019-09-30 | 4.5695 | 72.8611 | x | 3 | 3. Moderate | 10486 | Predictive Maintenance | 91.25
1004281 | Expansion Vessels | B (Average): Asset is sound, operationally safe and exhibits only minor deterioration. | Category 3 (Recommended): Minor work required to prevent a deterioration of the service provided by the asset. | 15 | 2021-04-23 | 3.0062 | 77.9918 | x | 3 | 4. Significant | 10486 | Predictive Maintenance | 91.25
1004282 | Expansion Vessels | B (Average): Asset is sound, operationally safe and exhibits only minor deterioration. | Category 3 (Recommended): Minor work required to prevent a deterioration of the service provided by the asset. | 15 | 2017-05-18 | 6.9377 | 72.7497 | x | 3 | 4. Significant | 10486 | Predictive Maintenance | 91.25
1004283 | Outstations | B (Average): Asset is sound, operationally safe and exhibits only minor deterioration. | Category 3 (Recommended): Minor work required to prevent a deterioration of the service provided by the asset. | 10 | 2015-08-23 | 8.6735 | 66.653 | x | 2 | 4. Significant | 10900 | Predictive Maintenance | 91.25
1004284 | Meter Reading - Gas | B (Average): Asset is sound, operationally safe and exhibits only minor deterioration. | Category 3 (Recommended): Minor work required to prevent a deterioration of the service provided by the asset. | 20 | 2013-06-01 | 10.8994 | 71.1006 | x | 3 | 2. Minor | 10486 | Predictive Maintenance | 182.5
1004285 | Room Air Conditioners | B (Average): Asset is sound, operationally safe and exhibits only minor deterioration. | Category 3 (Recommended): Minor work required to prevent a deterioration of the service provided by the asset. | 15 | 2011-09-05 | 12.6379 | 63.1494 | x | 4 | 3. Moderate | 10488 | Predictive Maintenance | 91.25
1004286 | Outstations | B (Average): Asset is sound, operationally safe and exhibits only minor deterioration. | Category 3 (Recommended): Minor work required to prevent a deterioration of the service provided by the asset. | 10 | 2018-01-08 | 6.2943 | 71.4114 | x | 2 | 4. Significant | 10901 | Predictive Maintenance | 91.25
1004287 | Outstations | B (Average): Asset is sound, operationally safe and exhibits only minor deterioration. | Category 3 (Recommended): Minor work required to prevent a deterioration of the service provided by the asset. | 10 | 2023-08-29 | 0.65708 | 82.6858 | x | 2 | 4. Significant | 10901 | Predictive Maintenance | 91.25
1004288 | Water Leak Detection Systems | B (Average): Asset is sound, operationally safe and exhibits only minor deterioration. | Category 3 (Recommended): Minor work required to prevent a deterioration of the service provided by the asset. | 15 | 2013-02-18 | 11.1814 | 65.0915 | x | 4 | 4. Significant | 10492 | Predictive Maintenance | 91.25
1004289 | Fire Alarms - Associated Equipment | B (Average): Asset is sound, operationally safe and exhibits only minor deterioration. | Category 3 (Recommended): Minor work required to prevent a deterioration of the service provided by the asset. | 10 | 2020-10-29 | 3.488 | 73.024 | x | 4 | 5. Severe | 10492 | Predictive Maintenance | 28
1004290 | Fire Alarms - Associated Equipment | B (Average): Asset is sound, operationally safe and exhibits only minor deterioration. | Category 3 (Recommended): Minor work required to prevent a deterioration of the service provided by the asset. | 10 | 2020-01-09 | 4.293 | 71.4141 | x | 4 | 5. Severe | 10492 | Predictive Maintenance | 28
1004291 | Extract Fans - Including Fire/Smoke Extract Units | B (Average): Asset is sound, operationally safe and exhibits only minor deterioration. | Category 3 (Recommended): Minor work required to prevent a deterioration of the service provided by the asset. | 20 | 2019-01-23 | 5.2539 | 74.7461 | x | 4 | 5. Severe | 10902 | Predictive Maintenance | 28
1004292 | Point of Use Water Dispenser | A (Good): Asset is as new and can be expected to perform adequately to its full normal life if maintained appropriately. | Category 4 (Normal): No work required beyond normal maintenance. | 15 | 2010-08-13 | 13.7002 | 75.7331 | x | 4 | 2. Minor | 10903 | Predictive Maintenance | 365
1004293 | Point of Use Water Dispenser | B (Average): Asset is sound, operationally safe and exhibits only minor deterioration. | Category 3 (Recommended): Minor work required to prevent a deterioration of the service provided by the asset. | 15 | 2021-04-17 | 3.0226 | 75.9699 | x | 4 | 2. Minor | 10904 | Predictive Maintenance | 182.5
1004294 | Room Air Conditioners | B (Average): Asset is sound, operationally safe and exhibits only minor deterioration. | Category 3 (Recommended): Minor work required to prevent a deterioration of the service provided by the asset. | 15 | 2016-10-20 | 7.5127 | 69.9831 | x | 4 | 3. Moderate | 10905 | Predictive Maintenance | 91.25
1004295 | Distribution Boards | B (Average): Asset is sound, operationally safe and exhibits only minor deterioration. | Category 3 (Recommended): Minor work required to prevent a deterioration of the service provided by the asset. | 20 | 2004-01-24 | 20.2519 | 59.7481 | x | 4 | 4. Significant | 10906 | Predictive Maintenance | 91.25
1004296 | Distribution Boards | B (Average): Asset is sound, operationally safe and exhibits only minor deterioration. | Category 3 (Recommended): Minor work required to prevent a deterioration of the service provided by the asset. | 20 | 2010-03-23 | 14.0917 | 65.9083 | x | 4 | 4. Significant | 10906 | Predictive Maintenance | 91.25
1004297 | Distribution Boards | B (Average): Asset is sound, operationally safe and exhibits only minor deterioration. | Category 3 (Recommended): Minor work required to prevent a deterioration of the service provided by the asset. | 20 | 2015-09-16 | 8.6078 | 71.3922 | x | 4 | 4. Significant | 10907 | Predictive Maintenance | 91.25
1004298 | Distribution Boards | B (Average): Asset is sound, operationally safe and exhibits only minor deterioration. | Category 3 (Recommended): Minor work required to prevent a deterioration of the service provided by the asset. | 20 | 2021-10-06 | 2.5517 | 77.4483 | x | 4 | 4. Significant | 10908 | Predictive Maintenance | 91.25
1004299 | Distribution Boards | B (Average): Asset is sound, operationally safe and exhibits only minor deterioration. | Category 3 (Recommended): Minor work required to prevent a deterioration of the service provided by the asset. | 20 | 2013-05-21 | 10.9295 | 69.0705 | x | 4 | 4. Significant | 10908 | Predictive Maintenance | 91.25
1004300 | Distribution Boards | B (Average): Asset is sound, operationally safe and exhibits only minor deterioration. | Category 3 (Recommended): Minor work required to prevent a deterioration of the service provided by the asset. | 20 | 2015-03-17 | 9.1088 | 70.8912 | x | 4 | 4. Significant | 10905 | Predictive Maintenance | 91.25
1004301 | Distribution Boards | B (Average): Asset is sound, operationally safe and exhibits only minor deterioration. | Category 3 (Recommended): Minor work required to prevent a deterioration of the service provided by the asset. | 20 | 2019-11-24 | 4.4189 | 75.5811 | x | 4 | 4. Significant | 10905 | Predictive Maintenance | 91.25
1004302 | Distribution Boards | B (Average): Asset is sound, operationally safe and exhibits only minor deterioration. | Category 3 (Recommended): Minor work required to prevent a deterioration of the service provided by the asset. | 20 | 2014-09-27 | 9.577 | 70.423 | x | 4 | 4. Significant | 10905 | Predictive Maintenance | 91.25
1004303 | Distribution Boards | B (Average): Asset is sound, operationally safe and exhibits only minor deterioration. | Category 3 (Recommended): Minor work required to prevent a deterioration of the service provided by the asset. | 20 | 2006-08-08 | 17.7139 | 62.2861 | x | 4 | 4. Significant | 10905 | Predictive Maintenance | 91.25
1004304 | Meter Reading - Electric | A (Good): Asset is as new and can be expected to perform adequately to its full normal life if maintained appropriately. | Category 4 (Normal): No work required beyond normal maintenance. | 20 | 2013-04-01 | 11.0664 | 82.9336 | x | 4 | 2. Minor | 10909 | Predictive Maintenance | 365
1004305 | Meter Reading - Electric | A (Good): Asset is as new and can be expected to perform adequately to its full normal life if maintained appropriately. | Category 4 (Normal): No work required beyond normal maintenance. | 20 | 2021-06-14 | 2.8638 | 91.1362 | x | 4 | 2. Minor | 10909 | Predictive Maintenance | 365
1004306 | Meter Reading - Electric | A (Good): Asset is as new and can be expected to perform adequately to its full normal life if maintained appropriately. | Category 4 (Normal): No work required beyond normal maintenance. | 20 | 2010-11-19 | 13.4319 | 80.5681 | x | 4 | 2. Minor | 10909 | Predictive Maintenance | 365
1004307 | Meter Reading - Electric | A (Good): Asset is as new and can be expected to perform adequately to its full normal life if maintained appropriately. | Category 4 (Normal): No work required beyond normal maintenance. | 20 | 2005-09-27 | 18.5763 | 75.4237 | x | 4 | 2. Minor | 10909 | Predictive Maintenance | 365
1004308 | Meter Reading - Electric | A (Good): Asset is as new and can be expected to perform adequately to its full normal life if maintained appropriately. | Category 4 (Normal): No work required beyond normal maintenance. | 20 | 2010-07-31 | 13.7358 | 80.2642 | x | 4 | 2. Minor | 10909 | Predictive Maintenance | 365
1004309 | Meter Reading - Electric | A (Good): Asset is as new and can be expected to perform adequately to its full normal life if maintained appropriately. | Category 4 (Normal): No work required beyond normal maintenance. | 20 | 2010-02-06 | 14.2149 | 79.7851 | x | 4 | 2. Minor | 10909 | Predictive Maintenance | 365
1004310 | Meter Reading - Electric | A (Good): Asset is as new and can be expected to perform adequately to its full normal life if maintained appropriately. | Category 4 (Normal): No work required beyond normal maintenance. | 20 | 2013-09-08 | 10.6283 | 83.3717 | x | 4 | 2. Minor | 10909 | Predictive Maintenance | 365
1004311 | Meter Reading - Electric | A (Good): Asset is as new and can be expected to perform adequately to its full normal life if maintained appropriately. | Category 4 (Normal): No work required beyond normal maintenance. | 20 | 2006-03-22 | 18.0945 | 75.9055 | x | 4 | 2. Minor | 10909 | Predictive Maintenance | 365
1004312 | Meter Reading - Electric | A (Good): Asset is as new and can be expected to perform adequately to its full normal life if maintained appropriately. | Category 4 (Normal): No work required beyond normal maintenance. | 20 | 2004-11-23 | 19.4196 | 74.5804 | x | 4 | 2. Minor | 10909 | Predictive Maintenance | 365
1004313 | Distribution Boards | A (Good): Asset is as new and can be expected to perform adequately to its full normal life if maintained appropriately. | Category 4 (Normal): No work required beyond normal maintenance. | 20 | 2006-04-29 | 17.9904 | 76.0096 | x | 4 | 4. Significant | 10909 | Predictive Maintenance | 162.5
1004314 | Distribution Boards | A (Good): Asset is as new and can be expected to perform adequately to its full normal life if maintained appropriately. | Category 4 (Normal): No work required beyond normal maintenance. | 20 | 2019-01-29 | 5.2375 | 88.7625 | x | 4 | 4. Significant | 10909 | Predictive Maintenance | 162.5
1004315 | Distribution Boards | A (Good): Asset is as new and can be expected to perform adequately to its full normal life if maintained appropriately. | Category 4 (Normal): No work required beyond normal maintenance. | 20 | 2023-05-31 | 0.90349 | 93.0965 | x | 4 | 4. Significant | 10909 | Predictive Maintenance | 162.5
1004316 | Distribution Boards | A (Good): Asset is as new and can be expected to perform adequately to its full normal life if maintained appropriately. | Category 4 (Normal): No work required beyond normal maintenance. | 20 | 2018-01-12 | 6.2834 | 87.7166 | x | 4 | 4. Significant | 10909 | Predictive Maintenance | 162.5
1004317 | Distribution Boards | A (Good): Asset is as new and can be expected to perform adequately to its full normal life if maintained appropriately. | Category 4 (Normal): No work required beyond normal maintenance. | 20 | 2022-11-27 | 1.41 | 92.59 | x | 4 | 4. Significant | 10909 | Predictive Maintenance | 162.5
1004318 | Distribution Boards | A (Good): Asset is as new and can be expected to perform adequately to its full normal life if maintained appropriately. | Category 4 (Normal): No work required beyond normal maintenance. | 20 | 2005-02-15 | 19.1896 | 74.8104 | x | 4 | 4. Significant | 10909 | Predictive Maintenance | 162.5
1004319 | Distribution Boards | A (Good): Asset is as new and can be expected to perform adequately to its full normal life if maintained appropriately. | Category 4 (Normal): No work required beyond normal maintenance. | 20 | 2012-09-29 | 11.5702 | 82.4298 | x | 4 | 4. Significant | 10909 | Predictive Maintenance | 162.5
1004320 | Distribution Boards | B (Average): Asset is sound, operationally safe and exhibits only minor deterioration. | Category 3 (Recommended): Minor work required to prevent a deterioration of the service provided by the asset. | 20 | 2020-12-30 | 3.3183 | 76.6817 | x | 4 | 4. Significant | 10909 | Predictive Maintenance | 91.25
1004321 | Distribution Boards | B (Average): Asset is sound, operationally safe and exhibits only minor deterioration. | Category 3 (Recommended): Minor work required to prevent a deterioration of the service provided by the asset. | 20 | 2006-03-04 | 18.1437 | 61.8563 | x | 4 | 4. Significant | 10909 | Predictive Maintenance | 91.25
1004322 | Distribution Boards | B (Average): Asset is sound, operationally safe and exhibits only minor deterioration. | Category 3 (Recommended): Minor work required to prevent a deterioration of the service provided by the asset. | 20 | 2018-02-25 | 6.1629 | 73.8371 | x | 4 | 4. Significant | 10909 | Predictive Maintenance | 91.25
1004323 | Distribution Boards | B (Average): Asset is sound, operationally safe and exhibits only minor deterioration. | Category 3 (Recommended): Minor work required to prevent a deterioration of the service provided by the asset. | 20 | 2022-06-04 | 1.8919 | 78.1081 | x | 4 | 4. Significant | 10910 | Predictive Maintenance | 91.25
1004324 | Distribution Boards | B (Average): Asset is sound, operationally safe and exhibits only minor deterioration. | Category 3 (Recommended): Minor work required to prevent a deterioration of the service provided by the asset. | 20 | 2010-04-16 | 14.026 | 65.974 | x | 4 | 4. Significant | 10910 | Predictive Maintenance | 91.25
1004325 | Distribution Boards | B (Average): Asset is sound, operationally safe and exhibits only minor deterioration. | Category 3 (Recommended): Minor work required to prevent a deterioration of the service provided by the asset. | 20 | 2019-05-10 | 4.961 | 75.039 | x | 4 | 4. Significant | 10910 | Predictive Maintenance | 91.25
1004326 | Distribution Boards | B (Average): Asset is sound, operationally safe and exhibits only minor deterioration. | Category 3 (Recommended): Minor work required to prevent a deterioration of the service provided by the asset. | 20 | 2005-06-06 | 18.8857 | 61.1143 | x | 4 | 4. Significant | 10910 | Predictive Maintenance | 91.25
1004327 | Distribution Boards | B (Average): Asset is sound, operationally safe and exhibits only minor deterioration. | Category 3 (Recommended): Minor work required to prevent a deterioration of the service provided by the asset. | 20 | 2021-01-25 | 3.2471 | 76.7529 | x | 4 | 4. Significant | 10911 | Predictive Maintenance | 91.25
1004328 | Distribution Boards | A (Good): Asset is as new and can be expected to perform adequately to its full normal life if maintained appropriately. | Category 4 (Normal): No work required beyond normal maintenance. | 20 | 2023-08-07 | 0.71732 | 93.2827 | x | 4 | 4. Significant | 10912 | Predictive Maintenance | 162.5
1004329 | Distribution Boards | A (Good): Asset is as new and can be expected to perform adequately to its full normal life if maintained appropriately. | Category 4 (Normal): No work required beyond normal maintenance. | 20 | 2023-08-03 | 0.72827 | 93.2717 | x | 4 | 4. Significant | 10912 | Predictive Maintenance | 162.5
1004330 | Distribution Boards | A (Good): Asset is as new and can be expected to perform adequately to its full normal life if maintained appropriately. | Category 4 (Normal): No work required beyond normal maintenance. | 20 | 2014-11-03 | 9.4757 | 84.5243 | x | 4 | 4. Significant | 10912 | Predictive Maintenance | 162.5
1004331 | Room Air Conditioners | B (Average): Asset is sound, operationally safe and exhibits only minor deterioration. | Category 3 (Recommended): Minor work required to prevent a deterioration of the service provided by the asset. | 15 | 2019-11-09 | 4.46 | 80.0534 | x | 1 | 3. Moderate | 10913 | Predictive Maintenance | 91.25
1004332 | Room Air Conditioners | B (Average): Asset is sound, operationally safe and exhibits only minor deterioration. | Category 3 (Recommended): Minor work required to prevent a deterioration of the service provided by the asset. | 15 | 2016-05-07 | 7.9671 | 75.3771 | x | 1 | 3. Moderate | 10913 | Predictive Maintenance | 91.25
1004333 | Room Air Conditioners | B (Average): Asset is sound, operationally safe and exhibits only minor deterioration. | Category 3 (Recommended): Minor work required to prevent a deterioration of the service provided by the asset. | 15 | 2020-01-10 | 4.2902 | 80.2797 | x | 1 | 3. Moderate | 10913 | Predictive Maintenance | 91.25
1004334 | Room Air Conditioners | B (Average): Asset is sound, operationally safe and exhibits only minor deterioration. | Category 3 (Recommended): Minor work required to prevent a deterioration of the service provided by the asset. | 15 | 2012-04-23 | 12.0055 | 69.9927 | x | 1 | 3. Moderate | 10913 | Predictive Maintenance | 91.25
1004335 | Heat Recovery Units | B (Average): Asset is sound, operationally safe and exhibits only minor deterioration. | Category 3 (Recommended): Minor work required to prevent a deterioration of the service provided by the asset. | 15 | 2010-05-29 | 13.9083 | 65.4556 | x | 2 | 4. Significant | 10914 | Predictive Maintenance | 91.25
1004336 | Room Air Conditioners | B (Average): Asset is sound, operationally safe and exhibits only minor deterioration. | Category 3 (Recommended): Minor work required to prevent a deterioration of the service provided by the asset. | 15 | 2015-04-30 | 8.9884 | 72.0155 | x | 2 | 3. Moderate | 10914 | Predictive Maintenance | 91.25
1004337 | Room Air Conditioners | A (Good): Asset is as new and can be expected to perform adequately to its full normal life if maintained appropriately. | Category 4 (Normal): No work required beyond normal maintenance. | 15 | 2023-02-05 | 1.2183 | 92.3755 | x | 4 | 3. Moderate | 10915 | Predictive Maintenance | 365
1004338 | Extract Fans - Including Fire/Smoke Extract Units | A (Good): Asset is as new and can be expected to perform adequately to its full normal life if maintained appropriately. | Category 3 (Recommended): Minor work required to prevent a deterioration of the service provided by the asset. | 20 | 2021-06-20 | 2.8474 | 84.1526 | x | 4 | 5. Severe | 10916 | Predictive Maintenance | 28
1004339 | Distribution Boards | B (Average): Asset is sound, operationally safe and exhibits only minor deterioration. | Category 3 (Recommended): Minor work required to prevent a deterioration of the service provided by the asset. | 20 | 2005-03-04 | 19.1431 | 60.8569 | x | 4 | 4. Significant | 10917 | Predictive Maintenance | 91.25
1004340 | Room Air Conditioners | A (Good): Asset is as new and can be expected to perform adequately to its full normal life if maintained appropriately. | Category 4 (Normal): No work required beyond normal maintenance. | 15 | 2018-09-18 | 5.6016 | 86.5311 | x | 4 | 3. Moderate | 10912 | Predictive Maintenance | 365
1004341 | Room Air Conditioners | A (Good): Asset is as new and can be expected to perform adequately to its full normal life if maintained appropriately. | Category 4 (Normal): No work required beyond normal maintenance. | 15 | 2014-08-14 | 9.6975 | 81.07 | x | 4 | 3. Moderate | 10912 | Predictive Maintenance | 365
1004342 | Distribution Boards | B (Average): Asset is sound, operationally safe and exhibits only minor deterioration. | Category 3 (Recommended): Minor work required to prevent a deterioration of the service provided by the asset. | 20 | 2013-04-25 | 11.0007 | 74.9993 | x | 1 | 4. Significant | 10918 | Predictive Maintenance | 91.25
1004343 | Distribution Boards | B (Average): Asset is sound, operationally safe and exhibits only minor deterioration. | Category 3 (Recommended): Minor work required to prevent a deterioration of the service provided by the asset. | 20 | 2019-08-30 | 4.6543 | 81.3457 | x | 1 | 4. Significant | 10918 | Predictive Maintenance | 91.25
1004345 | Distribution Boards | B (Average): Asset is sound, operationally safe and exhibits only minor deterioration. | Category 3 (Recommended): Minor work required to prevent a deterioration of the service provided by the asset. | 20 | 2019-10-04 | 4.5585 | 81.4415 | x | 1 | 4. Significant | 10920 | Predictive Maintenance | 91.25
1004346 | Room Air Conditioners | B (Average): Asset is sound, operationally safe and exhibits only minor deterioration. | Category 3 (Recommended): Minor work required to prevent a deterioration of the service provided by the asset. | 15 | 2021-02-23 | 3.1677 | 81.7764 | x | 1 | 3. Moderate | 10913 | Predictive Maintenance | 91.25
1004348 | Room Air Conditioners | B (Average): Asset is sound, operationally safe and exhibits only minor deterioration. | Category 3 (Recommended): Minor work required to prevent a deterioration of the service provided by the asset. | 15 | 2019-12-28 | 4.3258 | 80.2323 | x | 1 | 3. Moderate | 10913 | Predictive Maintenance | 91.25
1004349 | Room Air Conditioners | B (Average): Asset is sound, operationally safe and exhibits only minor deterioration. | Category 3 (Recommended): Minor work required to prevent a deterioration of the service provided by the asset. | 15 | 2012-09-06 | 11.6331 | 70.4892 | x | 1 | 3. Moderate | 10921 | Predictive Maintenance | 91.25
1004350 | Outstations | B (Average): Asset is sound, operationally safe and exhibits only minor deterioration. | Category 3 (Recommended): Minor work required to prevent a deterioration of the service provided by the asset. | 10 | 2023-02-27 | 1.1581 | 81.6838 | x | 2 | 4. Significant | 10922 | Predictive Maintenance | 91.25
1004351 | Distribution Boards | B (Average): Asset is sound, operationally safe and exhibits only minor deterioration. | Category 3 (Recommended): Minor work required to prevent a deterioration of the service provided by the asset. | 20 | 2015-08-17 | 8.6899 | 75.3101 | x | 2 | 4. Significant | 10922 | Predictive Maintenance | 91.25
1004352 | Distribution Boards | A (Good): Asset is as new and can be expected to perform adequately to its full normal life if maintained appropriately. | Category 4 (Normal): No work required beyond normal maintenance. | 20 | 2020-04-05 | 4.0548 | 93.9452 | x | 2 | 4. Significant | 10922 | Predictive Maintenance | 162.5
1004353 | Distribution Boards | A (Good): Asset is as new and can be expected to perform adequately to its full normal life if maintained appropriately. | Category 4 (Normal): No work required beyond normal maintenance. | 20 | 2018-01-25 | 6.2478 | 91.7522 | x | 2 | 4. Significant | 10922 | Predictive Maintenance | 162.5
1004354 | Distribution Boards | A (Good): Asset is as new and can be expected to perform adequately to its full normal life if maintained appropriately. | Category 4 (Normal): No work required beyond normal maintenance. | 20 | 2016-08-31 | 7.6496 | 90.3504 | x | 2 | 4. Significant | 10922 | Predictive Maintenance | 162.5
1004355 | Distribution Boards | B (Average): Asset is sound, operationally safe and exhibits only minor deterioration. | Category 3 (Recommended): Minor work required to prevent a deterioration of the service provided by the asset. | 20 | 2006-09-16 | 17.6071 | 62.3929 | x | 4 | 4. Significant | 10923 | Predictive Maintenance | 91.25
1004360 | Emergency Assistance Alarm | B (Average): Asset is sound, operationally safe and exhibits only minor deterioration. | Category 3 (Recommended): Minor work required to prevent a deterioration of the service provided by the asset. | 10 | 2021-01-23 | 3.2526 | 73.4949 | x | 4 | 5. Severe | 10925 | Predictive Maintenance | 28
1004361 | Point of Use Water Dispenser | B (Average): Asset is sound, operationally safe and exhibits only minor deterioration. | Category 3 (Recommended): Minor work required to prevent a deterioration of the service provided by the asset. | 15 | 2011-05-25 | 12.9199 | 62.7734 | x | 4 | 2. Minor | 10926 | Predictive Maintenance | 182.5
1004362 | Point of Use Water Dispenser | B (Average): Asset is sound, operationally safe and exhibits only minor deterioration. | Category 3 (Recommended): Minor work required to prevent a deterioration of the service provided by the asset. | 15 | 2021-09-27 | 2.5763 | 76.5649 | x | 4 | 2. Minor | 10927 | Predictive Maintenance | 182.5
1004364 | Doors General/Automatic/Steel | B (Average): Asset is sound, operationally safe and exhibits only minor deterioration. | Category 3 (Recommended): Minor work required to prevent a deterioration of the service provided by the asset. | 20 | 2018-01-08 | 6.2943 | 73.7057 | x | 4 | 3. Moderate | 10929 | Predictive Maintenance | 91.25
1004365 | Point of Use Water Dispenser | A (Good): Asset is as new and can be expected to perform adequately to its full normal life if maintained appropriately. | Category 4 (Normal): No work required beyond normal maintenance. | 15 | 2019-01-06 | 5.3005 | 86.9327 | x | 4 | 2. Minor | 10929 | Predictive Maintenance | 365
1004366 | Point of Use Water Dispenser | B (Average): Asset is sound, operationally safe and exhibits only minor deterioration. | Category 3 (Recommended): Minor work required to prevent a deterioration of the service provided by the asset. | 15 | 2020-08-03 | 3.7262 | 79.0317 | x | 2 | 2. Minor | 10930 | Predictive Maintenance | 182.5
1004367 | Distribution Boards | B (Average): Asset is sound, operationally safe and exhibits only minor deterioration. | Category 3 (Recommended): Minor work required to prevent a deterioration of the service provided by the asset. | 20 | 2008-05-02 | 15.9808 | 68.0192 | x | 2 | 4. Significant | 10930 | Predictive Maintenance | 91.25
1004368 | Room Air Conditioners | B (Average): Asset is sound, operationally safe and exhibits only minor deterioration. | Category 3 (Recommended): Minor work required to prevent a deterioration of the service provided by the asset. | 15 | 2018-07-24 | 5.755 | 76.3267 | x | 2 | 3. Moderate | 10931 | Predictive Maintenance | 91.25
1004369 | Doors General/Automatic/Steel | A (Good): Asset is as new and can be expected to perform adequately to its full normal life if maintained appropriately. | Category 4 (Normal): No work required beyond normal maintenance. | 20 | 2022-03-24 | 2.089 | 91.911 | x | 4 | 3. Moderate | 10912 | Predictive Maintenance | 365
1004370 | Doors General/Automatic/Steel | A (Good): Asset is as new and can be expected to perform adequately to its full normal life if maintained appropriately. | Category 4 (Normal): No work required beyond normal maintenance. | 20 | 2009-10-21 | 14.5106 | 79.4894 | x | 4 | 3. Moderate | 10915 | Predictive Maintenance | 365
1004371 | Doors General/Automatic/Steel | A (Good): Asset is as new and can be expected to perform adequately to its full normal life if maintained appropriately. | Category 4 (Normal): No work required beyond normal maintenance. | 20 | 2008-01-29 | 16.2382 | 77.7618 | x | 4 | 3. Moderate | 10932 | Predictive Maintenance | 365
1004372 | Point of Use Water Dispenser | B (Average): Asset is sound, operationally safe and exhibits only minor deterioration. | Category 3 (Recommended): Minor work required to prevent a deterioration of the service provided by the asset. | 15 | 2010-06-07 | 13.8836 | 65.4885 | x | 2 | 2. Minor | 10933 | Predictive Maintenance | 182.5
1004373 | Distribution Boards | B (Average): Asset is sound, operationally safe and exhibits only minor deterioration. | Category 3 (Recommended): Minor work required to prevent a deterioration of the service provided by the asset. | 20 | 2012-03-19 | 12.1013 | 71.8987 | x | 2 | 4. Significant | 10934 | Predictive Maintenance | 91.25
1004376 | Expansion Vessels | B (Average): Asset is sound, operationally safe and exhibits only minor deterioration. | Category 3 (Recommended): Minor work required to prevent a deterioration of the service provided by the asset. | 15 | 2010-12-23 | 13.3388 | 60.2149 | x | 5 | 4. Significant | 10158 | Predictive Maintenance | 91.25
1004378 | Distribution Boards | B (Average): Asset is sound, operationally safe and exhibits only minor deterioration. | Category 3 (Recommended): Minor work required to prevent a deterioration of the service provided by the asset. | 20 | 2005-02-11 | 19.2005 | 64.7995 | x | 2 | 4. Significant | 10937 | Predictive Maintenance | 91.25
1004379 | Distribution Boards | B (Average): Asset is sound, operationally safe and exhibits only minor deterioration. | Category 3 (Recommended): Minor work required to prevent a deterioration of the service provided by the asset. | 20 | 2007-10-03 | 16.5613 | 67.4387 | x | 2 | 4. Significant | 10919 | Predictive Maintenance | 91.25
1004380 | Room Air Conditioners | B (Average): Asset is sound, operationally safe and exhibits only minor deterioration. | Category 3 (Recommended): Minor work required to prevent a deterioration of the service provided by the asset. | 15 | 2010-05-15 | 13.9466 | 65.4045 | x | 2 | 3. Moderate | 10938 | Predictive Maintenance | 91.25
1004381 | Room Air Conditioners | B (Average): Asset is sound, operationally safe and exhibits only minor deterioration. | Category 3 (Recommended): Minor work required to prevent a deterioration of the service provided by the asset. | 15 | 2015-03-19 | 9.1034 | 73.8622 | x | 1 | 3. Moderate | 10913 | Predictive Maintenance | 91.25
1004382 | Distribution Boards | B (Average): Asset is sound, operationally safe and exhibits only minor deterioration. | Category 3 (Recommended): Minor work required to prevent a deterioration of the service provided by the asset. | 20 | 2015-02-01 | 9.2293 | 76.7707 | x | 1 | 4. Significant | 10913 | Predictive Maintenance | 91.25
1004383 | Room Air Conditioners | B (Average): Asset is sound, operationally safe and exhibits only minor deterioration. | Category 3 (Recommended): Minor work required to prevent a deterioration of the service provided by the asset. | 15 | 2023-09-04 | 0.64066 | 83.1458 | x | 2 | 3. Moderate | 10939 | Predictive Maintenance | 91.25
1004384 | Ventilating Fans - General | B (Average): Asset is sound, operationally safe and exhibits only minor deterioration. | Category 3 (Recommended): Minor work required to prevent a deterioration of the service provided by the asset. | 20 | 2007-12-25 | 16.334 | 67.666 | x | 2 | 2. Minor | 10940 | Predictive Maintenance | 182.5
1004385 | Ventilating Fans - General | B (Average): Asset is sound, operationally safe and exhibits only minor deterioration. | Category 3 (Recommended): Minor work required to prevent a deterioration of the service provided by the asset. | 20 | 2013-10-04 | 10.5572 | 73.4428 | x | 2 | 2. Minor | 10941 | Predictive Maintenance | 182.5
1004386 | Distribution Boards | B (Average): Asset is sound, operationally safe and exhibits only minor deterioration. | Category 3 (Recommended): Minor work required to prevent a deterioration of the service provided by the asset. | 20 | 2020-01-31 | 4.2327 | 81.7673 | x | 1 | 4. Significant | 10913 | Predictive Maintenance | 91.25
1004387 | Uninterruptible Power Supplies | B (Average): Asset is sound, operationally safe and exhibits only minor deterioration. | Category 3 (Recommended): Minor work required to prevent a deterioration of the service provided by the asset. | 20 | 2011-09-06 | 12.6352 | 73.3648 | x | 1 | 5. Severe | 10913 | Predictive Maintenance | 28
1004388 | Distribution Boards | B (Average): Asset is sound, operationally safe and exhibits only minor deterioration. | Category 3 (Recommended): Minor work required to prevent a deterioration of the service provided by the asset. | 20 | 2007-12-08 | 16.3806 | 69.6194 | x | 1 | 4. Significant | 10913 | Predictive Maintenance | 91.25
1004389 | Distribution Boards | B (Average): Asset is sound, operationally safe and exhibits only minor deterioration. | Category 3 (Recommended): Minor work required to prevent a deterioration of the service provided by the asset. | 20 | 2008-04-10 | 16.0411 | 69.9589 | x | 1 | 4. Significant | 10913 | Predictive Maintenance | 91.25
1004390 | Heat Recovery Units | B (Average): Asset is sound, operationally safe and exhibits only minor deterioration. | Category 3 (Recommended): Minor work required to prevent a deterioration of the service provided by the asset. | 15 | 2023-07-26 | 0.75017 | 82.9998 | x | 2 | 4. Significant | 10938 | Predictive Maintenance | 91.25
1004391 | Room Air Conditioners | B (Average): Asset is sound, operationally safe and exhibits only minor deterioration. | Category 3 (Recommended): Minor work required to prevent a deterioration of the service provided by the asset. | 15 | 2020-06-29 | 3.822 | 78.9039 | x | 2 | 3. Moderate | 10938 | Predictive Maintenance | 91.25
1004392 | Room Air Conditioners | B (Average): Asset is sound, operationally safe and exhibits only minor deterioration. | Category 3 (Recommended): Minor work required to prevent a deterioration of the service provided by the asset. | 15 | 2018-05-12 | 5.9548 | 76.0602 | x | 2 | 3. Moderate | 10938 | Predictive Maintenance | 91.25
1004393 | Distribution Boards | B (Average): Asset is sound, operationally safe and exhibits only minor deterioration. | Category 3 (Recommended): Minor work required to prevent a deterioration of the service provided by the asset. | 20 | 2012-02-23 | 12.1697 | 71.8303 | x | 2 | 4. Significant | 10942 | Predictive Maintenance | 91.25
1004394 | Distribution Boards | B (Average): Asset is sound, operationally safe and exhibits only minor deterioration. | Category 3 (Recommended): Minor work required to prevent a deterioration of the service provided by the asset. | 20 | 2020-05-09 | 3.9617 | 82.0383 | x | 1 | 4. Significant | 10943 | Predictive Maintenance | 91.25
1004395 | Distribution Boards | B (Average): Asset is sound, operationally safe and exhibits only minor deterioration. | Category 3 (Recommended): Minor work required to prevent a deterioration of the service provided by the asset. | 20 | 2021-02-26 | 3.1595 | 82.8405 | x | 1 | 4. Significant | 10943 | Predictive Maintenance | 91.25
1004397 | Distribution Boards | B (Average): Asset is sound, operationally safe and exhibits only minor deterioration. | Category 3 (Recommended): Minor work required to prevent a deterioration of the service provided by the asset. | 20 | 2016-06-09 | 7.8768 | 76.1232 | x | 2 | 4. Significant | 10944 | Predictive Maintenance | 91.25
1004398 | Outstations | B (Average): Asset is sound, operationally safe and exhibits only minor deterioration. | Category 3 (Recommended): Minor work required to prevent a deterioration of the service provided by the asset. | 10 | 2015-09-22 | 8.5914 | 66.8172 | x | 2 | 4. Significant | 10944 | Predictive Maintenance | 91.25
1004401 | Ventilating Fans - General | A (Good): Asset is as new and can be expected to perform adequately to its full normal life if maintained appropriately. | Category 3 (Recommended): Minor work required to prevent a deterioration of the service provided by the asset. | 20 | 2013-12-14 | 10.3628 | 76.6372 | x | 4 | 2. Minor | 10905 | Predictive Maintenance | 182.5
1004402 | Point of Use Water Dispenser | B (Average): Asset is sound, operationally safe and exhibits only minor deterioration. | Category 4 (Normal): No work required beyond normal maintenance. | 15 | 2020-01-08 | 4.2957 | 81.2724 | x | 4 | 2. Minor | 10946 | Predictive Maintenance | 365
1004403 | Air Handling Units - General | B (Average): Asset is sound, operationally safe and exhibits only minor deterioration. | Category 3 (Recommended): Minor work required to prevent a deterioration of the service provided by the asset. | 20 | 2021-11-04 | 2.4723 | 77.5277 | x | 4 | 3. Moderate | 10396 | Predictive Maintenance | 91.25
1004404 | Outstations | B (Average): Asset is sound, operationally safe and exhibits only minor deterioration. | Category 3 (Recommended): Minor work required to prevent a deterioration of the service provided by the asset. | 10 | 2023-10-18 | 0.52019 | 78.9596 | x | 4 | 4. Significant | 10396 | Predictive Maintenance | 91.25
1004405 | Cold Water Storage Tanks and Cisterns | B (Average): Asset is sound, operationally safe and exhibits only minor deterioration. | Category 3 (Recommended): Minor work required to prevent a deterioration of the service provided by the asset. | 35 | 2001-09-08 | 22.6283 | 67.0695 | x | 4 | 4. Significant | 10396 | Predictive Maintenance | 91.25
1004407 | Distribution Boards | A (Good): Asset is as new and can be expected to perform adequately to its full normal life if maintained appropriately. | Category 4 (Normal): No work required beyond normal maintenance. | 20 | 2017-01-24 | 7.2498 | 92.7502 | x | 1 | 4. Significant | 10948 | Predictive Maintenance | 162.5
1004410 | Distribution Boards | B (Average): Asset is sound, operationally safe and exhibits only minor deterioration. | Category 3 (Recommended): Minor work required to prevent a deterioration of the service provided by the asset. | 20 | 2012-09-29 | 11.5702 | 74.4298 | x | 1 | 4. Significant | 10948 | Predictive Maintenance | 91.25
1004411 | Distribution Boards | B (Average): Asset is sound, operationally safe and exhibits only minor deterioration. | Category 3 (Recommended): Minor work required to prevent a deterioration of the service provided by the asset. | 20 | 2014-10-30 | 9.4867 | 76.5133 | x | 1 | 4. Significant | 10948 | Predictive Maintenance | 91.25
1004412 | Distribution Boards | B (Average): Asset is sound, operationally safe and exhibits only minor deterioration. | Category 3 (Recommended): Minor work required to prevent a deterioration of the service provided by the asset. | 20 | 2008-09-23 | 15.5866 | 70.4134 | x | 1 | 4. Significant | 10948 | Predictive Maintenance | 91.25
1004415 | Distribution Boards | A (Good): Asset is as new and can be expected to perform adequately to its full normal life if maintained appropriately. | Category 4 (Normal): No work required beyond normal maintenance. | 20 | 2018-08-06 | 5.7194 | 92.2806 | x | 2 | 4. Significant | 10950 | Predictive Maintenance | 162.5
1004416 | Distribution Boards | A (Good): Asset is as new and can be expected to perform adequately to its full normal life if maintained appropriately. | Category 4 (Normal): No work required beyond normal maintenance. | 20 | 2018-06-04 | 5.8919 | 92.1081 | x | 2 | 4. Significant | 10950 | Predictive Maintenance | 162.5
1004417 | Distribution Boards | A (Good): Asset is as new and can be expected to perform adequately to its full normal life if maintained appropriately. | Category 4 (Normal): No work required beyond normal maintenance. | 20 | 2015-02-04 | 9.2211 | 88.7789 | x | 2 | 4. Significant | 10950 | Predictive Maintenance | 162.5
1004418 | Distribution Boards | B (Average): Asset is sound, operationally safe and exhibits only minor deterioration. | Category 3 (Recommended): Minor work required to prevent a deterioration of the service provided by the asset. | 20 | 2010-10-23 | 13.5058 | 70.4942 | x | 2 | 4. Significant | 10944 | Predictive Maintenance | 91.25
1004419 | Distribution Boards | B (Average): Asset is sound, operationally safe and exhibits only minor deterioration. | Category 3 (Recommended): Minor work required to prevent a deterioration of the service provided by the asset. | 20 | 2020-08-13 | 3.6988 | 80.3012 | x | 2 | 4. Significant | 10951 | Predictive Maintenance | 91.25
1004421 | Distribution Boards | B (Average): Asset is sound, operationally safe and exhibits only minor deterioration. | Category 3 (Recommended): Minor work required to prevent a deterioration of the service provided by the asset. | 20 | 2015-05-12 | 8.9555 | 75.0445 | x | 2 | 4. Significant | 10953 | Predictive Maintenance | 91.25
1004422 | Distribution Boards | B (Average): Asset is sound, operationally safe and exhibits only minor deterioration. | Category 3 (Recommended): Minor work required to prevent a deterioration of the service provided by the asset. | 20 | 2014-11-19 | 9.4319 | 74.5681 | x | 2 | 4. Significant | 10953 | Predictive Maintenance | 91.25
1004423 | Distribution Boards | B (Average): Asset is sound, operationally safe and exhibits only minor deterioration. | Category 3 (Recommended): Minor work required to prevent a deterioration of the service provided by the asset. | 20 | 2005-11-23 | 18.4203 | 65.5797 | x | 2 | 4. Significant | 10953 | Predictive Maintenance | 91.25
1004424 | Distribution Boards | B (Average): Asset is sound, operationally safe and exhibits only minor deterioration. | Category 3 (Recommended): Minor work required to prevent a deterioration of the service provided by the asset. | 20 | 2017-01-02 | 7.3101 | 76.6899 | x | 2 | 4. Significant | 10953 | Predictive Maintenance | 91.25
1004429 | Fire Alarm System | B (Average): Asset is sound, operationally safe and exhibits only minor deterioration. | Category 3 (Recommended): Minor work required to prevent a deterioration of the service provided by the asset. | 15 | 2018-08-08 | 5.7139 | 72.3815 | x | 4 | 5. Severe | 10907 | Predictive Maintenance | 28
1004431 | Distribution Boards | B (Average): Asset is sound, operationally safe and exhibits only minor deterioration. | Category 3 (Recommended): Minor work required to prevent a deterioration of the service provided by the asset. | 20 | 2021-09-07 | 2.6311 | 79.3689 | x | 3 | 4. Significant | 10956 | Predictive Maintenance | 91.25
1004432 | Meter Reading - Electric | B (Average): Asset is sound, operationally safe and exhibits only minor deterioration. | Category 3 (Recommended): Minor work required to prevent a deterioration of the service provided by the asset. | 20 | 2004-07-12 | 19.7864 | 62.2136 | x | 3 | 2. Minor | 10956 | Predictive Maintenance | 182.5
1004439 | Meter Reading - Electric | B (Average): Asset is sound, operationally safe and exhibits only minor deterioration. | Category 3 (Recommended): Minor work required to prevent a deterioration of the service provided by the asset. | 20 | 2014-09-19 | 9.5989 | 72.4011 | x | 3 | 2. Minor | 10956 | Predictive Maintenance | 182.5
1004444 | Outstations | B (Average): Asset is sound, operationally safe and exhibits only minor deterioration. | Category 3 (Recommended): Minor work required to prevent a deterioration of the service provided by the asset. | 10 | 2017-04-05 | 7.0554 | 67.8891 | x | 3 | 4. Significant | 10403 | Predictive Maintenance | 91.25
1004446 | Distribution Boards | B (Average): Asset is sound, operationally safe and exhibits only minor deterioration. | Category 3 (Recommended): Minor work required to prevent a deterioration of the service provided by the asset. | 20 | 2013-03-15 | 11.1129 | 70.8871 | x | 3 | 4. Significant | 10312 | Predictive Maintenance | 91.25
1004447 | Distribution Boards | B (Average): Asset is sound, operationally safe and exhibits only minor deterioration. | Category 3 (Recommended): Minor work required to prevent a deterioration of the service provided by the asset. | 20 | 2019-06-01 | 4.9008 | 77.0992 | x | 3 | 4. Significant | 10312 | Predictive Maintenance | 91.25
1004448 | Distribution Boards | B (Average): Asset is sound, operationally safe and exhibits only minor deterioration. | Category 3 (Recommended): Minor work required to prevent a deterioration of the service provided by the asset. | 20 | 2006-02-28 | 18.1547 | 63.8453 | x | 3 | 4. Significant | 10312 | Predictive Maintenance | 91.25
1004451 | Traction Lifts | B (Average): Asset is sound, operationally safe and exhibits only minor deterioration. | Category 3 (Recommended): Minor work required to prevent a deterioration of the service provided by the asset. | 20 | 2016-02-21 | 8.1752 | 71.8248 | x | 4 | 4. Significant | 10961 | Predictive Maintenance | 91.25
1004452 | Distribution Boards | B (Average): Asset is sound, operationally safe and exhibits only minor deterioration. | Category 3 (Recommended): Minor work required to prevent a deterioration of the service provided by the asset. | 20 | 2007-11-07 | 16.4654 | 67.5346 | x | 2 | 4. Significant | 10958 | Predictive Maintenance | 91.25
1004453 | Distribution Boards | B (Average): Asset is sound, operationally safe and exhibits only minor deterioration. | Category 3 (Recommended): Minor work required to prevent a deterioration of the service provided by the asset. | 20 | 2004-11-05 | 19.4689 | 64.5311 | x | 2 | 4. Significant | 10958 | Predictive Maintenance | 91.25
1004455 | Distribution Boards | B (Average): Asset is sound, operationally safe and exhibits only minor deterioration. | Category 3 (Recommended): Minor work required to prevent a deterioration of the service provided by the asset. | 20 | 2022-07-03 | 1.8125 | 84.1875 | x | 1 | 4. Significant | 10962 | Predictive Maintenance | 91.25
1004456 | Distribution Boards | B (Average): Asset is sound, operationally safe and exhibits only minor deterioration. | Category 3 (Recommended): Minor work required to prevent a deterioration of the service provided by the asset. | 20 | 2018-05-14 | 5.9493 | 80.0507 | x | 1 | 4. Significant | 10962 | Predictive Maintenance | 91.25
1004457 | Distribution Boards | B (Average): Asset is sound, operationally safe and exhibits only minor deterioration. | Category 3 (Recommended): Minor work required to prevent a deterioration of the service provided by the asset. | 20 | 2017-03-30 | 7.0719 | 78.9281 | x | 1 | 4. Significant | 10962 | Predictive Maintenance | 91.25
1004458 | Room Air Conditioners | B (Average): Asset is sound, operationally safe and exhibits only minor deterioration. | Category 3 (Recommended): Minor work required to prevent a deterioration of the service provided by the asset. | 15 | 2022-03-05 | 2.141 | 79.1453 | x | 3 | 3. Moderate | 10963 | Predictive Maintenance | 91.25
1004459 | Room Air Conditioners | B (Average): Asset is sound, operationally safe and exhibits only minor deterioration. | Category 3 (Recommended): Minor work required to prevent a deterioration of the service provided by the asset. | 15 | 2011-09-06 | 12.6352 | 65.1531 | x | 3 | 3. Moderate | 10963 | Predictive Maintenance | 91.25
1004460 | Emergency Assistance Alarm | B (Average): Asset is sound, operationally safe and exhibits only minor deterioration. | Category 3 (Recommended): Minor work required to prevent a deterioration of the service provided by the asset. | 10 | 2021-03-09 | 3.1294 | 73.7413 | x | 4 | 5. Severe | 10964 | Predictive Maintenance | 28
1004462 | Room Air Conditioners | B (Average): Asset is sound, operationally safe and exhibits only minor deterioration. | Category 3 (Recommended): Minor work required to prevent a deterioration of the service provided by the asset. | 15 | 2012-07-09 | 11.7947 | 66.2738 | x | 3 | 3. Moderate | 10963 | Predictive Maintenance | 91.25
1004465 | Room Air Conditioners | B (Average): Asset is sound, operationally safe and exhibits only minor deterioration. | Category 3 (Recommended): Minor work required to prevent a deterioration of the service provided by the asset. | 15 | 2014-05-03 | 9.9795 | 68.694 | x | 3 | 3. Moderate | 10966 | Predictive Maintenance | 91.25
1004467 | Distribution Boards | A (Good): Asset is as new and can be expected to perform adequately to its full normal life if maintained appropriately. | Category 4 (Normal): No work required beyond normal maintenance. | 20 | 2018-07-09 | 5.796 | 90.204 | x | 3 | 4. Significant | 10968 | Predictive Maintenance | 162.5
1004469 | Ventilating Fans - General | B (Average): Asset is sound, operationally safe and exhibits only minor deterioration. | Category 3 (Recommended): Minor work required to prevent a deterioration of the service provided by the asset. | 20 | 2004-01-17 | 20.271 | 61.729 | x | 3 | 2. Minor | 10970 | Predictive Maintenance | 182.5
1004472 | Room Air Conditioners | B (Average): Asset is sound, operationally safe and exhibits only minor deterioration. | Category 3 (Recommended): Minor work required to prevent a deterioration of the service provided by the asset. | 15 | 2015-08-12 | 8.7036 | 70.3952 | x | 3 | 3. Moderate | 10972 | Predictive Maintenance | 91.25
1004473 | Room Air Conditioners | B (Average): Asset is sound, operationally safe and exhibits only minor deterioration. | Category 3 (Recommended): Minor work required to prevent a deterioration of the service provided by the asset. | 15 | 2019-12-25 | 4.334 | 76.2213 | x | 3 | 3. Moderate | 10972 | Predictive Maintenance | 91.25
1004475 | Room Air Conditioners | B (Average): Asset is sound, operationally safe and exhibits only minor deterioration. | Category 3 (Recommended): Minor work required to prevent a deterioration of the service provided by the asset. | 15 | 2012-02-04 | 12.2218 | 65.7043 | x | 3 | 3. Moderate | 10973 | Predictive Maintenance | 91.25
1004476 | Room Air Conditioners | B (Average): Asset is sound, operationally safe and exhibits only minor deterioration. | Category 3 (Recommended): Minor work required to prevent a deterioration of the service provided by the asset. | 15 | 2013-08-07 | 10.7159 | 67.7121 | x | 3 | 3. Moderate | 10963 | Predictive Maintenance | 91.25
1004477 | Ventilating Fans - General | B (Average): Asset is sound, operationally safe and exhibits only minor deterioration. | Category 3 (Recommended): Minor work required to prevent a deterioration of the service provided by the asset. | 20 | 2012-04-02 | 12.063 | 69.937 | x | 3 | 2. Minor | 10974 | Predictive Maintenance | 182.5
1004479 | Outstations | B (Average): Asset is sound, operationally safe and exhibits only minor deterioration. | Category 3 (Recommended): Minor work required to prevent a deterioration of the service provided by the asset. | 10 | 2015-10-01 | 8.5667 | 64.8665 | x | 3 | 4. Significant | 10971 | Predictive Maintenance | 91.25
1004480 | Ventilating Fans - General | B (Average): Asset is sound, operationally safe and exhibits only minor deterioration. | Category 3 (Recommended): Minor work required to prevent a deterioration of the service provided by the asset. | 20 | 2004-06-21 | 19.8439 | 60.1561 | x | 4 | 2. Minor | 10976 | Predictive Maintenance | 182.5
1004481 | Automatic Transfer Switch | B (Average): Asset is sound, operationally safe and exhibits only minor deterioration. | Category 3 (Recommended): Minor work required to prevent a deterioration of the service provided by the asset. | 15 | 2013-05-22 | 10.9268 | 63.431 | x | 5 | 4. Significant | 10977 | Predictive Maintenance | 91.25
1004482 | Meter Reading - Electric | B (Average): Asset is sound, operationally safe and exhibits only minor deterioration. | Category 3 (Recommended): Minor work required to prevent a deterioration of the service provided by the asset. | 20 | 2007-04-30 | 16.9884 | 61.0116 | x | 5 | 2. Minor | 10977 | Predictive Maintenance | 182.5
1004483 | Meter Reading - Electric | B (Average): Asset is sound, operationally safe and exhibits only minor deterioration. | Category 3 (Recommended): Minor work required to prevent a deterioration of the service provided by the asset. | 20 | 2020-05-24 | 3.9206 | 74.0794 | x | 5 | 2. Minor | 10977 | Predictive Maintenance | 182.5
1004484 | Air Compressors and Receivers | B (Average): Asset is sound, operationally safe and exhibits only minor deterioration. | Category 3 (Recommended): Minor work required to prevent a deterioration of the service provided by the asset. | 20 | 2008-11-03 | 15.4743 | 62.5257 | x | 5 | 3. Moderate | 10978 | Predictive Maintenance | 91.25
1004486 | Distribution Boards | B (Average): Asset is sound, operationally safe and exhibits only minor deterioration. | Category 3 (Recommended): Minor work required to prevent a deterioration of the service provided by the asset. | 20 | 2018-07-12 | 5.7878 | 72.2122 | x | 5 | 4. Significant | 10977 | Predictive Maintenance | 91.25
1004487 | Room Air Conditioners | B (Average): Asset is sound, operationally safe and exhibits only minor deterioration. | Category 3 (Recommended): Minor work required to prevent a deterioration of the service provided by the asset. | 15 | 2010-01-23 | 14.2533 | 58.9957 | x | 5 | 3. Moderate | 10979 | Predictive Maintenance | 91.25
1004488 | Room Air Conditioners | B (Average): Asset is sound, operationally safe and exhibits only minor deterioration. | Category 3 (Recommended): Minor work required to prevent a deterioration of the service provided by the asset. | 15 | 2011-03-17 | 13.1088 | 60.5216 | x | 5 | 3. Moderate | 10980 | Predictive Maintenance | 91.25
1004489 | Distribution Boards | B (Average): Asset is sound, operationally safe and exhibits only minor deterioration. | Category 3 (Recommended): Minor work required to prevent a deterioration of the service provided by the asset. | 20 | 2015-05-12 | 8.9555 | 69.0445 | x | 5 | 4. Significant | 10979 | Predictive Maintenance | 91.25
1004490 | Distribution Boards | B (Average): Asset is sound, operationally safe and exhibits only minor deterioration. | Category 3 (Recommended): Minor work required to prevent a deterioration of the service provided by the asset. | 20 | 2011-03-03 | 13.1472 | 64.8528 | x | 5 | 4. Significant | 10979 | Predictive Maintenance | 91.25
1004491 | Distribution Boards | B (Average): Asset is sound, operationally safe and exhibits only minor deterioration. | Category 3 (Recommended): Minor work required to prevent a deterioration of the service provided by the asset. | 20 | 2009-12-28 | 14.3244 | 67.6756 | x | 3 | 4. Significant | 10486 | Predictive Maintenance | 91.25
1004492 | Distribution Boards | B (Average): Asset is sound, operationally safe and exhibits only minor deterioration. | Category 3 (Recommended): Minor work required to prevent a deterioration of the service provided by the asset. | 20 | 2023-04-10 | 1.0431 | 82.9569 | x | 2 | 4. Significant | 10439 | Predictive Maintenance | 91.25
1004493 | Distribution Boards | B (Average): Asset is sound, operationally safe and exhibits only minor deterioration. | Category 3 (Recommended): Minor work required to prevent a deterioration of the service provided by the asset. | 20 | 2009-03-13 | 15.1184 | 68.8816 | x | 2 | 4. Significant | 10439 | Predictive Maintenance | 91.25
1004494 | Distribution Boards | B (Average): Asset is sound, operationally safe and exhibits only minor deterioration. | Category 3 (Recommended): Minor work required to prevent a deterioration of the service provided by the asset. | 20 | 2008-01-29 | 16.2382 | 67.7618 | x | 2 | 4. Significant | 10439 | Predictive Maintenance | 91.25
1004495 | Distribution Boards | B (Average): Asset is sound, operationally safe and exhibits only minor deterioration. | Category 3 (Recommended): Minor work required to prevent a deterioration of the service provided by the asset. | 20 | 2009-02-01 | 15.2279 | 68.7721 | x | 2 | 4. Significant | 10439 | Predictive Maintenance | 91.25
1004496 | Outstations | B (Average): Asset is sound, operationally safe and exhibits only minor deterioration. | Category 3 (Recommended): Minor work required to prevent a deterioration of the service provided by the asset. | 10 | 2017-06-18 | 6.8528 | 70.2943 | x | 2 | 4. Significant | 10439 | Predictive Maintenance | 91.25
1004498 | Distribution Boards | B (Average): Asset is sound, operationally safe and exhibits only minor deterioration. | Category 3 (Recommended): Minor work required to prevent a deterioration of the service provided by the asset. | 20 | 2008-10-25 | 15.499 | 64.501 | x | 4 | 4. Significant | 10981 | Predictive Maintenance | 91.25
1004499 | Distribution Boards | B (Average): Asset is sound, operationally safe and exhibits only minor deterioration. | Category 3 (Recommended): Minor work required to prevent a deterioration of the service provided by the asset. | 20 | 2023-08-12 | 0.70363 | 79.2964 | x | 4 | 4. Significant | 10981 | Predictive Maintenance | 91.25
1004500 | Distribution Boards | B (Average): Asset is sound, operationally safe and exhibits only minor deterioration. | Category 3 (Recommended): Minor work required to prevent a deterioration of the service provided by the asset. | 20 | 2009-08-28 | 14.6585 | 65.3415 | x | 4 | 4. Significant | 10981 | Predictive Maintenance | 91.25
1004501 | Distribution Boards | B (Average): Asset is sound, operationally safe and exhibits only minor deterioration. | Category 3 (Recommended): Minor work required to prevent a deterioration of the service provided by the asset. | 20 | 2018-03-20 | 6.0999 | 73.9001 | x | 4 | 4. Significant | 10981 | Predictive Maintenance | 91.25
1004502 | Meter Reading - Electric | B (Average): Asset is sound, operationally safe and exhibits only minor deterioration. | Category 3 (Recommended): Minor work required to prevent a deterioration of the service provided by the asset. | 20 | 2011-01-17 | 13.2704 | 68.7296 | x | 3 | 2. Minor | 10312 | Predictive Maintenance | 182.5
1004505 | Distribution Boards | B (Average): Asset is sound, operationally safe and exhibits only minor deterioration. | Category 3 (Recommended): Minor work required to prevent a deterioration of the service provided by the asset. | 20 | 2013-05-15 | 10.9459 | 71.0541 | x | 3 | 4. Significant | 10982 | Predictive Maintenance | 91.25
1004506 | Distribution Boards | B (Average): Asset is sound, operationally safe and exhibits only minor deterioration. | Category 3 (Recommended): Minor work required to prevent a deterioration of the service provided by the asset. | 20 | 2022-07-15 | 1.7796 | 80.2204 | x | 3 | 4. Significant | 10982 | Predictive Maintenance | 91.25
1004508 | Smoke Relief - Powered Smoke and Heat Exhaust Ventilators | B (Average): Asset is sound, operationally safe and exhibits only minor deterioration. | Category 3 (Recommended): Minor work required to prevent a deterioration of the service provided by the asset. | 30 | 2006-02-15 | 18.1903 | 69.8731 | x | 3 | 5. Severe | 10982 | Predictive Maintenance | 28
1004509 | Smoke Relief - Powered Smoke and Heat Exhaust Ventilators | B (Average): Asset is sound, operationally safe and exhibits only minor deterioration. | Category 3 (Recommended): Minor work required to prevent a deterioration of the service provided by the asset. | 30 | 2022-05-19 | 1.9357 | 80.7096 | x | 3 | 5. Severe | 10982 | Predictive Maintenance | 28
1004510 | Distribution Boards | B (Average): Asset is sound, operationally safe and exhibits only minor deterioration. | Category 3 (Recommended): Minor work required to prevent a deterioration of the service provided by the asset. | 20 | 2013-12-05 | 10.3874 | 69.6126 | x | 4 | 4. Significant | 10983 | Predictive Maintenance | 91.25
1004511 | Distribution Boards | B (Average): Asset is sound, operationally safe and exhibits only minor deterioration. | Category 3 (Recommended): Minor work required to prevent a deterioration of the service provided by the asset. | 20 | 2012-04-08 | 12.0465 | 67.9535 | x | 4 | 4. Significant | 10983 | Predictive Maintenance | 91.25
1004516 | Distribution Boards | B (Average): Asset is sound, operationally safe and exhibits only minor deterioration. | Category 3 (Recommended): Minor work required to prevent a deterioration of the service provided by the asset. | 20 | 2023-11-16 | 0.44079 | 79.5592 | x | 4 | 4. Significant | 10465 | Predictive Maintenance | 91.25
1004519 | Distribution Boards | B (Average): Asset is sound, operationally safe and exhibits only minor deterioration. | Category 3 (Recommended): Minor work required to prevent a deterioration of the service provided by the asset. | 20 | 2023-06-05 | 0.8898 | 81.1102 | x | 3 | 4. Significant | 10986 | Predictive Maintenance | 91.25
1004520 | Distribution Boards | B (Average): Asset is sound, operationally safe and exhibits only minor deterioration. | Category 3 (Recommended): Minor work required to prevent a deterioration of the service provided by the asset. | 20 | 2019-07-08 | 4.7995 | 77.2005 | x | 3 | 4. Significant | 10986 | Predictive Maintenance | 91.25
1004521 | Distribution Boards | B (Average): Asset is sound, operationally safe and exhibits only minor deterioration. | Category 3 (Recommended): Minor work required to prevent a deterioration of the service provided by the asset. | 20 | 2011-07-09 | 12.7967 | 69.2033 | x | 3 | 4. Significant | 10986 | Predictive Maintenance | 91.25
1004522 | Distribution Boards | B (Average): Asset is sound, operationally safe and exhibits only minor deterioration. | Category 3 (Recommended): Minor work required to prevent a deterioration of the service provided by the asset. | 20 | 2023-11-03 | 0.47639 | 81.5236 | x | 3 | 4. Significant | 10986 | Predictive Maintenance | 91.25
1004523 | Outstations | B (Average): Asset is sound, operationally safe and exhibits only minor deterioration. | Category 3 (Recommended): Minor work required to prevent a deterioration of the service provided by the asset. | 10 | 2017-02-26 | 7.1595 | 67.681 | x | 3 | 4. Significant | 10956 | Predictive Maintenance | 91.25
1004524 | Outstations | B (Average): Asset is sound, operationally safe and exhibits only minor deterioration. | Category 3 (Recommended): Minor work required to prevent a deterioration of the service provided by the asset. | 10 | 2015-09-09 | 8.627 | 64.7461 | x | 3 | 4. Significant | 10956 | Predictive Maintenance | 91.25
1004525 | Room Air Conditioners | B (Average): Asset is sound, operationally safe and exhibits only minor deterioration. | Category 3 (Recommended): Minor work required to prevent a deterioration of the service provided by the asset. | 15 | 2012-09-29 | 11.5702 | 64.5731 | x | 4 | 3. Moderate | 10987 | Predictive Maintenance | 91.25
1004526 | Outstations | B (Average): Asset is sound, operationally safe and exhibits only minor deterioration. | Category 3 (Recommended): Minor work required to prevent a deterioration of the service provided by the asset. | 10 | 2015-09-07 | 8.6324 | 62.7351 | x | 4 | 4. Significant | 10988 | Predictive Maintenance | 91.25
1004527 | Outstations | B (Average): Asset is sound, operationally safe and exhibits only minor deterioration. | Category 3 (Recommended): Minor work required to prevent a deterioration of the service provided by the asset. | 10 | 2018-02-02 | 6.2259 | 67.5483 | x | 4 | 4. Significant | 10988 | Predictive Maintenance | 91.25
1004528 | Outstations | B (Average): Asset is sound, operationally safe and exhibits only minor deterioration. | Category 3 (Recommended): Minor work required to prevent a deterioration of the service provided by the asset. | 10 | 2018-03-22 | 6.0945 | 67.8111 | x | 4 | 4. Significant | 10988 | Predictive Maintenance | 91.25
1004529 | Room Air Conditioners | B (Average): Asset is sound, operationally safe and exhibits only minor deterioration. | Category 3 (Recommended): Minor work required to prevent a deterioration of the service provided by the asset. | 15 | 2013-09-09 | 10.6256 | 65.8325 | x | 4 | 3. Moderate | 10987 | Predictive Maintenance | 91.25
1004530 | Room Air Conditioners | B (Average): Asset is sound, operationally safe and exhibits only minor deterioration. | Category 3 (Recommended): Minor work required to prevent a deterioration of the service provided by the asset. | 15 | 2018-03-21 | 6.0972 | 71.8704 | x | 4 | 3. Moderate | 10989 | Predictive Maintenance | 91.25
1004535 | Outstations | B (Average): Asset is sound, operationally safe and exhibits only minor deterioration. | Category 3 (Recommended): Minor work required to prevent a deterioration of the service provided by the asset. | 10 | 2023-10-30 | 0.48734 | 83.0253 | x | 2 | 4. Significant | 10477 | Predictive Maintenance | 91.25
1004536 | Humidifiers - Steam Humidifier (VAPAC Type) | B (Average): Asset is sound, operationally safe and exhibits only minor deterioration. | Category 3 (Recommended): Minor work required to prevent a deterioration of the service provided by the asset. | 8 | 2022-04-26 | 1.9986 | 79.0034 | x | 2 | 4. Significant | 10455 | Predictive Maintenance | 91.25
1004537 | Humidifiers - Steam Humidifier (VAPAC Type) | B (Average): Asset is sound, operationally safe and exhibits only minor deterioration. | Category 3 (Recommended): Minor work required to prevent a deterioration of the service provided by the asset. | 8 | 2020-02-19 | 4.1807 | 73.5483 | x | 2 | 4. Significant | 10455 | Predictive Maintenance | 91.25
1004538 | Air Handling Units - General | B (Average): Asset is sound, operationally safe and exhibits only minor deterioration. | Category 3 (Recommended): Minor work required to prevent a deterioration of the service provided by the asset. | 20 | 2018-09-26 | 5.5797 | 78.4203 | x | 2 | 3. Moderate | 10455 | Predictive Maintenance | 91.25
1004539 | Air Handling Units - General | B (Average): Asset is sound, operationally safe and exhibits only minor deterioration. | Category 3 (Recommended): Minor work required to prevent a deterioration of the service provided by the asset. | 20 | 2016-03-29 | 8.0739 | 75.9261 | x | 2 | 3. Moderate | 10455 | Predictive Maintenance | 91.25
1004540 | Air Handling Units - General | B (Average): Asset is sound, operationally safe and exhibits only minor deterioration. | Category 3 (Recommended): Minor work required to prevent a deterioration of the service provided by the asset. | 20 | 2013-05-23 | 10.924 | 73.076 | x | 2 | 3. Moderate | 10455 | Predictive Maintenance | 91.25
1004541 | Air Handling Units - General | B (Average): Asset is sound, operationally safe and exhibits only minor deterioration. | Category 3 (Recommended): Minor work required to prevent a deterioration of the service provided by the asset. | 20 | 2019-08-14 | 4.6982 | 79.3018 | x | 2 | 3. Moderate | 10455 | Predictive Maintenance | 91.25
1004542 | Air Handling Units - General | B (Average): Asset is sound, operationally safe and exhibits only minor deterioration. | Category 3 (Recommended): Minor work required to prevent a deterioration of the service provided by the asset. | 20 | 2005-08-04 | 18.7242 | 65.2758 | x | 2 | 3. Moderate | 10455 | Predictive Maintenance | 91.25
1004543 | Air Handling Units - General | B (Average): Asset is sound, operationally safe and exhibits only minor deterioration. | Category 3 (Recommended): Minor work required to prevent a deterioration of the service provided by the asset. | 20 | 2022-04-29 | 1.9904 | 82.0096 | x | 2 | 3. Moderate | 10455 | Predictive Maintenance | 91.25
1004544 | Expansion Vessels | B (Average): Asset is sound, operationally safe and exhibits only minor deterioration. | Category 3 (Recommended): Minor work required to prevent a deterioration of the service provided by the asset. | 15 | 2020-04-09 | 4.0438 | 78.6083 | x | 2 | 4. Significant | 10455 | Predictive Maintenance | 91.25
1004545 | Pressurisation Units - Chilled Water, Condenser Water and LTHW Types | B (Average): Asset is sound, operationally safe and exhibits only minor deterioration. | Category 3 (Recommended): Minor work required to prevent a deterioration of the service provided by the asset. | 15 | 2018-07-28 | 5.744 | 76.3413 | x | 2 | 4. Significant | 10455 | Predictive Maintenance | 91.25
1004546 | Pressurisation Units - Chilled Water, Condenser Water and LTHW Types | B (Average): Asset is sound, operationally safe and exhibits only minor deterioration. | Category 3 (Recommended): Minor work required to prevent a deterioration of the service provided by the asset. | 15 | 2020-06-21 | 3.8439 | 78.8747 | x | 2 | 4. Significant | 10455 | Predictive Maintenance | 91.25
1004547 | Expansion Vessels | B (Average): Asset is sound, operationally safe and exhibits only minor deterioration. | Category 3 (Recommended): Minor work required to prevent a deterioration of the service provided by the asset. | 15 | 2010-05-14 | 13.9493 | 65.4009 | x | 2 | 4. Significant | 10455 | Predictive Maintenance | 91.25
1004548 | Expansion Vessels | B (Average): Asset is sound, operationally safe and exhibits only minor deterioration. | Category 3 (Recommended): Minor work required to prevent a deterioration of the service provided by the asset. | 15 | 2015-10-29 | 8.4901 | 72.6799 | x | 2 | 4. Significant | 10455 | Predictive Maintenance | 91.25
1004550 | Pumps - General | B (Average): Asset is sound, operationally safe and exhibits only minor deterioration. | Category 3 (Recommended): Minor work required to prevent a deterioration of the service provided by the asset. | 20 | 2022-01-12 | 2.2834 | 81.7166 | x | 2 | 4. Significant | 10455 | Predictive Maintenance | 91.25
1004551 | Pumps - General | B (Average): Asset is sound, operationally safe and exhibits only minor deterioration. | Category 3 (Recommended): Minor work required to prevent a deterioration of the service provided by the asset. | 20 | 2004-03-10 | 20.1259 | 63.8741 | x | 2 | 4. Significant | 10455 | Predictive Maintenance | 91.25
1004553 | Meter Reading - Gas | B (Average): Asset is sound, operationally safe and exhibits only minor deterioration. | Category 3 (Recommended): Minor work required to prevent a deterioration of the service provided by the asset. | 20 | 2012-12-04 | 11.3895 | 72.6105 | x | 2 | 2. Minor | 10455 | Predictive Maintenance | 182.5
1004554 | Expansion Vessels | B (Average): Asset is sound, operationally safe and exhibits only minor deterioration. | Category 3 (Recommended): Minor work required to prevent a deterioration of the service provided by the asset. | 15 | 2022-05-20 | 1.9329 | 81.4228 | x | 2 | 4. Significant | 10455 | Predictive Maintenance | 91.25
1004555 | Outstations | B (Average): Asset is sound, operationally safe and exhibits only minor deterioration. | Category 3 (Recommended): Minor work required to prevent a deterioration of the service provided by the asset. | 10 | 2017-01-22 | 7.2553 | 69.4894 | x | 2 | 4. Significant | 10456 | Predictive Maintenance | 91.25
1004556 | Outstations | B (Average): Asset is sound, operationally safe and exhibits only minor deterioration. | Category 3 (Recommended): Minor work required to prevent a deterioration of the service provided by the asset. | 10 | 2016-01-14 | 8.2793 | 67.4415 | x | 2 | 4. Significant | 10467 | Predictive Maintenance | 91.25
1004557 | Speed Controllers | B (Average): Asset is sound, operationally safe and exhibits only minor deterioration. | Category 3 (Recommended): Minor work required to prevent a deterioration of the service provided by the asset. | 15 | 2011-05-12 | 12.9555 | 66.726 | x | 2 | 4. Significant | 10467 | Predictive Maintenance | 91.25
1004559 | Cold Water Storage Tanks and Cisterns | B (Average): Asset is sound, operationally safe and exhibits only minor deterioration. | Category 3 (Recommended): Minor work required to prevent a deterioration of the service provided by the asset. | 15 | 2010-05-04 | 13.9767 | 65.3644 | x | 2 | 4. Significant | 10990 | Predictive Maintenance | 91.25
1004560 | Speed Controllers | B (Average): Asset is sound, operationally safe and exhibits only minor deterioration. | Category 3 (Recommended): Minor work required to prevent a deterioration of the service provided by the asset. | 15 | 2022-11-01 | 1.4812 | 82.0251 | x | 2 | 4. Significant | 10466 | Predictive Maintenance | 91.25
1004561 | Outstations | B (Average): Asset is sound, operationally safe and exhibits only minor deterioration. | Category 3 (Recommended): Minor work required to prevent a deterioration of the service provided by the asset. | 10 | 2021-01-06 | 3.2991 | 77.4018 | x | 2 | 4. Significant | 10466 | Predictive Maintenance | 91.25
1004562 | Cold Water Storage Tanks and Cisterns | B (Average): Asset is sound, operationally safe and exhibits only minor deterioration. | Category 3 (Recommended): Minor work required to prevent a deterioration of the service provided by the asset. | 35 | 2008-01-17 | 16.271 | 68.7023 | x | 5 | 4. Significant | 10092 | Predictive Maintenance | 91.25
1004563 | Cold Water Storage Tanks and Cisterns | B (Average): Asset is sound, operationally safe and exhibits only minor deterioration. | Category 3 (Recommended): Minor work required to prevent a deterioration of the service provided by the asset. | 35 | 2004-07-02 | 19.8138 | 66.6778 | x | 5 | 4. Significant | 10092 | Predictive Maintenance | 91.25
1004564 | Speed Controllers | B (Average): Asset is sound, operationally safe and exhibits only minor deterioration. | Category 3 (Recommended): Minor work required to prevent a deterioration of the service provided by the asset. | 15 | 2015-03-31 | 9.0705 | 71.906 | x | 2 | 4. Significant | 10455 | Predictive Maintenance | 91.25
1004565 | Speed Controllers | B (Average): Asset is sound, operationally safe and exhibits only minor deterioration. | Category 3 (Recommended): Minor work required to prevent a deterioration of the service provided by the asset. | 15 | 2021-05-16 | 2.9432 | 80.0757 | x | 2 | 4. Significant | 10455 | Predictive Maintenance | 91.25
1004566 | Outstations | B (Average): Asset is sound, operationally safe and exhibits only minor deterioration. | Category 3 (Recommended): Minor work required to prevent a deterioration of the service provided by the asset. | 10 | 2016-08-07 | 7.7153 | 68.5695 | x | 2 | 4. Significant | 10455 | Predictive Maintenance | 91.25
1004567 | Outstations | B (Average): Asset is sound, operationally safe and exhibits only minor deterioration. | Category 3 (Recommended): Minor work required to prevent a deterioration of the service provided by the asset. | 10 | 2018-05-10 | 5.9603 | 72.0794 | x | 2 | 4. Significant | 10455 | Predictive Maintenance | 91.25
1004568 | Outstations | B (Average): Asset is sound, operationally safe and exhibits only minor deterioration. | Category 3 (Recommended): Minor work required to prevent a deterioration of the service provided by the asset. | 10 | 2023-06-03 | 0.89528 | 82.2094 | x | 2 | 4. Significant | 10455 | Predictive Maintenance | 91.25
1004569 | Outstations | B (Average): Asset is sound, operationally safe and exhibits only minor deterioration. | Category 3 (Recommended): Minor work required to prevent a deterioration of the service provided by the asset. | 10 | 2023-07-15 | 0.78029 | 82.4394 | x | 2 | 4. Significant | 10455 | Predictive Maintenance | 91.25
1004570 | Outstations | B (Average): Asset is sound, operationally safe and exhibits only minor deterioration. | Category 3 (Recommended): Minor work required to prevent a deterioration of the service provided by the asset. | 10 | 2019-06-23 | 4.8405 | 74.319 | x | 2 | 4. Significant | 10186 | Predictive Maintenance | 91.25
1004571 | Distribution Boards | B (Average): Asset is sound, operationally safe and exhibits only minor deterioration. | Category 3 (Recommended): Minor work required to prevent a deterioration of the service provided by the asset. | 20 | 2007-04-17 | 17.024 | 66.976 | x | 2 | 4. Significant | 10455 | Predictive Maintenance | 91.25
1004572 | Distribution Boards | B (Average): Asset is sound, operationally safe and exhibits only minor deterioration. | Category 3 (Recommended): Minor work required to prevent a deterioration of the service provided by the asset. | 20 | 2022-04-07 | 2.0507 | 81.9493 | x | 2 | 4. Significant | 10455 | Predictive Maintenance | 91.25
1004573 | Distribution Boards | B (Average): Asset is sound, operationally safe and exhibits only minor deterioration. | Category 3 (Recommended): Minor work required to prevent a deterioration of the service provided by the asset. | 20 | 2015-08-06 | 8.7201 | 75.2799 | x | 2 | 4. Significant | 10455 | Predictive Maintenance | 91.25
1004574 | Distribution Boards | B (Average): Asset is sound, operationally safe and exhibits only minor deterioration. | Category 3 (Recommended): Minor work required to prevent a deterioration of the service provided by the asset. | 20 | 2006-10-25 | 17.5003 | 66.4997 | x | 2 | 4. Significant | 10455 | Predictive Maintenance | 91.25
1004575 | Speed Controllers | B (Average): Asset is sound, operationally safe and exhibits only minor deterioration. | Category 3 (Recommended): Minor work required to prevent a deterioration of the service provided by the asset. | 15 | 2021-11-11 | 2.4531 | 80.7292 | x | 2 | 4. Significant | 10455 | Predictive Maintenance | 91.25
1004576 | Speed Controllers | B (Average): Asset is sound, operationally safe and exhibits only minor deterioration. | Category 3 (Recommended): Minor work required to prevent a deterioration of the service provided by the asset. | 15 | 2010-03-19 | 14.1027 | 65.1964 | x | 2 | 4. Significant | 10455 | Predictive Maintenance | 91.25
1004578 | Speed Controllers | B (Average): Asset is sound, operationally safe and exhibits only minor deterioration. | Category 3 (Recommended): Minor work required to prevent a deterioration of the service provided by the asset. | 15 | 2021-03-07 | 3.1348 | 79.8202 | x | 2 | 4. Significant | 10455 | Predictive Maintenance | 91.25
1004579 | Outstations | B (Average): Asset is sound, operationally safe and exhibits only minor deterioration. | Category 3 (Recommended): Minor work required to prevent a deterioration of the service provided by the asset. | 10 | 2015-08-30 | 8.6543 | 66.6913 | x | 2 | 4. Significant | 10455 | Predictive Maintenance | 91.25
1004580 | Outstations | B (Average): Asset is sound, operationally safe and exhibits only minor deterioration. | Category 3 (Recommended): Minor work required to prevent a deterioration of the service provided by the asset. | 10 | 2019-02-15 | 5.191 | 73.6181 | x | 2 | 4. Significant | 10455 | Predictive Maintenance | 91.25
1004582 | Doors General/Automatic/Steel | B (Average): Asset is sound, operationally safe and exhibits only minor deterioration. | Category 3 (Recommended): Minor work required to prevent a deterioration of the service provided by the asset. | 20 | 2010-08-11 | 13.7057 | 68.2943 | x | 3 | 3. Moderate | 10991 | Predictive Maintenance | 91.25
1004583 | Doors General/Automatic/Steel | B (Average): Asset is sound, operationally safe and exhibits only minor deterioration. | Category 3 (Recommended): Minor work required to prevent a deterioration of the service provided by the asset. | 20 | 2017-12-17 | 6.3546 | 75.6454 | x | 3 | 3. Moderate | 10991 | Predictive Maintenance | 91.25
1004584 | Doors General/Automatic/Steel | B (Average): Asset is sound, operationally safe and exhibits only minor deterioration. | Category 3 (Recommended): Minor work required to prevent a deterioration of the service provided by the asset. | 20 | 2018-01-13 | 6.2806 | 75.7194 | x | 3 | 3. Moderate | 10991 | Predictive Maintenance | 91.25
1004586 | Laboratory Fume Cupboard | B (Average): Asset is sound, operationally safe and exhibits only minor deterioration. | Category 3 (Recommended): Minor work required to prevent a deterioration of the service provided by the asset. | 15 | 2018-04-23 | 6.0068 | 75.9909 | x | 2 | 4. Significant | 10992 | Predictive Maintenance | 91.25
1004587 | Laboratory Fume Cupboard | B (Average): Asset is sound, operationally safe and exhibits only minor deterioration. | Category 3 (Recommended): Minor work required to prevent a deterioration of the service provided by the asset. | 15 | 2022-04-12 | 2.037 | 75.2841 | x | 5 | 4. Significant | 10472 | Predictive Maintenance | 91.25
1004588 | Laboratory Fume Cupboard | B (Average): Asset is sound, operationally safe and exhibits only minor deterioration. | Category 3 (Recommended): Minor work required to prevent a deterioration of the service provided by the asset. | 15 | 2014-02-10 | 10.204 | 70.3947 | x | 2 | 4. Significant | 10453 | Predictive Maintenance | 91.25
1004589 | Laboratory Fume Cupboard | B (Average): Asset is sound, operationally safe and exhibits only minor deterioration. | Category 3 (Recommended): Minor work required to prevent a deterioration of the service provided by the asset. | 15 | 2016-06-17 | 7.8549 | 73.5268 | x | 2 | 4. Significant | 10453 | Predictive Maintenance | 91.25
1004590 | Laboratory Fume Cupboard | B (Average): Asset is sound, operationally safe and exhibits only minor deterioration. | Category 3 (Recommended): Minor work required to prevent a deterioration of the service provided by the asset. | 15 | 2011-02-03 | 13.2238 | 66.3682 | x | 2 | 4. Significant | 10993 | Predictive Maintenance | 91.25
1004591 | Laboratory Fume Cupboard | B (Average): Asset is sound, operationally safe and exhibits only minor deterioration. | Category 3 (Recommended): Minor work required to prevent a deterioration of the service provided by the asset. | 15 | 2016-06-06 | 7.885 | 73.4867 | x | 2 | 4. Significant | 10994 | Predictive Maintenance | 91.25
1004592 | Laboratory Fume Cupboard | B (Average): Asset is sound, operationally safe and exhibits only minor deterioration. | Category 3 (Recommended): Minor work required to prevent a deterioration of the service provided by the asset. | 15 | 2021-07-18 | 2.7707 | 80.3057 | x | 2 | 4. Significant | 10995 | Predictive Maintenance | 91.25
1004593 | Laboratory Fume Cupboard | B (Average): Asset is sound, operationally safe and exhibits only minor deterioration. | Category 3 (Recommended): Minor work required to prevent a deterioration of the service provided by the asset. | 15 | 2012-02-25 | 12.1643 | 67.781 | x | 2 | 4. Significant | 10996 | Predictive Maintenance | 91.25
1004594 | Laboratory Fume Cupboard | B (Average): Asset is sound, operationally safe and exhibits only minor deterioration. | Category 3 (Recommended): Minor work required to prevent a deterioration of the service provided by the asset. | 15 | 2017-12-23 | 6.3381 | 75.5492 | x | 2 | 4. Significant | 10997 | Predictive Maintenance | 91.25
1004598 | Laboratory Fume Cupboard | B (Average): Asset is sound, operationally safe and exhibits only minor deterioration. | Category 3 (Recommended): Minor work required to prevent a deterioration of the service provided by the asset. | 15 | 2012-11-08 | 11.4606 | 68.7191 | x | 2 | 4. Significant | 10996 | Predictive Maintenance | 91.25
1004599 | Hot Water Calorifiers - Heated by Electricity | B (Average): Asset is sound, operationally safe and exhibits only minor deterioration. | Category 3 (Recommended): Minor work required to prevent a deterioration of the service provided by the asset. | 25 | 2015-10-01 | 8.5667 | 71.1466 | x | 5 | 4. Significant | 10158 | Predictive Maintenance | 91.25
1004600 | Hot Water Calorifiers - Heated by Electricity | B (Average): Asset is sound, operationally safe and exhibits only minor deterioration. | Category 3 (Recommended): Minor work required to prevent a deterioration of the service provided by the asset. | 25 | 2003-06-14 | 20.8652 | 61.3079 | x | 5 | 4. Significant | 10158 | Predictive Maintenance | 91.25
1004601 | Hot Water Calorifiers - Heated by LTHW | B (Average): Asset is sound, operationally safe and exhibits only minor deterioration. | Category 3 (Recommended): Minor work required to prevent a deterioration of the service provided by the asset. | 20 | 2013-04-07 | 11.05 | 66.95 | x | 5 | 4. Significant | 10158 | Predictive Maintenance | 91.25
1004603 | Laboratory Fume Cupboard | B (Average): Asset is sound, operationally safe and exhibits only minor deterioration. | Category 3 (Recommended): Minor work required to prevent a deterioration of the service provided by the asset. | 15 | 2016-03-12 | 8.1205 | 73.1727 | x | 2 | 4. Significant | 10455 | Predictive Maintenance | 91.25
1004604 | Laboratory Fume Cupboard | B (Average): Asset is sound, operationally safe and exhibits only minor deterioration. | Category 3 (Recommended): Minor work required to prevent a deterioration of the service provided by the asset. | 15 | 2014-12-25 | 9.3333 | 71.5556 | x | 2 | 4. Significant | 10455 | Predictive Maintenance | 91.25
1004605 | Laboratory Fume Cupboard | B (Average): Asset is sound, operationally safe and exhibits only minor deterioration. | Category 3 (Recommended): Minor work required to prevent a deterioration of the service provided by the asset. | 15 | 2015-07-23 | 8.7584 | 72.3222 | x | 2 | 4. Significant | 10455 | Predictive Maintenance | 91.25
1004606 | Laboratory Fume Cupboard | B (Average): Asset is sound, operationally safe and exhibits only minor deterioration. | Category 3 (Recommended): Minor work required to prevent a deterioration of the service provided by the asset. | 15 | 2013-04-01 | 11.0664 | 69.2448 | x | 2 | 4. Significant | 10455 | Predictive Maintenance | 91.25
1004607 | Laboratory Fume Cupboard | B (Average): Asset is sound, operationally safe and exhibits only minor deterioration. | Category 3 (Recommended): Minor work required to prevent a deterioration of the service provided by the asset. | 15 | 2016-11-01 | 7.4798 | 74.0269 | x | 2 | 4. Significant | 10455 | Predictive Maintenance | 91.25
1004608 | Laboratory Fume Cupboard | B (Average): Asset is sound, operationally safe and exhibits only minor deterioration. | Category 3 (Recommended): Minor work required to prevent a deterioration of the service provided by the asset. | 15 | 2012-08-29 | 11.655 | 68.46 | x | 2 | 4. Significant | 10455 | Predictive Maintenance | 91.25
1004609 | Laboratory Fume Cupboard | B (Average): Asset is sound, operationally safe and exhibits only minor deterioration. | Category 3 (Recommended): Minor work required to prevent a deterioration of the service provided by the asset. | 15 | 2017-06-15 | 6.8611 | 74.8519 | x | 2 | 4. Significant | 10455 | Predictive Maintenance | 91.25
1004610 | Laboratory Fume Cupboard | B (Average): Asset is sound, operationally safe and exhibits only minor deterioration. | Category 3 (Recommended): Minor work required to prevent a deterioration of the service provided by the asset. | 15 | 2017-11-25 | 6.4148 | 75.447 | x | 2 | 4. Significant | 10455 | Predictive Maintenance | 91.25
1004611 | Laboratory Fume Cupboard | B (Average): Asset is sound, operationally safe and exhibits only minor deterioration. | Category 3 (Recommended): Minor work required to prevent a deterioration of the service provided by the asset. | 15 | 2017-04-01 | 7.0664 | 74.5781 | x | 2 | 4. Significant | 10455 | Predictive Maintenance | 91.25
1004612 | Laboratory Fume Cupboard | B (Average): Asset is sound, operationally safe and exhibits only minor deterioration. | Category 3 (Recommended): Minor work required to prevent a deterioration of the service provided by the asset. | 15 | 2021-07-10 | 2.7926 | 80.2765 | x | 2 | 4. Significant | 10455 | Predictive Maintenance | 91.25
1004613 | Laboratory Fume Cupboard | B (Average): Asset is sound, operationally safe and exhibits only minor deterioration. | Category 3 (Recommended): Minor work required to prevent a deterioration of the service provided by the asset. | 15 | 2018-10-16 | 5.525 | 76.6334 | x | 2 | 4. Significant | 10455 | Predictive Maintenance | 91.25
1004614 | Laboratory Fume Cupboard | B (Average): Asset is sound, operationally safe and exhibits only minor deterioration. | Category 3 (Recommended): Minor work required to prevent a deterioration of the service provided by the asset. | 15 | 2023-08-09 | 0.71184 | 83.0509 | x | 2 | 4. Significant | 10455 | Predictive Maintenance | 91.25
1004615 | Laboratory Fume Cupboard | B (Average): Asset is sound, operationally safe and exhibits only minor deterioration. | Category 3 (Recommended): Minor work required to prevent a deterioration of the service provided by the asset. | 15 | 2011-09-03 | 12.6434 | 67.1421 | x | 2 | 4. Significant | 10455 | Predictive Maintenance | 91.25
1004616 | Laboratory Fume Cupboard | B (Average): Asset is sound, operationally safe and exhibits only minor deterioration. | Category 3 (Recommended): Minor work required to prevent a deterioration of the service provided by the asset. | 15 | 2010-12-31 | 13.3169 | 66.2441 | x | 2 | 4. Significant | 10455 | Predictive Maintenance | 91.25
1004617 | Laboratory Fume Cupboard | B (Average): Asset is sound, operationally safe and exhibits only minor deterioration. | Category 3 (Recommended): Minor work required to prevent a deterioration of the service provided by the asset. | 15 | 2010-06-18 | 13.8535 | 65.5286 | x | 2 | 4. Significant | 10455 | Predictive Maintenance | 91.25
1004618 | Laboratory Fume Cupboard | B (Average): Asset is sound, operationally safe and exhibits only minor deterioration. | Category 3 (Recommended): Minor work required to prevent a deterioration of the service provided by the asset. | 15 | 2015-12-09 | 8.3778 | 72.8296 | x | 2 | 4. Significant | 10455 | Predictive Maintenance | 91.25
1004619 | Laboratory Fume Cupboard | B (Average): Asset is sound, operationally safe and exhibits only minor deterioration. | Category 3 (Recommended): Minor work required to prevent a deterioration of the service provided by the asset. | 15 | 2011-09-20 | 12.5969 | 67.2042 | x | 2 | 4. Significant | 10455 | Predictive Maintenance | 91.25
1004620 | Laboratory Fume Cupboard | B (Average): Asset is sound, operationally safe and exhibits only minor deterioration. | Category 3 (Recommended): Minor work required to prevent a deterioration of the service provided by the asset. | 15 | 2016-01-20 | 8.2628 | 72.9829 | x | 2 | 4. Significant | 10455 | Predictive Maintenance | 91.25
1004621 | Laboratory Fume Cupboard | B (Average): Asset is sound, operationally safe and exhibits only minor deterioration. | Category 3 (Recommended): Minor work required to prevent a deterioration of the service provided by the asset. | 15 | 2021-06-08 | 2.8802 | 80.1597 | x | 2 | 4. Significant | 10455 | Predictive Maintenance | 91.25
1004622 | Laboratory Fume Cupboard | B (Average): Asset is sound, operationally safe and exhibits only minor deterioration. | Category 3 (Recommended): Minor work required to prevent a deterioration of the service provided by the asset. | 15 | 2016-11-21 | 7.4251 | 74.0999 | x | 2 | 4. Significant | 10455 | Predictive Maintenance | 91.25
1004623 | Laboratory Fume Cupboard | B (Average): Asset is sound, operationally safe and exhibits only minor deterioration. | Category 3 (Recommended): Minor work required to prevent a deterioration of the service provided by the asset. | 15 | 2017-05-15 | 6.9459 | 74.7388 | x | 2 | 4. Significant | 10455 | Predictive Maintenance | 91.25
1004624 | Laboratory Fume Cupboard | B (Average): Asset is sound, operationally safe and exhibits only minor deterioration. | Category 3 (Recommended): Minor work required to prevent a deterioration of the service provided by the asset. | 15 | 2012-06-17 | 11.8549 | 68.1935 | x | 2 | 4. Significant | 10455 | Predictive Maintenance | 91.25
1004625 | Laboratory Fume Cupboard | B (Average): Asset is sound, operationally safe and exhibits only minor deterioration. | Category 3 (Recommended): Minor work required to prevent a deterioration of the service provided by the asset. | 15 | 2010-07-30 | 13.7385 | 65.682 | x | 2 | 4. Significant | 10455 | Predictive Maintenance | 91.25
1004626 | Laboratory Fume Cupboard | B (Average): Asset is sound, operationally safe and exhibits only minor deterioration. | Category 3 (Recommended): Minor work required to prevent a deterioration of the service provided by the asset. | 15 | 2015-12-11 | 8.3723 | 72.8369 | x | 2 | 4. Significant | 10455 | Predictive Maintenance | 91.25
1004627 | Laboratory Fume Cupboard | B (Average): Asset is sound, operationally safe and exhibits only minor deterioration. | Category 3 (Recommended): Minor work required to prevent a deterioration of the service provided by the asset. | 15 | 2012-06-07 | 11.8823 | 68.157 | x | 2 | 4. Significant | 10455 | Predictive Maintenance | 91.25
1004628 | Air Handling Units - General | B (Average): Asset is sound, operationally safe and exhibits only minor deterioration. | Category 3 (Recommended): Minor work required to prevent a deterioration of the service provided by the asset. | 20 | 2009-10-07 | 14.5489 | 69.4511 | x | 2 | 3. Moderate | 10455 | Predictive Maintenance | 91.25
1004629 | Water Booster Pumps | B (Average): Asset is sound, operationally safe and exhibits only minor deterioration. | Category 3 (Recommended): Minor work required to prevent a deterioration of the service provided by the asset. | 15 | 2010-04-08 | 14.0479 | 59.2695 | x | 5 | 4. Significant | 10092 | Predictive Maintenance | 91.25
1004630 | Cold Water Storage Tanks and Cisterns | B (Average): Asset is sound, operationally safe and exhibits only minor deterioration. | Category 3 (Recommended): Minor work required to prevent a deterioration of the service provided by the asset. | 20 | 2006-03-03 | 18.1465 | 59.8535 | x | 5 | 4. Significant | 10092 | Predictive Maintenance | 91.25
1004631 | Vacuum Systems - General | B (Average): Asset is sound, operationally safe and exhibits only minor deterioration. | Category 3 (Recommended): Minor work required to prevent a deterioration of the service provided by the asset. | 20 | 2005-11-29 | 18.4038 | 65.5962 | x | 2 | 4. Significant | 10455 | Predictive Maintenance | 91.25
1004632 | Expansion Vessels | B (Average): Asset is sound, operationally safe and exhibits only minor deterioration. | Category 3 (Recommended): Minor work required to prevent a deterioration of the service provided by the asset. | 15 | 2018-02-27 | 6.1574 | 69.7901 | x | 5 | 4. Significant | 10092 | Predictive Maintenance | 91.25
1004633 | Expansion Vessels | B (Average): Asset is sound, operationally safe and exhibits only minor deterioration. | Category 3 (Recommended): Minor work required to prevent a deterioration of the service provided by the asset. | 15 | 2017-08-12 | 6.7023 | 69.0637 | x | 5 | 4. Significant | 10092 | Predictive Maintenance | 91.25
1004635 | Outstations | B (Average): Asset is sound, operationally safe and exhibits only minor deterioration. | Category 3 (Recommended): Minor work required to prevent a deterioration of the service provided by the asset. | 10 | 2016-11-26 | 7.4114 | 63.1773 | x | 5 | 4. Significant | 10978 | Predictive Maintenance | 91.25
1004638 | Laboratory Fume Cupboard | B (Average): Asset is sound, operationally safe and exhibits only minor deterioration. | Category 3 (Recommended): Minor work required to prevent a deterioration of the service provided by the asset. | 15 | 2023-10-06 | 0.55305 | 83.2626 | x | 2 | 4. Significant | 10455 | Predictive Maintenance | 91.25
1004639 | Laboratory Fume Cupboard | B (Average): Asset is sound, operationally safe and exhibits only minor deterioration. | Category 3 (Recommended): Minor work required to prevent a deterioration of the service provided by the asset. | 15 | 2010-08-16 | 13.692 | 65.744 | x | 2 | 4. Significant | 10455 | Predictive Maintenance | 91.25
1004640 | Laboratory Fume Cupboard | B (Average): Asset is sound, operationally safe and exhibits only minor deterioration. | Category 3 (Recommended): Minor work required to prevent a deterioration of the service provided by the asset. | 15 | 2021-11-29 | 2.4038 | 80.7949 | x | 2 | 4. Significant | 10455 | Predictive Maintenance | 91.25
1004641 | Laboratory Fume Cupboard | B (Average): Asset is sound, operationally safe and exhibits only minor deterioration. | Category 3 (Recommended): Minor work required to prevent a deterioration of the service provided by the asset. | 15 | 2019-01-17 | 5.2704 | 76.9728 | x | 2 | 4. Significant | 10455 | Predictive Maintenance | 91.25
1004642 | Distribution Boards | B (Average): Asset is sound, operationally safe and exhibits only minor deterioration. | Category 3 (Recommended): Minor work required to prevent a deterioration of the service provided by the asset. | 20 | 2007-09-29 | 16.5722 | 61.4278 | x | 5 | 4. Significant | 10977 | Predictive Maintenance | 91.25
1004643 | Distribution Boards | B (Average): Asset is sound, operationally safe and exhibits only minor deterioration. | Category 3 (Recommended): Minor work required to prevent a deterioration of the service provided by the asset. | 20 | 2014-12-02 | 9.3963 | 68.6037 | x | 5 | 4. Significant | 10977 | Predictive Maintenance | 91.25
1004644 | Distribution Boards | B (Average): Asset is sound, operationally safe and exhibits only minor deterioration. | Category 3 (Recommended): Minor work required to prevent a deterioration of the service provided by the asset. | 20 | 2017-11-20 | 6.4285 | 71.5715 | x | 5 | 4. Significant | 10977 | Predictive Maintenance | 91.25
1004645 | Distribution Boards | B (Average): Asset is sound, operationally safe and exhibits only minor deterioration. | Category 3 (Recommended): Minor work required to prevent a deterioration of the service provided by the asset. | 20 | 2008-06-23 | 15.8385 | 62.1615 | x | 5 | 4. Significant | 10977 | Predictive Maintenance | 91.25
1004646 | Distribution Boards | B (Average): Asset is sound, operationally safe and exhibits only minor deterioration. | Category 3 (Recommended): Minor work required to prevent a deterioration of the service provided by the asset. | 20 | 2012-07-12 | 11.7864 | 66.2136 | x | 5 | 4. Significant | 10977 | Predictive Maintenance | 91.25
1004647 | Outstations | B (Average): Asset is sound, operationally safe and exhibits only minor deterioration. | Category 3 (Recommended): Minor work required to prevent a deterioration of the service provided by the asset. | 10 | 2021-07-05 | 2.8063 | 72.3874 | x | 5 | 4. Significant | 10977 | Predictive Maintenance | 91.25
1004648 | Outstations | B (Average): Asset is sound, operationally safe and exhibits only minor deterioration. | Category 3 (Recommended): Minor work required to prevent a deterioration of the service provided by the asset. | 10 | 2020-11-16 | 3.4387 | 71.1225 | x | 5 | 4. Significant | 10977 | Predictive Maintenance | 91.25
1004649 | Distribution Boards | B (Average): Asset is sound, operationally safe and exhibits only minor deterioration. | Category 3 (Recommended): Minor work required to prevent a deterioration of the service provided by the asset. | 20 | 2019-06-23 | 4.8405 | 73.1595 | x | 5 | 4. Significant | 10977 | Predictive Maintenance | 91.25
1004650 | Distribution Boards | B (Average): Asset is sound, operationally safe and exhibits only minor deterioration. | Category 3 (Recommended): Minor work required to prevent a deterioration of the service provided by the asset. | 20 | 2010-09-12 | 13.6181 | 64.3819 | x | 5 | 4. Significant | 10977 | Predictive Maintenance | 91.25
1004651 | Distribution Boards | B (Average): Asset is sound, operationally safe and exhibits only minor deterioration. | Category 3 (Recommended): Minor work required to prevent a deterioration of the service provided by the asset. | 20 | 2014-03-24 | 10.089 | 67.911 | x | 5 | 4. Significant | 10977 | Predictive Maintenance | 91.25
1004652 | Distribution Boards | B (Average): Asset is sound, operationally safe and exhibits only minor deterioration. | Category 3 (Recommended): Minor work required to prevent a deterioration of the service provided by the asset. | 20 | 2017-03-15 | 7.1129 | 70.8871 | x | 5 | 4. Significant | 10977 | Predictive Maintenance | 91.25
1004653 | Distribution Boards | B (Average): Asset is sound, operationally safe and exhibits only minor deterioration. | Category 3 (Recommended): Minor work required to prevent a deterioration of the service provided by the asset. | 20 | 2020-02-29 | 4.1533 | 73.8467 | x | 5 | 4. Significant | 10977 | Predictive Maintenance | 91.25
1004654 | Distribution Boards | B (Average): Asset is sound, operationally safe and exhibits only minor deterioration. | Category 3 (Recommended): Minor work required to prevent a deterioration of the service provided by the asset. | 20 | 2019-08-06 | 4.7201 | 73.2799 | x | 5 | 4. Significant | 10977 | Predictive Maintenance | 91.25
1004655 | Laboratory Fume Cupboard | B (Average): Asset is sound, operationally safe and exhibits only minor deterioration. | Category 3 (Recommended): Minor work required to prevent a deterioration of the service provided by the asset. | 15 | 2015-12-21 | 8.345 | 72.8734 | x | 2 | 4. Significant | 10455 | Predictive Maintenance | 91.25
1004656 | Laboratory Fume Cupboard | B (Average): Asset is sound, operationally safe and exhibits only minor deterioration. | Category 3 (Recommended): Minor work required to prevent a deterioration of the service provided by the asset. | 15 | 2022-07-16 | 1.7769 | 81.6308 | x | 2 | 4. Significant | 10455 | Predictive Maintenance | 91.25
1004657 | Laboratory Fume Cupboard | B (Average): Asset is sound, operationally safe and exhibits only minor deterioration. | Category 3 (Recommended): Minor work required to prevent a deterioration of the service provided by the asset. | 15 | 2012-07-06 | 11.8029 | 68.2628 | x | 2 | 4. Significant | 10455 | Predictive Maintenance | 91.25
1004658 | Laboratory Fume Cupboard | B (Average): Asset is sound, operationally safe and exhibits only minor deterioration. | Category 3 (Recommended): Minor work required to prevent a deterioration of the service provided by the asset. | 15 | 2016-09-22 | 7.5893 | 73.8809 | x | 2 | 4. Significant | 10455 | Predictive Maintenance | 91.25
1004659 | Laboratory Fume Cupboard | B (Average): Asset is sound, operationally safe and exhibits only minor deterioration. | Category 3 (Recommended): Minor work required to prevent a deterioration of the service provided by the asset. | 15 | 2011-11-06 | 12.4682 | 67.3758 | x | 2 | 4. Significant | 10455 | Predictive Maintenance | 91.25
1004660 | Laboratory Fume Cupboard | B (Average): Asset is sound, operationally safe and exhibits only minor deterioration. | Category 3 (Recommended): Minor work required to prevent a deterioration of the service provided by the asset. | 15 | 2021-01-29 | 3.2361 | 79.6851 | x | 2 | 4. Significant | 10455 | Predictive Maintenance | 91.25
1004661 | Laboratory Fume Cupboard | B (Average): Asset is sound, operationally safe and exhibits only minor deterioration. | Category 3 (Recommended): Minor work required to prevent a deterioration of the service provided by the asset. | 15 | 2017-06-12 | 6.8693 | 74.841 | x | 2 | 4. Significant | 10455 | Predictive Maintenance | 91.25
1004662 | Laboratory Fume Cupboard | B (Average): Asset is sound, operationally safe and exhibits only minor deterioration. | Category 3 (Recommended): Minor work required to prevent a deterioration of the service provided by the asset. | 15 | 2018-10-16 | 5.525 | 76.6334 | x | 2 | 4. Significant | 10455 | Predictive Maintenance | 91.25
1004663 | Laboratory Fume Cupboard | B (Average): Asset is sound, operationally safe and exhibits only minor deterioration. | Category 3 (Recommended): Minor work required to prevent a deterioration of the service provided by the asset. | 15 | 2020-07-13 | 3.7837 | 78.9551 | x | 2 | 4. Significant | 10455 | Predictive Maintenance | 91.25
1004664 | Laboratory Fume Cupboard | B (Average): Asset is sound, operationally safe and exhibits only minor deterioration. | Category 3 (Recommended): Minor work required to prevent a deterioration of the service provided by the asset. | 15 | 2021-09-26 | 2.5791 | 80.5613 | x | 2 | 4. Significant | 10455 | Predictive Maintenance | 91.25
1004665 | Laboratory Fume Cupboard | B (Average): Asset is sound, operationally safe and exhibits only minor deterioration. | Category 3 (Recommended): Minor work required to prevent a deterioration of the service provided by the asset. | 15 | 2017-09-25 | 6.5818 | 75.2243 | x | 2 | 4. Significant | 10455 | Predictive Maintenance | 91.25
1004666 | Laboratory Fume Cupboard | B (Average): Asset is sound, operationally safe and exhibits only minor deterioration. | Category 3 (Recommended): Minor work required to prevent a deterioration of the service provided by the asset. | 15 | 2023-10-17 | 0.52293 | 83.3028 | x | 2 | 4. Significant | 10455 | Predictive Maintenance | 91.25
1004667 | Laboratory Fume Cupboard | B (Average): Asset is sound, operationally safe and exhibits only minor deterioration. | Category 3 (Recommended): Minor work required to prevent a deterioration of the service provided by the asset. | 15 | 2017-10-24 | 6.5024 | 75.3301 | x | 2 | 4. Significant | 10455 | Predictive Maintenance | 91.25
1004668 | Laboratory Fume Cupboard | B (Average): Asset is sound, operationally safe and exhibits only minor deterioration. | Category 3 (Recommended): Minor work required to prevent a deterioration of the service provided by the asset. | 15 | 2015-09-04 | 8.6407 | 72.4791 | x | 2 | 4. Significant | 10455 | Predictive Maintenance | 91.25
1004669 | Laboratory Fume Cupboard | B (Average): Asset is sound, operationally safe and exhibits only minor deterioration. | Category 3 (Recommended): Minor work required to prevent a deterioration of the service provided by the asset. | 15 | 2017-03-02 | 7.1485 | 74.4686 | x | 2 | 4. Significant | 10455 | Predictive Maintenance | 91.25
1004670 | Laboratory Fume Cupboard | B (Average): Asset is sound, operationally safe and exhibits only minor deterioration. | Category 3 (Recommended): Minor work required to prevent a deterioration of the service provided by the asset. | 15 | 2023-12-17 | 0.35592 | 83.5254 | x | 2 | 4. Significant | 10455 | Predictive Maintenance | 91.25
1004672 | Laboratory Fume Cupboard | B (Average): Asset is sound, operationally safe and exhibits only minor deterioration. | Category 3 (Recommended): Minor work required to prevent a deterioration of the service provided by the asset. | 15 | 2014-01-22 | 10.256 | 70.3253 | x | 2 | 4. Significant | 10455 | Predictive Maintenance | 91.25
1004673 | Laboratory Fume Cupboard | B (Average): Asset is sound, operationally safe and exhibits only minor deterioration. | Category 3 (Recommended): Minor work required to prevent a deterioration of the service provided by the asset. | 15 | 2020-09-04 | 3.6386 | 79.1485 | x | 2 | 4. Significant | 10455 | Predictive Maintenance | 91.25
1004674 | Laboratory Fume Cupboard | B (Average): Asset is sound, operationally safe and exhibits only minor deterioration. | Category 3 (Recommended): Minor work required to prevent a deterioration of the service provided by the asset. | 15 | 2018-07-05 | 5.807 | 76.2574 | x | 2 | 4. Significant | 10455 | Predictive Maintenance | 91.25
1004675 | Laboratory Fume Cupboard | B (Average): Asset is sound, operationally safe and exhibits only minor deterioration. | Category 3 (Recommended): Minor work required to prevent a deterioration of the service provided by the asset. | 15 | 2011-07-26 | 12.7502 | 66.9998 | x | 2 | 4. Significant | 10455 | Predictive Maintenance | 91.25
1004676 | Laboratory Fume Cupboard | B (Average): Asset is sound, operationally safe and exhibits only minor deterioration. | Category 3 (Recommended): Minor work required to prevent a deterioration of the service provided by the asset. | 15 | 2016-01-13 | 8.282 | 72.9573 | x | 2 | 4. Significant | 10455 | Predictive Maintenance | 91.25
1004677 | Laboratory Fume Cupboard | B (Average): Asset is sound, operationally safe and exhibits only minor deterioration. | Category 3 (Recommended): Minor work required to prevent a deterioration of the service provided by the asset. | 15 | 2015-03-03 | 9.1472 | 71.8038 | x | 2 | 4. Significant | 10455 | Predictive Maintenance | 91.25
1004678 | Laboratory Fume Cupboard | B (Average): Asset is sound, operationally safe and exhibits only minor deterioration. | Category 3 (Recommended): Minor work required to prevent a deterioration of the service provided by the asset. | 15 | 2012-01-13 | 12.282 | 67.624 | x | 2 | 4. Significant | 10455 | Predictive Maintenance | 91.25
1004679 | Laboratory Fume Cupboard | B (Average): Asset is sound, operationally safe and exhibits only minor deterioration. | Category 3 (Recommended): Minor work required to prevent a deterioration of the service provided by the asset. | 15 | 2015-12-14 | 8.3641 | 72.8478 | x | 2 | 4. Significant | 10455 | Predictive Maintenance | 91.25
1004680 | Laboratory Fume Cupboard | B (Average): Asset is sound, operationally safe and exhibits only minor deterioration. | Category 3 (Recommended): Minor work required to prevent a deterioration of the service provided by the asset. | 15 | 2011-01-04 | 13.306 | 66.2587 | x | 2 | 4. Significant | 10455 | Predictive Maintenance | 91.25
1004681 | Laboratory Fume Cupboard | B (Average): Asset is sound, operationally safe and exhibits only minor deterioration. | Category 3 (Recommended): Minor work required to prevent a deterioration of the service provided by the asset. | 15 | 2017-12-06 | 6.3847 | 75.4871 | x | 2 | 4. Significant | 10455 | Predictive Maintenance | 91.25
1004682 | Laboratory Fume Cupboard | B (Average): Asset is sound, operationally safe and exhibits only minor deterioration. | Category 3 (Recommended): Minor work required to prevent a deterioration of the service provided by the asset. | 15 | 2017-12-03 | 6.3929 | 75.4762 | x | 2 | 4. Significant | 10455 | Predictive Maintenance | 91.25
1004683 | Laboratory Fume Cupboard | B (Average): Asset is sound, operationally safe and exhibits only minor deterioration. | Category 3 (Recommended): Minor work required to prevent a deterioration of the service provided by the asset. | 15 | 2021-03-12 | 3.1211 | 79.8385 | x | 2 | 4. Significant | 10455 | Predictive Maintenance | 91.25
1004684 | Laboratory Fume Cupboard | B (Average): Asset is sound, operationally safe and exhibits only minor deterioration. | Category 3 (Recommended): Minor work required to prevent a deterioration of the service provided by the asset. | 15 | 2015-04-20 | 9.0157 | 71.979 | x | 2 | 4. Significant | 10996 | Predictive Maintenance | 91.25
1004685 | Laboratory Fume Cupboard | B (Average): Asset is sound, operationally safe and exhibits only minor deterioration. | Category 3 (Recommended): Minor work required to prevent a deterioration of the service provided by the asset. | 15 | 2015-11-30 | 8.4025 | 72.7967 | x | 2 | 4. Significant | 10450 | Predictive Maintenance | 91.25
1004686 | Laboratory Fume Cupboard | B (Average): Asset is sound, operationally safe and exhibits only minor deterioration. | Category 3 (Recommended): Minor work required to prevent a deterioration of the service provided by the asset. | 15 | 2018-12-05 | 5.3881 | 76.8159 | x | 2 | 4. Significant | 10450 | Predictive Maintenance | 91.25
1004687 | Laboratory Fume Cupboard | B (Average): Asset is sound, operationally safe and exhibits only minor deterioration. | Category 3 (Recommended): Minor work required to prevent a deterioration of the service provided by the asset. | 15 | 2016-10-24 | 7.5017 | 73.9977 | x | 2 | 4. Significant | 10450 | Predictive Maintenance | 91.25
1004688 | Laboratory Fume Cupboard | B (Average): Asset is sound, operationally safe and exhibits only minor deterioration. | Category 3 (Recommended): Minor work required to prevent a deterioration of the service provided by the asset. | 15 | 2017-07-29 | 6.7406 | 75.0125 | x | 2 | 4. Significant | 10450 | Predictive Maintenance | 91.25
1004689 | Outstations | B (Average): Asset is sound, operationally safe and exhibits only minor deterioration. | Category 3 (Recommended): Minor work required to prevent a deterioration of the service provided by the asset. | 10 | 2023-06-01 | 0.90075 | 76.1985 | x | 5 | 4. Significant | 10158 | Predictive Maintenance | 91.25
1004690 | Outstations | B (Average): Asset is sound, operationally safe and exhibits only minor deterioration. | Category 3 (Recommended): Minor work required to prevent a deterioration of the service provided by the asset. | 10 | 2018-02-07 | 6.2122 | 65.5756 | x | 5 | 4. Significant | 10158 | Predictive Maintenance | 91.25
1004691 | Meter Reading - Electric | B (Average): Asset is sound, operationally safe and exhibits only minor deterioration. | Category 3 (Recommended): Minor work required to prevent a deterioration of the service provided by the asset. | 20 | 2007-10-27 | 16.4956 | 61.5044 | x | 5 | 2. Minor | 10977 | Predictive Maintenance | 182.5
1004692 | Meter Reading - Electric | B (Average): Asset is sound, operationally safe and exhibits only minor deterioration. | Category 3 (Recommended): Minor work required to prevent a deterioration of the service provided by the asset. | 20 | 2010-07-04 | 13.8097 | 64.1903 | x | 5 | 2. Minor | 10977 | Predictive Maintenance | 182.5
1004693 | Meter Reading - Electric | B (Average): Asset is sound, operationally safe and exhibits only minor deterioration. | Category 3 (Recommended): Minor work required to prevent a deterioration of the service provided by the asset. | 20 | 2011-05-05 | 12.9747 | 65.0253 | x | 5 | 2. Minor | 10977 | Predictive Maintenance | 182.5
1004694 | Meter Reading - Electric | B (Average): Asset is sound, operationally safe and exhibits only minor deterioration. | Category 3 (Recommended): Minor work required to prevent a deterioration of the service provided by the asset. | 20 | 2011-11-22 | 12.4244 | 65.5756 | x | 5 | 2. Minor | 10977 | Predictive Maintenance | 182.5
1004695 | Meter Reading - Electric | B (Average): Asset is sound, operationally safe and exhibits only minor deterioration. | Category 3 (Recommended): Minor work required to prevent a deterioration of the service provided by the asset. | 20 | 2012-02-22 | 12.1725 | 65.8275 | x | 5 | 2. Minor | 10977 | Predictive Maintenance | 182.5
1004696 | Meter Reading - Electric | B (Average): Asset is sound, operationally safe and exhibits only minor deterioration. | Category 3 (Recommended): Minor work required to prevent a deterioration of the service provided by the asset. | 20 | 2017-01-29 | 7.2361 | 70.7639 | x | 5 | 2. Minor | 10977 | Predictive Maintenance | 182.5
1004697 | Meter Reading - Electric | B (Average): Asset is sound, operationally safe and exhibits only minor deterioration. | Category 3 (Recommended): Minor work required to prevent a deterioration of the service provided by the asset. | 20 | 2015-09-27 | 8.5777 | 69.4223 | x | 5 | 2. Minor | 10977 | Predictive Maintenance | 182.5
1004698 | Meter Reading - Electric | B (Average): Asset is sound, operationally safe and exhibits only minor deterioration. | Category 3 (Recommended): Minor work required to prevent a deterioration of the service provided by the asset. | 20 | 2016-10-05 | 7.5537 | 70.4463 | x | 5 | 2. Minor | 10977 | Predictive Maintenance | 182.5
1004699 | Meter Reading - Electric | B (Average): Asset is sound, operationally safe and exhibits only minor deterioration. | Category 3 (Recommended): Minor work required to prevent a deterioration of the service provided by the asset. | 20 | 2004-01-15 | 20.2765 | 57.7235 | x | 5 | 2. Minor | 10977 | Predictive Maintenance | 182.5
1004700 | Maximum Demand and Power Factor Correction | B (Average): Asset is sound, operationally safe and exhibits only minor deterioration. | Category 3 (Recommended): Minor work required to prevent a deterioration of the service provided by the asset. | 20 | 2005-06-12 | 18.8693 | 59.1307 | x | 5 | 4. Significant | 10977 | Predictive Maintenance | 91.25
1004701 | Pressurisation Units - Chilled Water, Condenser Water and LTHW Types | A (Good): Asset is as new and can be expected to perform adequately to its full normal life if maintained appropriately. | Category 4 (Normal): No work required beyond normal maintenance. | 15 | 2013-12-05 | 10.3874 | 78.1501 | x | 5 | 4. Significant | 10158 | Predictive Maintenance | 162.5
1004702 | Pressurisation Units - Chilled Water, Condenser Water and LTHW Types | A (Good): Asset is as new and can be expected to perform adequately to its full normal life if maintained appropriately. | Category 4 (Normal): No work required beyond normal maintenance. | 15 | 2022-08-02 | 1.7303 | 89.6929 | x | 5 | 4. Significant | 10158 | Predictive Maintenance | 162.5
1004703 | Expansion Vessels | B (Average): Asset is sound, operationally safe and exhibits only minor deterioration. | Category 3 (Recommended): Minor work required to prevent a deterioration of the service provided by the asset. | 15 | 2012-07-30 | 11.7372 | 62.3504 | x | 5 | 4. Significant | 10158 | Predictive Maintenance | 91.25
1004710 | Meter Reading - Gas | B (Average): Asset is sound, operationally safe and exhibits only minor deterioration. | Category 3 (Recommended): Minor work required to prevent a deterioration of the service provided by the asset. | 20 | 2013-04-12 | 11.0363 | 66.9637 | x | 5 | 2. Minor | 10158 | Predictive Maintenance | 182.5
1004711 | Hot Water Calorifiers - Heated by LTHW | B (Average): Asset is sound, operationally safe and exhibits only minor deterioration. | Category 3 (Recommended): Minor work required to prevent a deterioration of the service provided by the asset. | 20 | 2018-03-24 | 6.089 | 71.911 | x | 5 | 4. Significant | 10158 | Predictive Maintenance | 91.25
1004712 | Hot Water Calorifiers - Heated by Electricity | B (Average): Asset is sound, operationally safe and exhibits only minor deterioration. | Category 3 (Recommended): Minor work required to prevent a deterioration of the service provided by the asset. | 25 | 2002-01-06 | 22.2998 | 60.1602 | x | 5 | 4. Significant | 10158 | Predictive Maintenance | 91.25
1004713 | Hot Water Calorifiers - Heated by Electricity | B (Average): Asset is sound, operationally safe and exhibits only minor deterioration. | Category 3 (Recommended): Minor work required to prevent a deterioration of the service provided by the asset. | 25 | 2022-01-18 | 2.2669 | 76.1864 | x | 5 | 4. Significant | 10158 | Predictive Maintenance | 91.25
1004714 | Atmospheric Gas Burner - Condensing Boiler | B (Average): Asset is sound, operationally safe and exhibits only minor deterioration. | Category 3 (Recommended): Minor work required to prevent a deterioration of the service provided by the asset. | 20 | 2019-12-30 | 4.3203 | 73.6797 | x | 5 | 4. Significant | 10158 | Predictive Maintenance | 91.25
1004715 | Atmospheric Gas Burner - Condensing Boiler | B (Average): Asset is sound, operationally safe and exhibits only minor deterioration. | Category 3 (Recommended): Minor work required to prevent a deterioration of the service provided by the asset. | 20 | 2012-12-27 | 11.3265 | 66.6735 | x | 5 | 4. Significant | 10158 | Predictive Maintenance | 91.25
1004716 | Atmospheric Gas Burner - Condensing Boiler | B (Average): Asset is sound, operationally safe and exhibits only minor deterioration. | Category 3 (Recommended): Minor work required to prevent a deterioration of the service provided by the asset. | 20 | 2006-12-08 | 17.3799 | 60.6201 | x | 5 | 4. Significant | 10158 | Predictive Maintenance | 91.25
1004717 | Atmospheric Gas Burner - Condensing Boiler | B (Average): Asset is sound, operationally safe and exhibits only minor deterioration. | Category 3 (Recommended): Minor work required to prevent a deterioration of the service provided by the asset. | 20 | 2014-09-23 | 9.588 | 68.412 | x | 5 | 4. Significant | 10158 | Predictive Maintenance | 91.25
1004718 | Expansion Vessels | B (Average): Asset is sound, operationally safe and exhibits only minor deterioration. | Category 3 (Recommended): Minor work required to prevent a deterioration of the service provided by the asset. | 15 | 2011-03-27 | 13.0815 | 60.5581 | x | 5 | 4. Significant | 10158 | Predictive Maintenance | 91.25
1004719 | Atmospheric Gas Burner - Condensing Boiler | B (Average): Asset is sound, operationally safe and exhibits only minor deterioration. | Category 3 (Recommended): Minor work required to prevent a deterioration of the service provided by the asset. | 20 | 2011-02-20 | 13.1773 | 64.8227 | x | 5 | 4. Significant | 10158 | Predictive Maintenance | 91.25
1004720 | Ventilating Fans - General | B (Average): Asset is sound, operationally safe and exhibits only minor deterioration. | Category 3 (Recommended): Minor work required to prevent a deterioration of the service provided by the asset. | 20 | 2019-11-22 | 4.4244 | 73.5756 | x | 5 | 2. Minor | 10978 | Predictive Maintenance | 182.5
1004721 | Ventilating Fans - General | B (Average): Asset is sound, operationally safe and exhibits only minor deterioration. | Category 3 (Recommended): Minor work required to prevent a deterioration of the service provided by the asset. | 20 | 2023-10-23 | 0.5065 | 77.4935 | x | 5 | 2. Minor | 10978 | Predictive Maintenance | 182.5
1004722 | Distribution Boards | B (Average): Asset is sound, operationally safe and exhibits only minor deterioration. | Category 3 (Recommended): Minor work required to prevent a deterioration of the service provided by the asset. | 20 | 2008-06-26 | 15.8303 | 62.1697 | x | 5 | 4. Significant | 10978 | Predictive Maintenance | 91.25
1004725 | Laboratory Fume Cupboard | B (Average): Asset is sound, operationally safe and exhibits only minor deterioration. | Category 3 (Recommended): Minor work required to prevent a deterioration of the service provided by the asset. | 15 | 2020-10-24 | 3.5017 | 73.3311 | x | 5 | 4. Significant | 10999 | Predictive Maintenance | 91.25
1004726 | Laboratory Fume Cupboard | B (Average): Asset is sound, operationally safe and exhibits only minor deterioration. | Category 3 (Recommended): Minor work required to prevent a deterioration of the service provided by the asset. | 15 | 2019-05-08 | 4.9665 | 71.3781 | x | 5 | 4. Significant | 11000 | Predictive Maintenance | 91.25
1004727 | Laboratory Fume Cupboard | B (Average): Asset is sound, operationally safe and exhibits only minor deterioration. | Category 3 (Recommended): Minor work required to prevent a deterioration of the service provided by the asset. | 15 | 2019-06-17 | 4.8569 | 71.5241 | x | 5 | 4. Significant | 10999 | Predictive Maintenance | 91.25
1004728 | Laboratory Fume Cupboard | B (Average): Asset is sound, operationally safe and exhibits only minor deterioration. | Category 3 (Recommended): Minor work required to prevent a deterioration of the service provided by the asset. | 15 | 2011-11-10 | 12.4572 | 61.3904 | x | 5 | 4. Significant | 10472 | Predictive Maintenance | 91.25
1004729 | Ventilating Fans - General | B (Average): Asset is sound, operationally safe and exhibits only minor deterioration. | Category 3 (Recommended): Minor work required to prevent a deterioration of the service provided by the asset. | 20 | 2014-07-10 | 9.7933 | 74.2067 | x | 2 | 2. Minor | 11001 | Predictive Maintenance | 182.5
1004730 | Laboratory Fume Cupboard | B (Average): Asset is sound, operationally safe and exhibits only minor deterioration. | Category 3 (Recommended): Minor work required to prevent a deterioration of the service provided by the asset. | 15 | 2015-02-01 | 9.2293 | 65.6943 | x | 5 | 4. Significant | 11002 | Predictive Maintenance | 91.25
1004731 | Laboratory Fume Cupboard | B (Average): Asset is sound, operationally safe and exhibits only minor deterioration. | Category 3 (Recommended): Minor work required to prevent a deterioration of the service provided by the asset. | 15 | 2011-10-26 | 12.4983 | 61.3356 | x | 5 | 4. Significant | 10471 | Predictive Maintenance | 91.25
1004732 | Laboratory Fume Cupboard | B (Average): Asset is sound, operationally safe and exhibits only minor deterioration. | Category 3 (Recommended): Minor work required to prevent a deterioration of the service provided by the asset. | 15 | 2018-09-30 | 5.5688 | 70.5749 | x | 5 | 4. Significant | 10471 | Predictive Maintenance | 91.25
1004733 | Traction Lifts | B (Average): Asset is sound, operationally safe and exhibits only minor deterioration. | Category 3 (Recommended): Minor work required to prevent a deterioration of the service provided by the asset. | 20 | 2019-10-29 | 4.4901 | 73.5099 | x | 5 | 4. Significant | 11003 | Predictive Maintenance | 91.25
1004735 | Laboratory Fume Cupboard | B (Average): Asset is sound, operationally safe and exhibits only minor deterioration. | Category 3 (Recommended): Minor work required to prevent a deterioration of the service provided by the asset. | 15 | 2021-11-27 | 2.4093 | 80.7876 | x | 2 | 4. Significant | 11004 | Predictive Maintenance | 91.25
1004736 | Cold Rooms | B (Average): Asset is sound, operationally safe and exhibits only minor deterioration. | Category 3 (Recommended): Minor work required to prevent a deterioration of the service provided by the asset. | 15 | 2011-01-13 | 13.2813 | 66.2916 | x | 2 | 4. Significant | 11005 | Predictive Maintenance | 91.25
1004737 | Laboratory Incubators | B (Average): Asset is sound, operationally safe and exhibits only minor deterioration. | Category 3 (Recommended): Minor work required to prevent a deterioration of the service provided by the asset. | 15 | 2021-02-03 | 3.2225 | 79.7034 | x | 2 | 3. Moderate | 11006 | Predictive Maintenance | 91.25
1004738 | Laboratory Fume Cupboard | B (Average): Asset is sound, operationally safe and exhibits only minor deterioration. | Category 3 (Recommended): Minor work required to prevent a deterioration of the service provided by the asset. | 15 | 2015-05-21 | 8.9309 | 72.0922 | x | 2 | 4. Significant | 11007 | Predictive Maintenance | 91.25
1004739 | Laboratory Fume Cupboard | B (Average): Asset is sound, operationally safe and exhibits only minor deterioration. | Category 3 (Recommended): Minor work required to prevent a deterioration of the service provided by the asset. | 15 | 2017-01-12 | 7.2827 | 74.2898 | x | 2 | 4. Significant | 11008 | Predictive Maintenance | 91.25
1004740 | Laboratory Fume Cupboard | B (Average): Asset is sound, operationally safe and exhibits only minor deterioration. | Category 3 (Recommended): Minor work required to prevent a deterioration of the service provided by the asset. | 15 | 2014-10-02 | 9.5633 | 71.2489 | x | 2 | 4. Significant | 11008 | Predictive Maintenance | 91.25
1004741 | Laboratory Fume Cupboard | B (Average): Asset is sound, operationally safe and exhibits only minor deterioration. | Category 3 (Recommended): Minor work required to prevent a deterioration of the service provided by the asset. | 15 | 2021-04-27 | 2.9952 | 80.0064 | x | 2 | 4. Significant | 10454 | Predictive Maintenance | 91.25
1004742 | Laboratory Fume Cupboard | B (Average): Asset is sound, operationally safe and exhibits only minor deterioration. | Category 3 (Recommended): Minor work required to prevent a deterioration of the service provided by the asset. | 15 | 2013-04-05 | 11.0554 | 69.2594 | x | 2 | 4. Significant | 10454 | Predictive Maintenance | 91.25
1004743 | Laboratory Fume Cupboard | B (Average): Asset is sound, operationally safe and exhibits only minor deterioration. | Category 3 (Recommended): Minor work required to prevent a deterioration of the service provided by the asset. | 15 | 2021-07-25 | 2.7515 | 80.3313 | x | 2 | 4. Significant | 10454 | Predictive Maintenance | 91.25
1004744 | Laboratory Fume Cupboard | B (Average): Asset is sound, operationally safe and exhibits only minor deterioration. | Category 3 (Recommended): Minor work required to prevent a deterioration of the service provided by the asset. | 15 | 2018-03-06 | 6.1383 | 75.8157 | x | 2 | 4. Significant | 10454 | Predictive Maintenance | 91.25
1004745 | Laboratory Fume Cupboard | B (Average): Asset is sound, operationally safe and exhibits only minor deterioration. | Category 3 (Recommended): Minor work required to prevent a deterioration of the service provided by the asset. | 15 | 2012-02-06 | 12.2163 | 67.7116 | x | 2 | 4. Significant | 10454 | Predictive Maintenance | 91.25
1004746 | Laboratory Fume Cupboard | B (Average): Asset is sound, operationally safe and exhibits only minor deterioration. | Category 3 (Recommended): Minor work required to prevent a deterioration of the service provided by the asset. | 15 | 2010-02-05 | 14.2177 | 65.0431 | x | 2 | 4. Significant | 10454 | Predictive Maintenance | 91.25
1004748 | Laboratory Fume Cupboard | B (Average): Asset is sound, operationally safe and exhibits only minor deterioration. | Category 3 (Recommended): Minor work required to prevent a deterioration of the service provided by the asset. | 15 | 2021-10-06 | 2.5517 | 80.5978 | x | 2 | 4. Significant | 10454 | Predictive Maintenance | 91.25
1004749 | Laboratory Fume Cupboard | B (Average): Asset is sound, operationally safe and exhibits only minor deterioration. | Category 3 (Recommended): Minor work required to prevent a deterioration of the service provided by the asset. | 15 | 2010-01-14 | 14.2779 | 64.9628 | x | 2 | 4. Significant | 10450 | Predictive Maintenance | 91.25
1004750 | Laboratory Fume Cupboard | B (Average): Asset is sound, operationally safe and exhibits only minor deterioration. | Category 3 (Recommended): Minor work required to prevent a deterioration of the service provided by the asset. | 15 | 2022-08-06 | 1.7194 | 81.7075 | x | 2 | 4. Significant | 10450 | Predictive Maintenance | 91.25
1004751 | Distribution Boards | B (Average): Asset is sound, operationally safe and exhibits only minor deterioration. | Category 3 (Recommended): Minor work required to prevent a deterioration of the service provided by the asset. | 20 | 2017-08-22 | 6.6749 | 77.3251 | x | 2 | 4. Significant | 11009 | Predictive Maintenance | 91.25
1004752 | Distribution Boards | B (Average): Asset is sound, operationally safe and exhibits only minor deterioration. | Category 3 (Recommended): Minor work required to prevent a deterioration of the service provided by the asset. | 20 | 2010-08-12 | 13.7029 | 70.2971 | x | 2 | 4. Significant | 11009 | Predictive Maintenance | 91.25
1004753 | Distribution Boards | B (Average): Asset is sound, operationally safe and exhibits only minor deterioration. | Category 3 (Recommended): Minor work required to prevent a deterioration of the service provided by the asset. | 20 | 2013-08-09 | 10.7105 | 73.2895 | x | 2 | 4. Significant | 11009 | Predictive Maintenance | 91.25
1004754 | Distribution Boards | B (Average): Asset is sound, operationally safe and exhibits only minor deterioration. | Category 3 (Recommended): Minor work required to prevent a deterioration of the service provided by the asset. | 20 | 2004-07-20 | 19.7645 | 64.2355 | x | 2 | 4. Significant | 11009 | Predictive Maintenance | 91.25
1004755 | Outstations | B (Average): Asset is sound, operationally safe and exhibits only minor deterioration. | Category 3 (Recommended): Minor work required to prevent a deterioration of the service provided by the asset. | 10 | 2020-12-10 | 3.373 | 77.2539 | x | 2 | 4. Significant | 11010 | Predictive Maintenance | 91.25
1004756 | Distribution Boards | B (Average): Asset is sound, operationally safe and exhibits only minor deterioration. | Category 3 (Recommended): Minor work required to prevent a deterioration of the service provided by the asset. | 20 | 2009-05-26 | 14.9158 | 69.0842 | x | 2 | 4. Significant | 11011 | Predictive Maintenance | 91.25
1004757 | Distribution Boards | B (Average): Asset is sound, operationally safe and exhibits only minor deterioration. | Category 3 (Recommended): Minor work required to prevent a deterioration of the service provided by the asset. | 20 | 2013-06-04 | 10.8912 | 73.1088 | x | 2 | 4. Significant | 11011 | Predictive Maintenance | 91.25
1004758 | Distribution Boards | B (Average): Asset is sound, operationally safe and exhibits only minor deterioration. | Category 3 (Recommended): Minor work required to prevent a deterioration of the service provided by the asset. | 20 | 2006-02-13 | 18.1958 | 65.8042 | x | 2 | 4. Significant | 11011 | Predictive Maintenance | 91.25
1004759 | Distribution Boards | B (Average): Asset is sound, operationally safe and exhibits only minor deterioration. | Category 3 (Recommended): Minor work required to prevent a deterioration of the service provided by the asset. | 20 | 2006-02-20 | 18.1766 | 65.8234 | x | 2 | 4. Significant | 10993 | Predictive Maintenance | 91.25
1004760 | Distribution Boards | B (Average): Asset is sound, operationally safe and exhibits only minor deterioration. | Category 3 (Recommended): Minor work required to prevent a deterioration of the service provided by the asset. | 20 | 2011-02-19 | 13.18 | 70.82 | x | 2 | 4. Significant | 10993 | Predictive Maintenance | 91.25
1004761 | Distribution Boards | B (Average): Asset is sound, operationally safe and exhibits only minor deterioration. | Category 3 (Recommended): Minor work required to prevent a deterioration of the service provided by the asset. | 20 | 2021-06-04 | 2.8912 | 81.1088 | x | 2 | 4. Significant | 10993 | Predictive Maintenance | 91.25
1004762 | Distribution Boards | B (Average): Asset is sound, operationally safe and exhibits only minor deterioration. | Category 3 (Recommended): Minor work required to prevent a deterioration of the service provided by the asset. | 20 | 2005-01-17 | 19.269 | 64.731 | x | 2 | 4. Significant | 11012 | Predictive Maintenance | 91.25
1004763 | Distribution Boards | B (Average): Asset is sound, operationally safe and exhibits only minor deterioration. | Category 3 (Recommended): Minor work required to prevent a deterioration of the service provided by the asset. | 20 | 2007-12-02 | 16.397 | 67.603 | x | 2 | 4. Significant | 11012 | Predictive Maintenance | 91.25
1004764 | Distribution Boards | B (Average): Asset is sound, operationally safe and exhibits only minor deterioration. | Category 3 (Recommended): Minor work required to prevent a deterioration of the service provided by the asset. | 20 | 2009-06-11 | 14.872 | 69.128 | x | 2 | 4. Significant | 11012 | Predictive Maintenance | 91.25
1004765 | Distribution Boards | B (Average): Asset is sound, operationally safe and exhibits only minor deterioration. | Category 3 (Recommended): Minor work required to prevent a deterioration of the service provided by the asset. | 20 | 2007-10-24 | 16.5038 | 67.4962 | x | 2 | 4. Significant | 11012 | Predictive Maintenance | 91.25
1004766 | Distribution Boards | B (Average): Asset is sound, operationally safe and exhibits only minor deterioration. | Category 3 (Recommended): Minor work required to prevent a deterioration of the service provided by the asset. | 20 | 2009-05-29 | 14.9076 | 69.0924 | x | 2 | 4. Significant | 10994 | Predictive Maintenance | 91.25
1004767 | Distribution Boards | B (Average): Asset is sound, operationally safe and exhibits only minor deterioration. | Category 3 (Recommended): Minor work required to prevent a deterioration of the service provided by the asset. | 20 | 2023-02-10 | 1.2047 | 82.7953 | x | 2 | 4. Significant | 10994 | Predictive Maintenance | 91.25
1004768 | Distribution Boards | B (Average): Asset is sound, operationally safe and exhibits only minor deterioration. | Category 3 (Recommended): Minor work required to prevent a deterioration of the service provided by the asset. | 20 | 2012-08-06 | 11.718 | 72.282 | x | 2 | 4. Significant | 10994 | Predictive Maintenance | 91.25
1004769 | Outstations | B (Average): Asset is sound, operationally safe and exhibits only minor deterioration. | Category 3 (Recommended): Minor work required to prevent a deterioration of the service provided by the asset. | 10 | 2015-02-21 | 9.1745 | 65.6509 | x | 2 | 4. Significant | 11013 | Predictive Maintenance | 91.25
1004770 | Distribution Boards | B (Average): Asset is sound, operationally safe and exhibits only minor deterioration. | Category 3 (Recommended): Minor work required to prevent a deterioration of the service provided by the asset. | 20 | 2006-08-19 | 17.6838 | 66.3162 | x | 2 | 4. Significant | 10436 | Predictive Maintenance | 91.25
1004771 | Distribution Boards | B (Average): Asset is sound, operationally safe and exhibits only minor deterioration. | Category 3 (Recommended): Minor work required to prevent a deterioration of the service provided by the asset. | 20 | 2013-11-06 | 10.4668 | 73.5332 | x | 2 | 4. Significant | 10436 | Predictive Maintenance | 91.25
1004772 | Distribution Boards | B (Average): Asset is sound, operationally safe and exhibits only minor deterioration. | Category 3 (Recommended): Minor work required to prevent a deterioration of the service provided by the asset. | 20 | 2005-05-16 | 18.9432 | 65.0568 | x | 2 | 4. Significant | 10436 | Predictive Maintenance | 91.25
1004773 | Distribution Boards | B (Average): Asset is sound, operationally safe and exhibits only minor deterioration. | Category 3 (Recommended): Minor work required to prevent a deterioration of the service provided by the asset. | 20 | 2017-01-01 | 7.3128 | 76.6872 | x | 2 | 4. Significant | 11014 | Predictive Maintenance | 91.25
1004774 | Distribution Boards | B (Average): Asset is sound, operationally safe and exhibits only minor deterioration. | Category 3 (Recommended): Minor work required to prevent a deterioration of the service provided by the asset. | 20 | 2023-08-30 | 0.65435 | 83.3457 | x | 2 | 4. Significant | 11014 | Predictive Maintenance | 91.25
1004775 | Distribution Boards | B (Average): Asset is sound, operationally safe and exhibits only minor deterioration. | Category 3 (Recommended): Minor work required to prevent a deterioration of the service provided by the asset. | 20 | 2015-05-14 | 8.95 | 75.05 | x | 2 | 4. Significant | 11014 | Predictive Maintenance | 91.25
1004776 | Distribution Boards | B (Average): Asset is sound, operationally safe and exhibits only minor deterioration. | Category 3 (Recommended): Minor work required to prevent a deterioration of the service provided by the asset. | 20 | 2021-09-29 | 2.5708 | 81.4292 | x | 2 | 4. Significant | 11014 | Predictive Maintenance | 91.25
1004777 | Distribution Boards | B (Average): Asset is sound, operationally safe and exhibits only minor deterioration. | Category 3 (Recommended): Minor work required to prevent a deterioration of the service provided by the asset. | 20 | 2004-12-26 | 19.3292 | 64.6708 | x | 2 | 4. Significant | 11014 | Predictive Maintenance | 91.25
1004778 | Distribution Boards | B (Average): Asset is sound, operationally safe and exhibits only minor deterioration. | Category 3 (Recommended): Minor work required to prevent a deterioration of the service provided by the asset. | 20 | 2016-09-22 | 7.5893 | 76.4107 | x | 2 | 4. Significant | 11014 | Predictive Maintenance | 91.25
1004779 | Cold Rooms | B (Average): Asset is sound, operationally safe and exhibits only minor deterioration. | Category 3 (Recommended): Minor work required to prevent a deterioration of the service provided by the asset. | 15 | 2018-09-12 | 5.6181 | 76.5092 | x | 2 | 4. Significant | 11015 | Predictive Maintenance | 91.25
1004782 | Gas Detection/Flammable | B (Average): Asset is sound, operationally safe and exhibits only minor deterioration. | Category 3 (Recommended): Minor work required to prevent a deterioration of the service provided by the asset. | 15 | 2010-01-06 | 14.2998 | 58.9336 | x | 5 | 5. Severe | 10158 | Predictive Maintenance | 28
1004783 | Laboratory Fume Cupboard | B (Average): Asset is sound, operationally safe and exhibits only minor deterioration. | Category 3 (Recommended): Minor work required to prevent a deterioration of the service provided by the asset. | 15 | 2011-03-31 | 13.0705 | 66.5727 | x | 2 | 4. Significant | 11016 | Predictive Maintenance | 91.25
1004784 | Room Air Conditioners | B (Average): Asset is sound, operationally safe and exhibits only minor deterioration. | Category 3 (Recommended): Minor work required to prevent a deterioration of the service provided by the asset. | 15 | 2014-05-08 | 9.9658 | 70.7123 | x | 2 | 3. Moderate | 11017 | Predictive Maintenance | 91.25
1004785 | Laboratory Fume Cupboard | B (Average): Asset is sound, operationally safe and exhibits only minor deterioration. | Category 3 (Recommended): Minor work required to prevent a deterioration of the service provided by the asset. | 15 | 2021-08-26 | 2.6639 | 74.4481 | x | 5 | 4. Significant | 10433 | Predictive Maintenance | 91.25
1004786 | Laboratory Fume Cupboard | B (Average): Asset is sound, operationally safe and exhibits only minor deterioration. | Category 3 (Recommended): Minor work required to prevent a deterioration of the service provided by the asset. | 15 | 2016-05-31 | 7.9014 | 67.4648 | x | 5 | 4. Significant | 10433 | Predictive Maintenance | 91.25
1004787 | Laboratory Fume Cupboard | B (Average): Asset is sound, operationally safe and exhibits only minor deterioration. | Category 3 (Recommended): Minor work required to prevent a deterioration of the service provided by the asset. | 15 | 2022-11-25 | 1.4155 | 76.1127 | x | 5 | 4. Significant | 11018 | Predictive Maintenance | 91.25
1004788 | Laboratory Fume Cupboard | B (Average): Asset is sound, operationally safe and exhibits only minor deterioration. | Category 3 (Recommended): Minor work required to prevent a deterioration of the service provided by the asset. | 15 | 2013-05-29 | 10.9076 | 63.4565 | x | 5 | 4. Significant | 10475 | Predictive Maintenance | 91.25
1004789 | Laboratory Fume Cupboard | B (Average): Asset is sound, operationally safe and exhibits only minor deterioration. | Category 3 (Recommended): Minor work required to prevent a deterioration of the service provided by the asset. | 15 | 2022-09-19 | 1.5989 | 75.8681 | x | 5 | 4. Significant | 10475 | Predictive Maintenance | 91.25
1004790 | Laboratory Fume Cupboard | B (Average): Asset is sound, operationally safe and exhibits only minor deterioration. | Category 3 (Recommended): Minor work required to prevent a deterioration of the service provided by the asset. | 15 | 2023-10-08 | 0.54757 | 77.2699 | x | 5 | 4. Significant | 10475 | Predictive Maintenance | 91.25
1004791 | Laboratory Fume Cupboard | B (Average): Asset is sound, operationally safe and exhibits only minor deterioration. | Category 3 (Recommended): Minor work required to prevent a deterioration of the service provided by the asset. | 15 | 2018-07-29 | 5.7413 | 70.345 | x | 5 | 4. Significant | 10476 | Predictive Maintenance | 91.25
1004792 | Laboratory Fume Cupboard | B (Average): Asset is sound, operationally safe and exhibits only minor deterioration. | Category 3 (Recommended): Minor work required to prevent a deterioration of the service provided by the asset. | 15 | 2023-04-10 | 1.0431 | 76.6092 | x | 5 | 4. Significant | 10476 | Predictive Maintenance | 91.25
1004793 | Laboratory Fume Cupboard | B (Average): Asset is sound, operationally safe and exhibits only minor deterioration. | Category 3 (Recommended): Minor work required to prevent a deterioration of the service provided by the asset. | 15 | 2019-07-19 | 4.7693 | 71.6409 | x | 5 | 4. Significant | 10474 | Predictive Maintenance | 91.25
1004794 | Laboratory Fume Cupboard | B (Average): Asset is sound, operationally safe and exhibits only minor deterioration. | Category 3 (Recommended): Minor work required to prevent a deterioration of the service provided by the asset. | 15 | 2018-06-19 | 5.8508 | 70.199 | x | 5 | 4. Significant | 11019 | Predictive Maintenance | 91.25
1004795 | Distribution Boards | B (Average): Asset is sound, operationally safe and exhibits only minor deterioration. | Category 3 (Recommended): Minor work required to prevent a deterioration of the service provided by the asset. | 20 | 2019-09-07 | 4.6324 | 73.3676 | x | 5 | 4. Significant | 10476 | Predictive Maintenance | 91.25
1004796 | Distribution Boards | B (Average): Asset is sound, operationally safe and exhibits only minor deterioration. | Category 3 (Recommended): Minor work required to prevent a deterioration of the service provided by the asset. | 20 | 2004-06-22 | 19.8412 | 58.1588 | x | 5 | 4. Significant | 10476 | Predictive Maintenance | 91.25
1004797 | Distribution Boards | B (Average): Asset is sound, operationally safe and exhibits only minor deterioration. | Category 3 (Recommended): Minor work required to prevent a deterioration of the service provided by the asset. | 20 | 2011-12-12 | 12.3696 | 65.6304 | x | 5 | 4. Significant | 10476 | Predictive Maintenance | 91.25
1004798 | Distribution Boards | B (Average): Asset is sound, operationally safe and exhibits only minor deterioration. | Category 3 (Recommended): Minor work required to prevent a deterioration of the service provided by the asset. | 20 | 2017-12-25 | 6.3326 | 71.6674 | x | 5 | 4. Significant | 11018 | Predictive Maintenance | 91.25
1004799 | Distribution Boards | B (Average): Asset is sound, operationally safe and exhibits only minor deterioration. | Category 3 (Recommended): Minor work required to prevent a deterioration of the service provided by the asset. | 20 | 2022-06-11 | 1.8727 | 76.1273 | x | 5 | 4. Significant | 11018 | Predictive Maintenance | 91.25
1004800 | Distribution Boards | B (Average): Asset is sound, operationally safe and exhibits only minor deterioration. | Category 3 (Recommended): Minor work required to prevent a deterioration of the service provided by the asset. | 20 | 2006-05-23 | 17.9247 | 60.0753 | x | 5 | 4. Significant | 11018 | Predictive Maintenance | 91.25
1004801 | Distribution Boards | B (Average): Asset is sound, operationally safe and exhibits only minor deterioration. | Category 3 (Recommended): Minor work required to prevent a deterioration of the service provided by the asset. | 20 | 2023-04-23 | 1.0075 | 76.9925 | x | 5 | 4. Significant | 10414 | Predictive Maintenance | 91.25
1004802 | Distribution Boards | B (Average): Asset is sound, operationally safe and exhibits only minor deterioration. | Category 3 (Recommended): Minor work required to prevent a deterioration of the service provided by the asset. | 20 | 2013-11-09 | 10.4586 | 67.5414 | x | 5 | 4. Significant | 10414 | Predictive Maintenance | 91.25
1004803 | Distribution Boards | B (Average): Asset is sound, operationally safe and exhibits only minor deterioration. | Category 3 (Recommended): Minor work required to prevent a deterioration of the service provided by the asset. | 20 | 2007-08-28 | 16.6598 | 61.3402 | x | 5 | 4. Significant | 10414 | Predictive Maintenance | 91.25
1004804 | Distribution Boards | B (Average): Asset is sound, operationally safe and exhibits only minor deterioration. | Category 3 (Recommended): Minor work required to prevent a deterioration of the service provided by the asset. | 20 | 2015-02-08 | 9.2101 | 68.7899 | x | 5 | 4. Significant | 10999 | Predictive Maintenance | 91.25
1004805 | Distribution Boards | B (Average): Asset is sound, operationally safe and exhibits only minor deterioration. | Category 3 (Recommended): Minor work required to prevent a deterioration of the service provided by the asset. | 20 | 2022-01-10 | 2.2888 | 75.7112 | x | 5 | 4. Significant | 10999 | Predictive Maintenance | 91.25
1004806 | Distribution Boards | B (Average): Asset is sound, operationally safe and exhibits only minor deterioration. | Category 3 (Recommended): Minor work required to prevent a deterioration of the service provided by the asset. | 20 | 2009-12-10 | 14.3737 | 63.6263 | x | 5 | 4. Significant | 10999 | Predictive Maintenance | 91.25
1004807 | Distribution Boards | B (Average): Asset is sound, operationally safe and exhibits only minor deterioration. | Category 3 (Recommended): Minor work required to prevent a deterioration of the service provided by the asset. | 20 | 2022-06-21 | 1.8453 | 76.1547 | x | 5 | 4. Significant | 11020 | Predictive Maintenance | 91.25
1004808 | Distribution Boards | B (Average): Asset is sound, operationally safe and exhibits only minor deterioration. | Category 3 (Recommended): Minor work required to prevent a deterioration of the service provided by the asset. | 20 | 2020-10-19 | 3.5154 | 74.4846 | x | 5 | 4. Significant | 11020 | Predictive Maintenance | 91.25
1004809 | Distribution Boards | B (Average): Asset is sound, operationally safe and exhibits only minor deterioration. | Category 3 (Recommended): Minor work required to prevent a deterioration of the service provided by the asset. | 20 | 2006-11-06 | 17.4675 | 60.5325 | x | 5 | 4. Significant | 11020 | Predictive Maintenance | 91.25
1004810 | Gas Detection/Flammable | B (Average): Asset is sound, operationally safe and exhibits only minor deterioration. | Category 3 (Recommended): Minor work required to prevent a deterioration of the service provided by the asset. | 15 | 2021-09-02 | 2.6448 | 74.4736 | x | 5 | 5. Severe | 11002 | Predictive Maintenance | 28
1004811 | Distribution Boards | B (Average): Asset is sound, operationally safe and exhibits only minor deterioration. | Category 3 (Recommended): Minor work required to prevent a deterioration of the service provided by the asset. | 20 | 2019-12-18 | 4.3532 | 73.6468 | x | 5 | 4. Significant | 11002 | Predictive Maintenance | 91.25
1004812 | Distribution Boards | B (Average): Asset is sound, operationally safe and exhibits only minor deterioration. | Category 3 (Recommended): Minor work required to prevent a deterioration of the service provided by the asset. | 20 | 2008-05-09 | 15.9617 | 62.0383 | x | 5 | 4. Significant | 11002 | Predictive Maintenance | 91.25
1004813 | Distribution Boards | B (Average): Asset is sound, operationally safe and exhibits only minor deterioration. | Category 3 (Recommended): Minor work required to prevent a deterioration of the service provided by the asset. | 20 | 2012-10-10 | 11.54 | 66.46 | x | 5 | 4. Significant | 11002 | Predictive Maintenance | 91.25
1004814 | Gas Detection/Flammable | B (Average): Asset is sound, operationally safe and exhibits only minor deterioration. | Category 3 (Recommended): Minor work required to prevent a deterioration of the service provided by the asset. | 15 | 2017-09-30 | 6.5681 | 69.2425 | x | 5 | 5. Severe | 11020 | Predictive Maintenance | 28
1004815 | Medical gas pipework, manifolds, outlets & accessories | B (Average): Asset is sound, operationally safe and exhibits only minor deterioration. | Category 3 (Recommended): Minor work required to prevent a deterioration of the service provided by the asset. | 20 | 2019-03-22 | 5.0951 | 78.9049 | x | 2 | 4. Significant | 11016 | Predictive Maintenance | 91.25
1004816 | Terminal Units - Fan Coil | B (Average): Asset is sound, operationally safe and exhibits only minor deterioration. | Category 3 (Recommended): Minor work required to prevent a deterioration of the service provided by the asset. | 15 | 2023-01-26 | 1.2457 | 82.339 | x | 2 | 4. Significant | 11021 | Predictive Maintenance | 91.25
1004817 | Water Leak Detection Systems | B (Average): Asset is sound, operationally safe and exhibits only minor deterioration. | Category 3 (Recommended): Minor work required to prevent a deterioration of the service provided by the asset. | 15 | 2018-02-04 | 6.2204 | 75.7061 | x | 2 | 4. Significant | 11022 | Predictive Maintenance | 91.25
1004818 | Outstations | B (Average): Asset is sound, operationally safe and exhibits only minor deterioration. | Category 3 (Recommended): Minor work required to prevent a deterioration of the service provided by the asset. | 10 | 2022-12-26 | 1.3306 | 81.3388 | x | 2 | 4. Significant | 11022 | Predictive Maintenance | 91.25
1004819 | Meter Reading - Electric | B (Average): Asset is sound, operationally safe and exhibits only minor deterioration. | Category 3 (Recommended): Minor work required to prevent a deterioration of the service provided by the asset. | 20 | 2004-12-06 | 19.384 | 64.616 | x | 2 | 2. Minor | 11023 | Predictive Maintenance | 182.5
1004820 | Meter Reading - Electric | B (Average): Asset is sound, operationally safe and exhibits only minor deterioration. | Category 3 (Recommended): Minor work required to prevent a deterioration of the service provided by the asset. | 20 | 2016-01-11 | 8.2875 | 75.7125 | x | 2 | 2. Minor | 11023 | Predictive Maintenance | 182.5
1004821 | Distribution Boards | B (Average): Asset is sound, operationally safe and exhibits only minor deterioration. | Category 3 (Recommended): Minor work required to prevent a deterioration of the service provided by the asset. | 20 | 2014-01-18 | 10.2669 | 73.7331 | x | 2 | 4. Significant | 11023 | Predictive Maintenance | 91.25
1004822 | Distribution Boards | B (Average): Asset is sound, operationally safe and exhibits only minor deterioration. | Category 3 (Recommended): Minor work required to prevent a deterioration of the service provided by the asset. | 20 | 2017-01-25 | 7.2471 | 76.7529 | x | 2 | 4. Significant | 11023 | Predictive Maintenance | 91.25
1004823 | Distribution Boards | B (Average): Asset is sound, operationally safe and exhibits only minor deterioration. | Category 3 (Recommended): Minor work required to prevent a deterioration of the service provided by the asset. | 20 | 2016-07-18 | 7.77 | 76.23 | x | 2 | 4. Significant | 11023 | Predictive Maintenance | 91.25
1004824 | Distribution Boards | B (Average): Asset is sound, operationally safe and exhibits only minor deterioration. | Category 3 (Recommended): Minor work required to prevent a deterioration of the service provided by the asset. | 20 | 2015-08-06 | 8.7201 | 75.2799 | x | 2 | 4. Significant | 11023 | Predictive Maintenance | 91.25
1004825 | Medical gas pipework, manifolds, outlets & accessories | B (Average): Asset is sound, operationally safe and exhibits only minor deterioration. | Category 3 (Recommended): Minor work required to prevent a deterioration of the service provided by the asset. | 20 | 2016-05-19 | 7.9343 | 76.0657 | x | 2 | 4. Significant | 11016 | Predictive Maintenance | 91.25
1004826 | Terminal Units - Fan Coil | B (Average): Asset is sound, operationally safe and exhibits only minor deterioration. | Category 3 (Recommended): Minor work required to prevent a deterioration of the service provided by the asset. | 15 | 2019-12-31 | 4.3176 | 78.2432 | x | 2 | 4. Significant | 11024 | Predictive Maintenance | 91.25
1004827 | Room Air Conditioners | B (Average): Asset is sound, operationally safe and exhibits only minor deterioration. | Category 3 (Recommended): Minor work required to prevent a deterioration of the service provided by the asset. | 15 | 2010-02-26 | 14.1602 | 65.1198 | x | 2 | 3. Moderate | 11017 | Predictive Maintenance | 91.25
1004828 | Distribution Boards | B (Average): Asset is sound, operationally safe and exhibits only minor deterioration. | Category 3 (Recommended): Minor work required to prevent a deterioration of the service provided by the asset. | 20 | 2012-09-04 | 11.6386 | 66.3614 | x | 5 | 4. Significant | 10475 | Predictive Maintenance | 91.25
1004829 | Distribution Boards | B (Average): Asset is sound, operationally safe and exhibits only minor deterioration. | Category 3 (Recommended): Minor work required to prevent a deterioration of the service provided by the asset. | 20 | 2015-02-24 | 9.1663 | 68.8337 | x | 5 | 4. Significant | 10475 | Predictive Maintenance | 91.25
1004830 | Distribution Boards | B (Average): Asset is sound, operationally safe and exhibits only minor deterioration. | Category 3 (Recommended): Minor work required to prevent a deterioration of the service provided by the asset. | 20 | 2015-06-10 | 8.8761 | 69.1239 | x | 5 | 4. Significant | 10475 | Predictive Maintenance | 91.25
1004831 | Room Air Conditioners | B (Average): Asset is sound, operationally safe and exhibits only minor deterioration. | Category 3 (Recommended): Minor work required to prevent a deterioration of the service provided by the asset. | 15 | 2011-02-14 | 13.1937 | 62.4084 | x | 4 | 3. Moderate | 11025 | Predictive Maintenance | 91.25
1004832 | Ventilating Fans - General | B (Average): Asset is sound, operationally safe and exhibits only minor deterioration. | Category 3 (Recommended): Minor work required to prevent a deterioration of the service provided by the asset. | 20 | 2016-07-28 | 7.7426 | 72.2574 | x | 4 | 2. Minor | 11026 | Predictive Maintenance | 182.5
1004833 | Ventilating Fans - General | B (Average): Asset is sound, operationally safe and exhibits only minor deterioration. | Category 3 (Recommended): Minor work required to prevent a deterioration of the service provided by the asset. | 20 | 2009-04-16 | 15.0253 | 64.9747 | x | 4 | 2. Minor | 11026 | Predictive Maintenance | 182.5
1004834 | Ventilating Fans - General | B (Average): Asset is sound, operationally safe and exhibits only minor deterioration. | Category 3 (Recommended): Minor work required to prevent a deterioration of the service provided by the asset. | 20 | 2005-02-22 | 19.1704 | 60.8296 | x | 4 | 2. Minor | 11027 | Predictive Maintenance | 182.5
1004835 | Ventilating Fans - General | B (Average): Asset is sound, operationally safe and exhibits only minor deterioration. | Category 3 (Recommended): Minor work required to prevent a deterioration of the service provided by the asset. | 20 | 2007-11-18 | 16.4353 | 63.5647 | x | 4 | 2. Minor | 11027 | Predictive Maintenance | 182.5
1004836 | Pumps - General | B (Average): Asset is sound, operationally safe and exhibits only minor deterioration. | Category 3 (Recommended): Minor work required to prevent a deterioration of the service provided by the asset. | 20 | 2007-02-05 | 17.2183 | 62.7817 | x | 4 | 4. Significant | 11025 | Predictive Maintenance | 91.25
1004837 | Distribution Boards | B (Average): Asset is sound, operationally safe and exhibits only minor deterioration. | Category 3 (Recommended): Minor work required to prevent a deterioration of the service provided by the asset. | 20 | 2022-06-29 | 1.8234 | 76.1766 | x | 5 | 4. Significant | 10472 | Predictive Maintenance | 91.25
1004838 | Distribution Boards | B (Average): Asset is sound, operationally safe and exhibits only minor deterioration. | Category 3 (Recommended): Minor work required to prevent a deterioration of the service provided by the asset. | 20 | 2011-04-09 | 13.0459 | 64.9541 | x | 5 | 4. Significant | 10472 | Predictive Maintenance | 91.25
1004839 | Distribution Boards | B (Average): Asset is sound, operationally safe and exhibits only minor deterioration. | Category 3 (Recommended): Minor work required to prevent a deterioration of the service provided by the asset. | 20 | 2010-06-25 | 13.8344 | 64.1656 | x | 5 | 4. Significant | 10472 | Predictive Maintenance | 91.25
1004840 | Distribution Boards | B (Average): Asset is sound, operationally safe and exhibits only minor deterioration. | Category 3 (Recommended): Minor work required to prevent a deterioration of the service provided by the asset. | 20 | 2015-09-27 | 8.5777 | 69.4223 | x | 5 | 4. Significant | 11028 | Predictive Maintenance | 91.25
1004841 | Distribution Boards | B (Average): Asset is sound, operationally safe and exhibits only minor deterioration. | Category 3 (Recommended): Minor work required to prevent a deterioration of the service provided by the asset. | 20 | 2015-01-28 | 9.2402 | 68.7598 | x | 5 | 4. Significant | 11028 | Predictive Maintenance | 91.25
1004844 | Outstations | B (Average): Asset is sound, operationally safe and exhibits only minor deterioration. | Category 3 (Recommended): Minor work required to prevent a deterioration of the service provided by the asset. | 10 | 2018-11-12 | 5.4511 | 67.0979 | x | 5 | 4. Significant | 11030 | Predictive Maintenance | 91.25
1004845 | Distribution Boards | B (Average): Asset is sound, operationally safe and exhibits only minor deterioration. | Category 3 (Recommended): Minor work required to prevent a deterioration of the service provided by the asset. | 20 | 2007-11-10 | 16.4572 | 61.5428 | x | 5 | 4. Significant | 11030 | Predictive Maintenance | 91.25
1004846 | Distribution Boards | B (Average): Asset is sound, operationally safe and exhibits only minor deterioration. | Category 3 (Recommended): Minor work required to prevent a deterioration of the service provided by the asset. | 20 | 2009-07-27 | 14.7461 | 63.2539 | x | 5 | 4. Significant | 11030 | Predictive Maintenance | 91.25
1004847 | Distribution Boards | B (Average): Asset is sound, operationally safe and exhibits only minor deterioration. | Category 3 (Recommended): Minor work required to prevent a deterioration of the service provided by the asset. | 20 | 2013-09-27 | 10.5763 | 67.4237 | x | 5 | 4. Significant | 11030 | Predictive Maintenance | 91.25
1004848 | Distribution Boards | B (Average): Asset is sound, operationally safe and exhibits only minor deterioration. | Category 3 (Recommended): Minor work required to prevent a deterioration of the service provided by the asset. | 20 | 2013-02-02 | 11.2252 | 66.7748 | x | 5 | 4. Significant | 10457 | Predictive Maintenance | 91.25
1004849 | Distribution Boards | B (Average): Asset is sound, operationally safe and exhibits only minor deterioration. | Category 3 (Recommended): Minor work required to prevent a deterioration of the service provided by the asset. | 20 | 2006-12-25 | 17.3333 | 60.6667 | x | 5 | 4. Significant | 10457 | Predictive Maintenance | 91.25
1004850 | Distribution Boards | B (Average): Asset is sound, operationally safe and exhibits only minor deterioration. | Category 3 (Recommended): Minor work required to prevent a deterioration of the service provided by the asset. | 20 | 2009-08-27 | 14.6612 | 63.3388 | x | 5 | 4. Significant | 10457 | Predictive Maintenance | 91.25
1004851 | Cold Rooms | B (Average): Asset is sound, operationally safe and exhibits only minor deterioration. | Category 3 (Recommended): Minor work required to prevent a deterioration of the service provided by the asset. | 15 | 2019-03-31 | 5.0705 | 71.2393 | x | 5 | 4. Significant | 11031 | Predictive Maintenance | 91.25
1004852 | Medical gas pipework, manifolds, outlets & accessories | B (Average): Asset is sound, operationally safe and exhibits only minor deterioration. | Category 3 (Recommended): Minor work required to prevent a deterioration of the service provided by the asset. | 20 | 2015-10-25 | 8.501 | 75.499 | x | 2 | 4. Significant | 11016 | Predictive Maintenance | 91.25
1004853 | Ventilating Fans - General | B (Average): Asset is sound, operationally safe and exhibits only minor deterioration. | Category 3 (Recommended): Minor work required to prevent a deterioration of the service provided by the asset. | 20 | 2009-11-24 | 14.4175 | 69.5825 | x | 2 | 2. Minor | 11032 | Predictive Maintenance | 182.5
1004854 | Laboratory Fume Cupboard | B (Average): Asset is sound, operationally safe and exhibits only minor deterioration. | Category 3 (Recommended): Minor work required to prevent a deterioration of the service provided by the asset. | 15 | 2014-09-03 | 9.6427 | 71.1431 | x | 2 | 4. Significant | 11033 | Predictive Maintenance | 91.25
1004855 | Laboratory Fume Cupboard | B (Average): Asset is sound, operationally safe and exhibits only minor deterioration. | Category 3 (Recommended): Minor work required to prevent a deterioration of the service provided by the asset. | 15 | 2010-06-06 | 13.8864 | 65.4848 | x | 2 | 4. Significant | 10458 | Predictive Maintenance | 91.25
1004858 | Laboratory Fume Cupboard | B (Average): Asset is sound, operationally safe and exhibits only minor deterioration. | Category 3 (Recommended): Minor work required to prevent a deterioration of the service provided by the asset. | 15 | 2015-05-29 | 8.909 | 72.1214 | x | 2 | 4. Significant | 11034 | Predictive Maintenance | 91.25
1004860 | Cold Rooms | B (Average): Asset is sound, operationally safe and exhibits only minor deterioration. | Category 3 (Recommended): Minor work required to prevent a deterioration of the service provided by the asset. | 15 | 2017-02-07 | 7.2115 | 74.3847 | x | 2 | 4. Significant | 11036 | Predictive Maintenance | 91.25
1004862 | Laboratory Fume Cupboard | B (Average): Asset is sound, operationally safe and exhibits only minor deterioration. | Category 3 (Recommended): Minor work required to prevent a deterioration of the service provided by the asset. | 15 | 2021-05-07 | 2.9678 | 80.0429 | x | 2 | 4. Significant | 10450 | Predictive Maintenance | 91.25
1004863 | Medical gas pipework, manifolds, outlets & accessories | B (Average): Asset is sound, operationally safe and exhibits only minor deterioration. | Category 3 (Recommended): Minor work required to prevent a deterioration of the service provided by the asset. | 20 | 2015-06-26 | 8.8323 | 75.1677 | x | 2 | 4. Significant | 10458 | Predictive Maintenance | 91.25
1004864 | Medical gas pipework, manifolds, outlets & accessories | B (Average): Asset is sound, operationally safe and exhibits only minor deterioration. | Category 3 (Recommended): Minor work required to prevent a deterioration of the service provided by the asset. | 20 | 2012-11-25 | 11.4141 | 72.5859 | x | 2 | 4. Significant | 10458 | Predictive Maintenance | 91.25
1004865 | Terminal Units - Fan Coil | B (Average): Asset is sound, operationally safe and exhibits only minor deterioration. | Category 3 (Recommended): Minor work required to prevent a deterioration of the service provided by the asset. | 15 | 2018-01-12 | 6.2834 | 75.6222 | x | 2 | 4. Significant | 10893 | Predictive Maintenance | 91.25
1004866 | Terminal Units - Fan Coil | B (Average): Asset is sound, operationally safe and exhibits only minor deterioration. | Category 3 (Recommended): Minor work required to prevent a deterioration of the service provided by the asset. | 15 | 2012-05-02 | 11.9808 | 68.0256 | x | 2 | 4. Significant | 10893 | Predictive Maintenance | 91.25
1004867 | Laboratory Fume Cupboard | B (Average): Asset is sound, operationally safe and exhibits only minor deterioration. | Category 3 (Recommended): Minor work required to prevent a deterioration of the service provided by the asset. | 15 | 2011-05-07 | 12.9692 | 62.7077 | x | 4 | 4. Significant | 10447 | Predictive Maintenance | 91.25
1004868 | Laboratory Fume Cupboard | B (Average): Asset is sound, operationally safe and exhibits only minor deterioration. | Category 3 (Recommended): Minor work required to prevent a deterioration of the service provided by the asset. | 15 | 2017-07-16 | 6.7762 | 70.9651 | x | 4 | 4. Significant | 10447 | Predictive Maintenance | 91.25
1004869 | Laboratory Fume Cupboard | B (Average): Asset is sound, operationally safe and exhibits only minor deterioration. | Category 3 (Recommended): Minor work required to prevent a deterioration of the service provided by the asset. | 15 | 2015-04-01 | 9.0678 | 67.9097 | x | 4 | 4. Significant | 10452 | Predictive Maintenance | 91.25
1004870 | Laboratory Fume Cupboard | B (Average): Asset is sound, operationally safe and exhibits only minor deterioration. | Category 3 (Recommended): Minor work required to prevent a deterioration of the service provided by the asset. | 15 | 2013-09-22 | 10.59 | 65.88 | x | 4 | 4. Significant | 10452 | Predictive Maintenance | 91.25
1004871 | Laboratory Fume Cupboard | B (Average): Asset is sound, operationally safe and exhibits only minor deterioration. | Category 3 (Recommended): Minor work required to prevent a deterioration of the service provided by the asset. | 15 | 2010-10-16 | 13.525 | 61.9667 | x | 4 | 4. Significant | 11037 | Predictive Maintenance | 91.25
1004872 | Laboratory Fume Cupboard | B (Average): Asset is sound, operationally safe and exhibits only minor deterioration. | Category 3 (Recommended): Minor work required to prevent a deterioration of the service provided by the asset. | 15 | 2012-02-17 | 12.1862 | 63.7518 | x | 4 | 4. Significant | 11038 | Predictive Maintenance | 91.25
1004873 | Point of Use Water Dispenser | B (Average): Asset is sound, operationally safe and exhibits only minor deterioration. | Category 3 (Recommended): Minor work required to prevent a deterioration of the service provided by the asset. | 15 | 2020-11-10 | 3.4552 | 73.3931 | x | 5 | 2. Minor | 11039 | Predictive Maintenance | 182.5
1004874 | Laboratory Fume Cupboard | B (Average): Asset is sound, operationally safe and exhibits only minor deterioration. | Category 3 (Recommended): Minor work required to prevent a deterioration of the service provided by the asset. | 15 | 2021-08-30 | 2.653 | 74.4627 | x | 5 | 4. Significant | 11040 | Predictive Maintenance | 91.25
1004875 | Emergency eye wash station (Plumbed System) | B (Average): Asset is sound, operationally safe and exhibits only minor deterioration. | Category 3 (Recommended): Minor work required to prevent a deterioration of the service provided by the asset. | 10 | 2022-03-26 | 2.0835 | 79.833 | x | 2 | 3. Moderate | 10458 | Predictive Maintenance | 91.25
1004876 | Laboratory Fume Cupboard | B (Average): Asset is sound, operationally safe and exhibits only minor deterioration. | Category 3 (Recommended): Minor work required to prevent a deterioration of the service provided by the asset. | 15 | 2015-12-05 | 8.3888 | 68.815 | x | 4 | 4. Significant | 11041 | Predictive Maintenance | 91.25
1004877 | Laboratory Fume Cupboard | B (Average): Asset is sound, operationally safe and exhibits only minor deterioration. | Category 3 (Recommended): Minor work required to prevent a deterioration of the service provided by the asset. | 15 | 2012-12-20 | 11.3457 | 64.8725 | x | 4 | 4. Significant | 11042 | Predictive Maintenance | 91.25
1004878 | Laboratory Fume Cupboard | B (Average): Asset is sound, operationally safe and exhibits only minor deterioration. | Category 3 (Recommended): Minor work required to prevent a deterioration of the service provided by the asset. | 15 | 2017-07-13 | 6.7844 | 70.9541 | x | 4 | 4. Significant | 11042 | Predictive Maintenance | 91.25
1004879 | Laboratory Fume Cupboard | B (Average): Asset is sound, operationally safe and exhibits only minor deterioration. | Category 3 (Recommended): Minor work required to prevent a deterioration of the service provided by the asset. | 15 | 2016-03-23 | 8.0903 | 69.2129 | x | 4 | 4. Significant | 10448 | Predictive Maintenance | 91.25
1004880 | Laboratory Fume Cupboard | B (Average): Asset is sound, operationally safe and exhibits only minor deterioration. | Category 3 (Recommended): Minor work required to prevent a deterioration of the service provided by the asset. | 15 | 2013-05-22 | 10.9268 | 65.431 | x | 4 | 4. Significant | 11043 | Predictive Maintenance | 91.25
1004881 | Laboratory Fume Cupboard | B (Average): Asset is sound, operationally safe and exhibits only minor deterioration. | Category 3 (Recommended): Minor work required to prevent a deterioration of the service provided by the asset. | 15 | 2017-12-28 | 6.3244 | 71.5674 | x | 4 | 4. Significant | 11043 | Predictive Maintenance | 91.25
1004882 | Laboratory Fume Cupboard | B (Average): Asset is sound, operationally safe and exhibits only minor deterioration. | Category 3 (Recommended): Minor work required to prevent a deterioration of the service provided by the asset. | 15 | 2010-11-04 | 13.473 | 62.036 | x | 4 | 4. Significant | 11044 | Predictive Maintenance | 91.25
1004883 | Laboratory Fume Cupboard | B (Average): Asset is sound, operationally safe and exhibits only minor deterioration. | Category 3 (Recommended): Minor work required to prevent a deterioration of the service provided by the asset. | 15 | 2023-02-03 | 1.2238 | 78.3682 | x | 4 | 4. Significant | 10447 | Predictive Maintenance | 91.25
1004884 | Laboratory Fume Cupboard | B (Average): Asset is sound, operationally safe and exhibits only minor deterioration. | Category 3 (Recommended): Minor work required to prevent a deterioration of the service provided by the asset. | 15 | 2013-01-31 | 11.2307 | 65.0258 | x | 4 | 4. Significant | 10451 | Predictive Maintenance | 91.25
1004885 | Laboratory Fume Cupboard | B (Average): Asset is sound, operationally safe and exhibits only minor deterioration. | Category 3 (Recommended): Minor work required to prevent a deterioration of the service provided by the asset. | 15 | 2020-05-12 | 3.9535 | 74.7287 | x | 4 | 4. Significant | 10451 | Predictive Maintenance | 91.25
1004886 | Laboratory Fume Cupboard | B (Average): Asset is sound, operationally safe and exhibits only minor deterioration. | Category 3 (Recommended): Minor work required to prevent a deterioration of the service provided by the asset. | 15 | 2014-11-12 | 9.4511 | 67.3986 | x | 4 | 4. Significant | 11045 | Predictive Maintenance | 91.25
1004887 | Laboratory Fume Cupboard | B (Average): Asset is sound, operationally safe and exhibits only minor deterioration. | Category 3 (Recommended): Minor work required to prevent a deterioration of the service provided by the asset. | 15 | 2014-10-28 | 9.4921 | 67.3438 | x | 4 | 4. Significant | 10445 | Predictive Maintenance | 91.25
1004888 | Laboratory Fume Cupboard | B (Average): Asset is sound, operationally safe and exhibits only minor deterioration. | Category 3 (Recommended): Minor work required to prevent a deterioration of the service provided by the asset. | 15 | 2015-09-05 | 8.6379 | 68.4828 | x | 4 | 4. Significant | 11044 | Predictive Maintenance | 91.25
1004889 | Laboratory Fume Cupboard | B (Average): Asset is sound, operationally safe and exhibits only minor deterioration. | Category 3 (Recommended): Minor work required to prevent a deterioration of the service provided by the asset. | 15 | 2021-08-18 | 2.6858 | 76.4189 | x | 4 | 4. Significant | 10445 | Predictive Maintenance | 91.25
1004890 | Laboratory Fume Cupboard | B (Average): Asset is sound, operationally safe and exhibits only minor deterioration. | Category 3 (Recommended): Minor work required to prevent a deterioration of the service provided by the asset. | 15 | 2020-07-04 | 3.8084 | 74.9222 | x | 4 | 4. Significant | 10445 | Predictive Maintenance | 91.25
1004891 | Laboratory Fume Cupboard | B (Average): Asset is sound, operationally safe and exhibits only minor deterioration. | Category 3 (Recommended): Minor work required to prevent a deterioration of the service provided by the asset. | 15 | 2022-04-04 | 2.0589 | 77.2548 | x | 4 | 4. Significant | 10445 | Predictive Maintenance | 91.25
1004892 | Laboratory Fume Cupboard | B (Average): Asset is sound, operationally safe and exhibits only minor deterioration. | Category 3 (Recommended): Minor work required to prevent a deterioration of the service provided by the asset. | 15 | 2011-11-22 | 12.4244 | 63.4342 | x | 4 | 4. Significant | 10445 | Predictive Maintenance | 91.25
1004893 | Laboratory Fume Cupboard | B (Average): Asset is sound, operationally safe and exhibits only minor deterioration. | Category 3 (Recommended): Minor work required to prevent a deterioration of the service provided by the asset. | 15 | 2021-09-14 | 2.6119 | 76.5175 | x | 4 | 4. Significant | 10445 | Predictive Maintenance | 91.25
1004894 | Laboratory Fume Cupboard | B (Average): Asset is sound, operationally safe and exhibits only minor deterioration. | Category 3 (Recommended): Minor work required to prevent a deterioration of the service provided by the asset. | 15 | 2023-03-08 | 1.1335 | 78.4887 | x | 4 | 4. Significant | 10445 | Predictive Maintenance | 91.25
1004895 | Laboratory Fume Cupboard | B (Average): Asset is sound, operationally safe and exhibits only minor deterioration. | Category 3 (Recommended): Minor work required to prevent a deterioration of the service provided by the asset. | 15 | 2011-09-13 | 12.616 | 63.1786 | x | 4 | 4. Significant | 10445 | Predictive Maintenance | 91.25
1004896 | Laboratory Fume Cupboard | B (Average): Asset is sound, operationally safe and exhibits only minor deterioration. | Category 3 (Recommended): Minor work required to prevent a deterioration of the service provided by the asset. | 15 | 2015-07-14 | 8.783 | 68.2893 | x | 4 | 4. Significant | 10445 | Predictive Maintenance | 91.25
1004900 | Laboratory Fume Cupboard | B (Average): Asset is sound, operationally safe and exhibits only minor deterioration. | Category 3 (Recommended): Minor work required to prevent a deterioration of the service provided by the asset. | 15 | 2010-02-23 | 14.1684 | 59.1088 | x | 5 | 4. Significant | 11046 | Predictive Maintenance | 91.25
1004901 | Laboratory Fume Cupboard | B (Average): Asset is sound, operationally safe and exhibits only minor deterioration. | Category 3 (Recommended): Minor work required to prevent a deterioration of the service provided by the asset. | 15 | 2023-11-17 | 0.43806 | 79.4159 | x | 4 | 4. Significant | 10445 | Predictive Maintenance | 91.25
1004902 | Laboratory Fume Cupboard | B (Average): Asset is sound, operationally safe and exhibits only minor deterioration. | Category 3 (Recommended): Minor work required to prevent a deterioration of the service provided by the asset. | 15 | 2023-06-20 | 0.84873 | 78.8684 | x | 4 | 4. Significant | 10445 | Predictive Maintenance | 91.25
1004903 | Laboratory Fume Cupboard | B (Average): Asset is sound, operationally safe and exhibits only minor deterioration. | Category 3 (Recommended): Minor work required to prevent a deterioration of the service provided by the asset. | 15 | 2021-06-06 | 2.8857 | 76.1524 | x | 4 | 4. Significant | 10445 | Predictive Maintenance | 91.25
1004904 | Laboratory Fume Cupboard | B (Average): Asset is sound, operationally safe and exhibits only minor deterioration. | Category 3 (Recommended): Minor work required to prevent a deterioration of the service provided by the asset. | 15 | 2017-01-14 | 7.2772 | 70.2971 | x | 4 | 4. Significant | 10445 | Predictive Maintenance | 91.25
1004905 | Laboratory Fume Cupboard | B (Average): Asset is sound, operationally safe and exhibits only minor deterioration. | Category 3 (Recommended): Minor work required to prevent a deterioration of the service provided by the asset. | 15 | 2014-09-29 | 9.5715 | 65.238 | x | 5 | 4. Significant | 10433 | Predictive Maintenance | 91.25
1004906 | Laboratory Fume Cupboard | B (Average): Asset is sound, operationally safe and exhibits only minor deterioration. | Category 3 (Recommended): Minor work required to prevent a deterioration of the service provided by the asset. | 15 | 2015-03-26 | 9.0842 | 65.8877 | x | 5 | 4. Significant | 10433 | Predictive Maintenance | 91.25
1004907 | Laboratory Fume Cupboard | B (Average): Asset is sound, operationally safe and exhibits only minor deterioration. | Category 3 (Recommended): Minor work required to prevent a deterioration of the service provided by the asset. | 15 | 2016-05-19 | 7.9343 | 67.4209 | x | 5 | 4. Significant | 10433 | Predictive Maintenance | 91.25
1004908 | Laboratory Fume Cupboard | B (Average): Asset is sound, operationally safe and exhibits only minor deterioration. | Category 3 (Recommended): Minor work required to prevent a deterioration of the service provided by the asset. | 15 | 2016-03-20 | 8.0986 | 67.2019 | x | 5 | 4. Significant | 10433 | Predictive Maintenance | 91.25
1004909 | Laboratory Fume Cupboard | B (Average): Asset is sound, operationally safe and exhibits only minor deterioration. | Category 3 (Recommended): Minor work required to prevent a deterioration of the service provided by the asset. | 15 | 2017-12-09 | 6.3765 | 69.4981 | x | 5 | 4. Significant | 10433 | Predictive Maintenance | 91.25
1004910 | Laboratory Fume Cupboard | B (Average): Asset is sound, operationally safe and exhibits only minor deterioration. | Category 3 (Recommended): Minor work required to prevent a deterioration of the service provided by the asset. | 15 | 2019-02-09 | 5.2074 | 71.0568 | x | 5 | 4. Significant | 10433 | Predictive Maintenance | 91.25
1004911 | Laboratory Fume Cupboard | B (Average): Asset is sound, operationally safe and exhibits only minor deterioration. | Category 3 (Recommended): Minor work required to prevent a deterioration of the service provided by the asset. | 15 | 2010-07-25 | 13.7522 | 59.6637 | x | 5 | 4. Significant | 10433 | Predictive Maintenance | 91.25
1004912 | Laboratory Fume Cupboard | B (Average): Asset is sound, operationally safe and exhibits only minor deterioration. | Category 3 (Recommended): Minor work required to prevent a deterioration of the service provided by the asset. | 15 | 2011-04-15 | 13.0294 | 60.6274 | x | 5 | 4. Significant | 10433 | Predictive Maintenance | 91.25
1004913 | Laboratory Fume Cupboard | B (Average): Asset is sound, operationally safe and exhibits only minor deterioration. | Category 3 (Recommended): Minor work required to prevent a deterioration of the service provided by the asset. | 15 | 2014-01-24 | 10.2505 | 64.3326 | x | 5 | 4. Significant | 11047 | Predictive Maintenance | 91.25
1004914 | Laboratory Fume Cupboard | B (Average): Asset is sound, operationally safe and exhibits only minor deterioration. | Category 3 (Recommended): Minor work required to prevent a deterioration of the service provided by the asset. | 15 | 2013-03-26 | 11.0828 | 63.2229 | x | 5 | 4. Significant | 11048 | Predictive Maintenance | 91.25
1004915 | Laboratory Fume Cupboard | B (Average): Asset is sound, operationally safe and exhibits only minor deterioration. | Category 3 (Recommended): Minor work required to prevent a deterioration of the service provided by the asset. | 15 | 2010-02-11 | 14.2012 | 59.065 | x | 5 | 4. Significant | 10432 | Predictive Maintenance | 91.25
1004916 | Laboratory Fume Cupboard | B (Average): Asset is sound, operationally safe and exhibits only minor deterioration. | Category 3 (Recommended): Minor work required to prevent a deterioration of the service provided by the asset. | 15 | 2015-10-21 | 8.512 | 66.6507 | x | 5 | 4. Significant | 10434 | Predictive Maintenance | 91.25
1004917 | Laboratory Fume Cupboard | B (Average): Asset is sound, operationally safe and exhibits only minor deterioration. | Category 3 (Recommended): Minor work required to prevent a deterioration of the service provided by the asset. | 15 | 2018-01-28 | 6.2396 | 69.6806 | x | 5 | 4. Significant | 10434 | Predictive Maintenance | 91.25
1004918 | Laboratory Fume Cupboard | B (Average): Asset is sound, operationally safe and exhibits only minor deterioration. | Category 3 (Recommended): Minor work required to prevent a deterioration of the service provided by the asset. | 15 | 2016-01-15 | 8.2765 | 66.9646 | x | 5 | 4. Significant | 10434 | Predictive Maintenance | 91.25
1004919 | Laboratory Fume Cupboard | B (Average): Asset is sound, operationally safe and exhibits only minor deterioration. | Category 3 (Recommended): Minor work required to prevent a deterioration of the service provided by the asset. | 15 | 2011-12-25 | 12.334 | 61.5546 | x | 5 | 4. Significant | 11049 | Predictive Maintenance | 91.25
1004920 | Laboratory Fume Cupboard | B (Average): Asset is sound, operationally safe and exhibits only minor deterioration. | Category 3 (Recommended): Minor work required to prevent a deterioration of the service provided by the asset. | 15 | 2012-10-20 | 11.5127 | 62.6498 | x | 5 | 4. Significant | 11049 | Predictive Maintenance | 91.25
1004921 | Laboratory Fume Cupboard | B (Average): Asset is sound, operationally safe and exhibits only minor deterioration. | Category 3 (Recommended): Minor work required to prevent a deterioration of the service provided by the asset. | 15 | 2014-12-07 | 9.3826 | 65.4898 | x | 5 | 4. Significant | 11049 | Predictive Maintenance | 91.25
1004922 | Laboratory Fume Cupboard | B (Average): Asset is sound, operationally safe and exhibits only minor deterioration. | Category 3 (Recommended): Minor work required to prevent a deterioration of the service provided by the asset. | 15 | 2016-08-22 | 7.6742 | 67.7677 | x | 5 | 4. Significant | 10435 | Predictive Maintenance | 91.25
1004923 | Laboratory Fume Cupboard | B (Average): Asset is sound, operationally safe and exhibits only minor deterioration. | Category 3 (Recommended): Minor work required to prevent a deterioration of the service provided by the asset. | 15 | 2012-01-13 | 12.282 | 61.624 | x | 5 | 4. Significant | 11050 | Predictive Maintenance | 91.25
1004924 | Laboratory Fume Cupboard | B (Average): Asset is sound, operationally safe and exhibits only minor deterioration. | Category 3 (Recommended): Minor work required to prevent a deterioration of the service provided by the asset. | 15 | 2018-02-22 | 6.1711 | 69.7718 | x | 5 | 4. Significant | 11050 | Predictive Maintenance | 91.25
1004925 | Distribution Boards | B (Average): Asset is sound, operationally safe and exhibits only minor deterioration. | Category 3 (Recommended): Minor work required to prevent a deterioration of the service provided by the asset. | 20 | 2006-10-26 | 17.4976 | 60.5024 | x | 5 | 4. Significant | 11051 | Predictive Maintenance | 91.25
1004926 | Distribution Boards | B (Average): Asset is sound, operationally safe and exhibits only minor deterioration. | Category 3 (Recommended): Minor work required to prevent a deterioration of the service provided by the asset. | 20 | 2019-06-01 | 4.9008 | 73.0992 | x | 5 | 4. Significant | 11051 | Predictive Maintenance | 91.25
1004927 | Distribution Boards | B (Average): Asset is sound, operationally safe and exhibits only minor deterioration. | Category 3 (Recommended): Minor work required to prevent a deterioration of the service provided by the asset. | 20 | 2009-12-03 | 14.3929 | 63.6071 | x | 5 | 4. Significant | 11051 | Predictive Maintenance | 91.25
1004928 | Ventilating Fans - General | B (Average): Asset is sound, operationally safe and exhibits only minor deterioration. | Category 3 (Recommended): Minor work required to prevent a deterioration of the service provided by the asset. | 20 | 2007-10-30 | 16.4873 | 61.5127 | x | 5 | 2. Minor | 11052 | Predictive Maintenance | 182.5
1004929 | Room Air Conditioners | B (Average): Asset is sound, operationally safe and exhibits only minor deterioration. | Category 3 (Recommended): Minor work required to prevent a deterioration of the service provided by the asset. | 15 | 2024-01-27 | 0.24367 | 79.6751 | x | 4 | 3. Moderate | 11053 | Predictive Maintenance | 91.25
1004930 | Room Air Conditioners | B (Average): Asset is sound, operationally safe and exhibits only minor deterioration. | Category 3 (Recommended): Minor work required to prevent a deterioration of the service provided by the asset. | 15 | 2018-05-19 | 5.9357 | 78.0858 | x | 1 | 3. Moderate | 11054 | Predictive Maintenance | 91.25
1004931 | Room Air Conditioners | B (Average): Asset is sound, operationally safe and exhibits only minor deterioration. | Category 3 (Recommended): Minor work required to prevent a deterioration of the service provided by the asset. | 15 | 2018-06-27 | 5.8289 | 78.2282 | x | 1 | 3. Moderate | 11054 | Predictive Maintenance | 91.25
1004932 | Room Air Conditioners | B (Average): Asset is sound, operationally safe and exhibits only minor deterioration. | Category 3 (Recommended): Minor work required to prevent a deterioration of the service provided by the asset. | 15 | 2014-12-23 | 9.3388 | 73.5483 | x | 1 | 3. Moderate | 11054 | Predictive Maintenance | 91.25
1004934 | Medical gas pipework, manifolds, outlets & accessories | B (Average): Asset is sound, operationally safe and exhibits only minor deterioration. | Category 3 (Recommended): Minor work required to prevent a deterioration of the service provided by the asset. | 20 | 2008-01-24 | 16.2519 | 61.7481 | x | 5 | 4. Significant | 11056 | Predictive Maintenance | 91.25
1004935 | Medical gas pipework, manifolds, outlets & accessories | B (Average): Asset is sound, operationally safe and exhibits only minor deterioration. | Category 3 (Recommended): Minor work required to prevent a deterioration of the service provided by the asset. | 20 | 2010-05-28 | 13.911 | 64.089 | x | 5 | 4. Significant | 11056 | Predictive Maintenance | 91.25
1004936 | Distribution Boards | B (Average): Asset is sound, operationally safe and exhibits only minor deterioration. | Category 3 (Recommended): Minor work required to prevent a deterioration of the service provided by the asset. | 20 | 2015-08-12 | 8.7036 | 69.2964 | x | 5 | 4. Significant | 10415 | Predictive Maintenance | 91.25
1004937 | Distribution Boards | B (Average): Asset is sound, operationally safe and exhibits only minor deterioration. | Category 3 (Recommended): Minor work required to prevent a deterioration of the service provided by the asset. | 20 | 2004-11-04 | 19.4716 | 58.5284 | x | 5 | 4. Significant | 11048 | Predictive Maintenance | 91.25
1004938 | Distribution Boards | B (Average): Asset is sound, operationally safe and exhibits only minor deterioration. | Category 3 (Recommended): Minor work required to prevent a deterioration of the service provided by the asset. | 20 | 2009-08-20 | 14.6804 | 63.3196 | x | 5 | 4. Significant | 11048 | Predictive Maintenance | 91.25
1004939 | Water Leak Detection Systems | B (Average): Asset is sound, operationally safe and exhibits only minor deterioration. | Category 3 (Recommended): Minor work required to prevent a deterioration of the service provided by the asset. | 15 | 2014-10-02 | 9.5633 | 65.2489 | x | 5 | 4. Significant | 10898 | Predictive Maintenance | 91.25
1004940 | Medical gas pipework, manifolds, outlets & accessories | B (Average): Asset is sound, operationally safe and exhibits only minor deterioration. | Category 3 (Recommended): Minor work required to prevent a deterioration of the service provided by the asset. | 20 | 2005-09-22 | 18.59 | 59.41 | x | 5 | 4. Significant | 11057 | Predictive Maintenance | 91.25
1004941 | Medical gas pipework, manifolds, outlets & accessories | B (Average): Asset is sound, operationally safe and exhibits only minor deterioration. | Category 3 (Recommended): Minor work required to prevent a deterioration of the service provided by the asset. | 20 | 2005-03-18 | 19.1047 | 58.8953 | x | 5 | 4. Significant | 11057 | Predictive Maintenance | 91.25
1004942 | Medical gas pipework, manifolds, outlets & accessories | B (Average): Asset is sound, operationally safe and exhibits only minor deterioration. | Category 3 (Recommended): Minor work required to prevent a deterioration of the service provided by the asset. | 20 | 2019-07-04 | 4.8104 | 73.1896 | x | 5 | 4. Significant | 11057 | Predictive Maintenance | 91.25
1004943 | Medical gas pipework, manifolds, outlets & accessories | B (Average): Asset is sound, operationally safe and exhibits only minor deterioration. | Category 3 (Recommended): Minor work required to prevent a deterioration of the service provided by the asset. | 20 | 2019-10-09 | 4.5448 | 73.4552 | x | 5 | 4. Significant | 11057 | Predictive Maintenance | 91.25
1004944 | Distribution Boards | B (Average): Asset is sound, operationally safe and exhibits only minor deterioration. | Category 3 (Recommended): Minor work required to prevent a deterioration of the service provided by the asset. | 20 | 2016-01-20 | 8.2628 | 71.7372 | x | 4 | 4. Significant | 10451 | Predictive Maintenance | 91.25
1004945 | Distribution Boards | B (Average): Asset is sound, operationally safe and exhibits only minor deterioration. | Category 3 (Recommended): Minor work required to prevent a deterioration of the service provided by the asset. | 20 | 2010-08-18 | 13.6865 | 66.3135 | x | 4 | 4. Significant | 10451 | Predictive Maintenance | 91.25
1004946 | Distribution Boards | B (Average): Asset is sound, operationally safe and exhibits only minor deterioration. | Category 3 (Recommended): Minor work required to prevent a deterioration of the service provided by the asset. | 20 | 2009-08-13 | 14.6995 | 65.3005 | x | 4 | 4. Significant | 10451 | Predictive Maintenance | 91.25
1004952 | Ventilating Fans - General | B (Average): Asset is sound, operationally safe and exhibits only minor deterioration. | Category 3 (Recommended): Minor work required to prevent a deterioration of the service provided by the asset. | 20 | 2006-09-23 | 17.588 | 60.412 | x | 5 | 2. Minor | 10399 | Predictive Maintenance | 182.5
1004953 | Ventilating Fans - General | B (Average): Asset is sound, operationally safe and exhibits only minor deterioration. | Category 3 (Recommended): Minor work required to prevent a deterioration of the service provided by the asset. | 20 | 2012-12-30 | 11.3183 | 66.6817 | x | 5 | 2. Minor | 10399 | Predictive Maintenance | 182.5
1004956 | Room Air Conditioners | B (Average): Asset is sound, operationally safe and exhibits only minor deterioration. | Category 3 (Recommended): Minor work required to prevent a deterioration of the service provided by the asset. | 15 | 2013-03-28 | 11.0773 | 63.2302 | x | 5 | 3. Moderate | 11062 | Predictive Maintenance | 91.25
1004957 | Room Air Conditioners | B (Average): Asset is sound, operationally safe and exhibits only minor deterioration. | Category 3 (Recommended): Minor work required to prevent a deterioration of the service provided by the asset. | 15 | 2011-11-26 | 12.4134 | 61.4488 | x | 5 | 3. Moderate | 11062 | Predictive Maintenance | 91.25
1004958 | Room Air Conditioners | B (Average): Asset is sound, operationally safe and exhibits only minor deterioration. | Category 3 (Recommended): Minor work required to prevent a deterioration of the service provided by the asset. | 15 | 2017-09-09 | 6.6256 | 69.1659 | x | 5 | 3. Moderate | 11063 | Predictive Maintenance | 91.25
1004961 | Unvented Hot Water Systems | D (Very Poor): Asset runs a serious risk of imminent breakdown or poses a health and safety risk. | Category 3 (Recommended): Minor work required to prevent a deterioration of the service provided by the asset. | 25 | 2017-07-18 | 6.7707 | 51.5834 | x | 5 | 4. Significant | 11064 | Predictive Maintenance | 91.25
1004962 | Room Air Conditioners | B (Average): Asset is sound, operationally safe and exhibits only minor deterioration. | Category 3 (Recommended): Minor work required to prevent a deterioration of the service provided by the asset. | 15 | 2011-10-20 | 12.5147 | 61.3137 | x | 5 | 3. Moderate | 11065 | Predictive Maintenance | 91.25
1004963 | Ventilating Fans - General | B (Average): Asset is sound, operationally safe and exhibits only minor deterioration. | Category 3 (Recommended): Minor work required to prevent a deterioration of the service provided by the asset. | 20 | 2023-07-11 | 0.79124 | 77.2088 | x | 5 | 2. Minor | 11066 | Predictive Maintenance | 182.5
1004964 | Ventilating Fans - General | B (Average): Asset is sound, operationally safe and exhibits only minor deterioration. | Category 3 (Recommended): Minor work required to prevent a deterioration of the service provided by the asset. | 20 | 2009-02-09 | 15.206 | 62.794 | x | 5 | 2. Minor | 11066 | Predictive Maintenance | 182.5
1004965 | Unvented Hot Water Systems | C (Poor): Asset is operational but major repair or replacement will be needed. | Category 3 (Recommended): Minor work required to prevent a deterioration of the service provided by the asset. | 25 | 2011-01-27 | 13.243 | 53.4056 | x | 5 | 4. Significant | 11067 | Predictive Maintenance | 91.25
1004966 | Unvented Hot Water Systems | A (Good): Asset is as new and can be expected to perform adequately to its full normal life if maintained appropriately. | Category 3 (Recommended): Minor work required to prevent a deterioration of the service provided by the asset. | 25 | 2017-01-07 | 7.2964 | 79.1629 | x | 5 | 4. Significant | 11068 | Predictive Maintenance | 91.25
1004967 | Room Air Conditioners | B (Average): Asset is sound, operationally safe and exhibits only minor deterioration. | Category 3 (Recommended): Minor work required to prevent a deterioration of the service provided by the asset. | 15 | 2014-12-30 | 9.3196 | 65.5738 | x | 5 | 3. Moderate | 11067 | Predictive Maintenance | 91.25
1004970 | Ventilating Fans - General | B (Average): Asset is sound, operationally safe and exhibits only minor deterioration. | Category 3 (Recommended): Minor work required to prevent a deterioration of the service provided by the asset. | 20 | 2010-10-14 | 13.5305 | 64.4695 | x | 5 | 2. Minor | 10399 | Predictive Maintenance | 182.5
1004971 | Room Air Conditioners | B (Average): Asset is sound, operationally safe and exhibits only minor deterioration. | Category 3 (Recommended): Minor work required to prevent a deterioration of the service provided by the asset. | 15 | 2015-07-11 | 8.7912 | 66.2783 | x | 5 | 3. Moderate | 11050 | Predictive Maintenance | 91.25
1004972 | Medical gas pipework, manifolds, outlets & accessories | B (Average): Asset is sound, operationally safe and exhibits only minor deterioration. | Category 3 (Recommended): Minor work required to prevent a deterioration of the service provided by the asset. | 20 | 2018-10-09 | 5.5441 | 72.4559 | x | 5 | 4. Significant | 11069 | Predictive Maintenance | 91.25
1004973 | Gas Detection/Flammable | B (Average): Asset is sound, operationally safe and exhibits only minor deterioration. | Category 3 (Recommended): Minor work required to prevent a deterioration of the service provided by the asset. | 15 | 2014-10-01 | 9.5661 | 65.2453 | x | 5 | 5. Severe | 11070 | Predictive Maintenance | 28
1004974 | Gas Detection/Flammable | B (Average): Asset is sound, operationally safe and exhibits only minor deterioration. | Category 3 (Recommended): Minor work required to prevent a deterioration of the service provided by the asset. | 15 | 2022-02-19 | 2.1793 | 75.0942 | x | 5 | 5. Severe | 11070 | Predictive Maintenance | 28
1004975 | Distribution Boards | B (Average): Asset is sound, operationally safe and exhibits only minor deterioration. | Category 3 (Recommended): Minor work required to prevent a deterioration of the service provided by the asset. | 20 | 2005-07-02 | 18.8145 | 59.1855 | x | 5 | 4. Significant | 11071 | Predictive Maintenance | 91.25
1004976 | Distribution Boards | B (Average): Asset is sound, operationally safe and exhibits only minor deterioration. | Category 3 (Recommended): Minor work required to prevent a deterioration of the service provided by the asset. | 20 | 2011-04-25 | 13.0021 | 64.9979 | x | 5 | 4. Significant | 11071 | Predictive Maintenance | 91.25
1004977 | Distribution Boards | B (Average): Asset is sound, operationally safe and exhibits only minor deterioration. | Category 3 (Recommended): Minor work required to prevent a deterioration of the service provided by the asset. | 20 | 2015-03-26 | 9.0842 | 68.9158 | x | 5 | 4. Significant | 11071 | Predictive Maintenance | 91.25
1004978 | Outstations | B (Average): Asset is sound, operationally safe and exhibits only minor deterioration. | Category 3 (Recommended): Minor work required to prevent a deterioration of the service provided by the asset. | 10 | 2022-02-22 | 2.1711 | 73.6578 | x | 5 | 4. Significant | 11071 | Predictive Maintenance | 91.25
1004979 | Medical gas pipework, manifolds, outlets & accessories | B (Average): Asset is sound, operationally safe and exhibits only minor deterioration. | Category 3 (Recommended): Minor work required to prevent a deterioration of the service provided by the asset. | 20 | 2018-05-14 | 5.9493 | 72.0507 | x | 5 | 4. Significant | 11072 | Predictive Maintenance | 91.25
1004980 | Medical gas pipework, manifolds, outlets & accessories | B (Average): Asset is sound, operationally safe and exhibits only minor deterioration. | Category 3 (Recommended): Minor work required to prevent a deterioration of the service provided by the asset. | 20 | 2017-07-12 | 6.7871 | 71.2129 | x | 5 | 4. Significant | 11072 | Predictive Maintenance | 91.25
1004981 | Medical gas pipework, manifolds, outlets & accessories | B (Average): Asset is sound, operationally safe and exhibits only minor deterioration. | Category 3 (Recommended): Minor work required to prevent a deterioration of the service provided by the asset. | 20 | 2012-01-03 | 12.3094 | 65.6906 | x | 5 | 4. Significant | 11072 | Predictive Maintenance | 91.25
1004982 | Medical gas pipework, manifolds, outlets & accessories | B (Average): Asset is sound, operationally safe and exhibits only minor deterioration. | Category 3 (Recommended): Minor work required to prevent a deterioration of the service provided by the asset. | 20 | 2004-04-27 | 19.9945 | 58.0055 | x | 5 | 4. Significant | 11073 | Predictive Maintenance | 91.25
1004983 | Medical gas pipework, manifolds, outlets & accessories | B (Average): Asset is sound, operationally safe and exhibits only minor deterioration. | Category 3 (Recommended): Minor work required to prevent a deterioration of the service provided by the asset. | 20 | 2008-12-19 | 15.3484 | 62.6516 | x | 5 | 4. Significant | 11073 | Predictive Maintenance | 91.25
1004984 | Medical gas pipework, manifolds, outlets & accessories | B (Average): Asset is sound, operationally safe and exhibits only minor deterioration. | Category 3 (Recommended): Minor work required to prevent a deterioration of the service provided by the asset. | 20 | 2015-05-29 | 8.909 | 69.091 | x | 5 | 4. Significant | 11073 | Predictive Maintenance | 91.25
1004985 | Laboratory Incubators | B (Average): Asset is sound, operationally safe and exhibits only minor deterioration. | Category 3 (Recommended): Minor work required to prevent a deterioration of the service provided by the asset. | 15 | 2017-01-21 | 7.258 | 68.3226 | x | 5 | 3. Moderate | 10979 | Predictive Maintenance | 91.25
1004986 | Distribution Boards | B (Average): Asset is sound, operationally safe and exhibits only minor deterioration. | Category 3 (Recommended): Minor work required to prevent a deterioration of the service provided by the asset. | 20 | 2020-07-31 | 3.7344 | 74.2656 | x | 5 | 4. Significant | 11074 | Predictive Maintenance | 91.25
1004987 | Distribution Boards | B (Average): Asset is sound, operationally safe and exhibits only minor deterioration. | Category 3 (Recommended): Minor work required to prevent a deterioration of the service provided by the asset. | 20 | 2007-07-17 | 16.7748 | 61.2252 | x | 5 | 4. Significant | 11074 | Predictive Maintenance | 91.25
1004989 | Laboratory Incubators | B (Average): Asset is sound, operationally safe and exhibits only minor deterioration. | Category 3 (Recommended): Minor work required to prevent a deterioration of the service provided by the asset. | 15 | 2013-11-30 | 10.4011 | 64.1319 | x | 5 | 3. Moderate | 11076 | Predictive Maintenance | 91.25
1004990 | Cold Rooms | B (Average): Asset is sound, operationally safe and exhibits only minor deterioration. | Category 3 (Recommended): Minor work required to prevent a deterioration of the service provided by the asset. | 15 | 2012-10-16 | 11.5236 | 62.6352 | x | 5 | 4. Significant | 11018 | Predictive Maintenance | 91.25
1004991 | Distribution Boards | B (Average): Asset is sound, operationally safe and exhibits only minor deterioration. | Category 3 (Recommended): Minor work required to prevent a deterioration of the service provided by the asset. | 20 | 2018-11-11 | 5.4538 | 72.5462 | x | 5 | 4. Significant | 11077 | Predictive Maintenance | 91.25
1004992 | Room Air Conditioners | B (Average): Asset is sound, operationally safe and exhibits only minor deterioration. | Category 3 (Recommended): Minor work required to prevent a deterioration of the service provided by the asset. | 15 | 2020-09-28 | 3.5729 | 73.2361 | x | 5 | 3. Moderate | 11078 | Predictive Maintenance | 91.25
1004993 | Outstations | B (Average): Asset is sound, operationally safe and exhibits only minor deterioration. | Category 3 (Recommended): Minor work required to prevent a deterioration of the service provided by the asset. | 10 | 2023-02-23 | 1.1691 | 75.6619 | x | 5 | 4. Significant | 11079 | Predictive Maintenance | 91.25
1004994 | Air Handling Units - General | B (Average): Asset is sound, operationally safe and exhibits only minor deterioration. | Category 3 (Recommended): Minor work required to prevent a deterioration of the service provided by the asset. | 20 | 2010-11-22 | 13.4237 | 64.5763 | x | 5 | 3. Moderate | 11079 | Predictive Maintenance | 91.25
1004995 | Distribution Boards | B (Average): Asset is sound, operationally safe and exhibits only minor deterioration. | Category 3 (Recommended): Minor work required to prevent a deterioration of the service provided by the asset. | 20 | 2004-03-23 | 20.0903 | 57.9097 | x | 5 | 4. Significant | 11079 | Predictive Maintenance | 91.25
1004996 | Distribution Boards | B (Average): Asset is sound, operationally safe and exhibits only minor deterioration. | Category 3 (Recommended): Minor work required to prevent a deterioration of the service provided by the asset. | 20 | 2014-03-03 | 10.1465 | 67.8535 | x | 5 | 4. Significant | 11079 | Predictive Maintenance | 91.25
1004997 | Distribution Boards | B (Average): Asset is sound, operationally safe and exhibits only minor deterioration. | Category 3 (Recommended): Minor work required to prevent a deterioration of the service provided by the asset. | 20 | 2008-11-21 | 15.4251 | 68.5749 | x | 2 | 4. Significant | 11080 | Predictive Maintenance | 91.25
1004998 | Distribution Boards | B (Average): Asset is sound, operationally safe and exhibits only minor deterioration. | Category 3 (Recommended): Minor work required to prevent a deterioration of the service provided by the asset. | 20 | 2012-11-30 | 11.4004 | 72.5996 | x | 2 | 4. Significant | 11080 | Predictive Maintenance | 91.25
1004999 | Distribution Boards | B (Average): Asset is sound, operationally safe and exhibits only minor deterioration. | Category 3 (Recommended): Minor work required to prevent a deterioration of the service provided by the asset. | 20 | 2018-04-22 | 6.0096 | 77.9904 | x | 2 | 4. Significant | 11080 | Predictive Maintenance | 91.25
1005000 | Distribution Boards | B (Average): Asset is sound, operationally safe and exhibits only minor deterioration. | Category 3 (Recommended): Minor work required to prevent a deterioration of the service provided by the asset. | 20 | 2014-05-12 | 9.9548 | 74.0452 | x | 2 | 4. Significant | 11081 | Predictive Maintenance | 91.25
1005001 | Distribution Boards | B (Average): Asset is sound, operationally safe and exhibits only minor deterioration. | Category 3 (Recommended): Minor work required to prevent a deterioration of the service provided by the asset. | 20 | 2009-12-27 | 14.3272 | 69.6728 | x | 2 | 4. Significant | 11081 | Predictive Maintenance | 91.25
1005002 | Medical gas pipework, manifolds, outlets & accessories | B (Average): Asset is sound, operationally safe and exhibits only minor deterioration. | Category 3 (Recommended): Minor work required to prevent a deterioration of the service provided by the asset. | 20 | 2015-11-05 | 8.4709 | 69.5291 | x | 5 | 4. Significant | 10399 | Predictive Maintenance | 91.25
1005003 | Medical gas pipework, manifolds, outlets & accessories | B (Average): Asset is sound, operationally safe and exhibits only minor deterioration. | Category 3 (Recommended): Minor work required to prevent a deterioration of the service provided by the asset. | 20 | 2011-12-27 | 12.3285 | 65.6715 | x | 5 | 4. Significant | 10399 | Predictive Maintenance | 91.25
1005004 | Room Air Conditioners | B (Average): Asset is sound, operationally safe and exhibits only minor deterioration. | Category 3 (Recommended): Minor work required to prevent a deterioration of the service provided by the asset. | 15 | 2015-05-16 | 8.9446 | 66.0739 | x | 5 | 3. Moderate | 11082 | Predictive Maintenance | 91.25
1005006 | Medical gas pipework, manifolds, outlets & accessories | B (Average): Asset is sound, operationally safe and exhibits only minor deterioration. | Category 3 (Recommended): Minor work required to prevent a deterioration of the service provided by the asset. | 20 | 2008-03-09 | 16.1287 | 61.8713 | x | 5 | 4. Significant | 10399 | Predictive Maintenance | 91.25
1005007 | Medical gas pipework, manifolds, outlets & accessories | B (Average): Asset is sound, operationally safe and exhibits only minor deterioration. | Category 3 (Recommended): Minor work required to prevent a deterioration of the service provided by the asset. | 20 | 2009-09-07 | 14.6311 | 63.3689 | x | 5 | 4. Significant | 10399 | Predictive Maintenance | 91.25
1005008 | Distribution Boards | B (Average): Asset is sound, operationally safe and exhibits only minor deterioration. | Category 3 (Recommended): Minor work required to prevent a deterioration of the service provided by the asset. | 20 | 2023-11-10 | 0.45722 | 77.5428 | x | 5 | 4. Significant | 11084 | Predictive Maintenance | 91.25
1005009 | Distribution Boards | B (Average): Asset is sound, operationally safe and exhibits only minor deterioration. | Category 3 (Recommended): Minor work required to prevent a deterioration of the service provided by the asset. | 20 | 2023-09-04 | 0.64066 | 77.3593 | x | 5 | 4. Significant | 11084 | Predictive Maintenance | 91.25
1005010 | Distribution Boards | B (Average): Asset is sound, operationally safe and exhibits only minor deterioration. | Category 3 (Recommended): Minor work required to prevent a deterioration of the service provided by the asset. | 20 | 2012-04-08 | 12.0465 | 65.9535 | x | 5 | 4. Significant | 11084 | Predictive Maintenance | 91.25
1005011 | Distribution Boards | B (Average): Asset is sound, operationally safe and exhibits only minor deterioration. | Category 3 (Recommended): Minor work required to prevent a deterioration of the service provided by the asset. | 20 | 2023-08-31 | 0.65161 | 77.3484 | x | 5 | 4. Significant | 11084 | Predictive Maintenance | 91.25
1005012 | Distribution Boards | B (Average): Asset is sound, operationally safe and exhibits only minor deterioration. | Category 3 (Recommended): Minor work required to prevent a deterioration of the service provided by the asset. | 20 | 2018-01-24 | 6.2505 | 71.7495 | x | 5 | 4. Significant | 11084 | Predictive Maintenance | 91.25
1005013 | Distribution Boards | B (Average): Asset is sound, operationally safe and exhibits only minor deterioration. | Category 3 (Recommended): Minor work required to prevent a deterioration of the service provided by the asset. | 20 | 2015-10-19 | 8.5175 | 69.4825 | x | 5 | 4. Significant | 11084 | Predictive Maintenance | 91.25
1005014 | Distribution Boards | A (Good): Asset is as new and can be expected to perform adequately to its full normal life if maintained appropriately. | Category 4 (Normal): No work required beyond normal maintenance. | 20 | 2007-02-09 | 17.2074 | 76.7926 | x | 4 | 4. Significant | 10985 | Predictive Maintenance | 162.5
1005015 | Distribution Boards | A (Good): Asset is as new and can be expected to perform adequately to its full normal life if maintained appropriately. | Category 4 (Normal): No work required beyond normal maintenance. | 20 | 2011-08-04 | 12.7255 | 81.2745 | x | 4 | 4. Significant | 10985 | Predictive Maintenance | 162.5
1005016 | Distribution Boards | A (Good): Asset is as new and can be expected to perform adequately to its full normal life if maintained appropriately. | Category 4 (Normal): No work required beyond normal maintenance. | 20 | 2021-06-27 | 2.8282 | 91.1718 | x | 4 | 4. Significant | 10985 | Predictive Maintenance | 162.5
1005017 | Motorised Blinds | A (Good): Asset is as new and can be expected to perform adequately to its full normal life if maintained appropriately. | Category 4 (Normal): No work required beyond normal maintenance. | 10 | 2021-09-28 | 2.5736 | 88.8528 | x | 4 | 2. Minor | 11085 | Predictive Maintenance | 365
1005018 | Windows Internal and External | A (Good): Asset is as new and can be expected to perform adequately to its full normal life if maintained appropriately. | Category 4 (Normal): No work required beyond normal maintenance. | 38 | 1995-08-11 | 28.7064 | 78.8914 | x | 4 | 3. Moderate | 11085 | Predictive Maintenance | 365
1005019 | Heat Recovery Units | A (Good): Asset is as new and can be expected to perform adequately to its full normal life if maintained appropriately. | Category 4 (Normal): No work required beyond normal maintenance. | 15 | 2022-09-11 | 1.6208 | 91.8389 | x | 4 | 4. Significant | 11085 | Predictive Maintenance | 162.5
1005020 | Room Air Conditioners | A (Good): Asset is as new and can be expected to perform adequately to its full normal life if maintained appropriately. | Category 4 (Normal): No work required beyond normal maintenance. | 15 | 2011-08-13 | 12.7009 | 77.0655 | x | 4 | 3. Moderate | 11085 | Predictive Maintenance | 365
1005021 | Heat Recovery Units | A (Good): Asset is as new and can be expected to perform adequately to its full normal life if maintained appropriately. | Category 4 (Normal): No work required beyond normal maintenance. | 15 | 2014-09-27 | 9.577 | 81.2307 | x | 4 | 4. Significant | 11086 | Predictive Maintenance | 162.5
1005022 | Room Air Conditioners | A (Good): Asset is as new and can be expected to perform adequately to its full normal life if maintained appropriately. | Category 4 (Normal): No work required beyond normal maintenance. | 15 | 2013-07-10 | 10.7926 | 79.6099 | x | 4 | 3. Moderate | 11087 | Predictive Maintenance | 365
1005023 | Room Air Conditioners | A (Good): Asset is as new and can be expected to perform adequately to its full normal life if maintained appropriately. | Category 4 (Normal): No work required beyond normal maintenance. | 15 | 2018-04-28 | 5.9932 | 86.0091 | x | 4 | 3. Moderate | 11086 | Predictive Maintenance | 365
1005024 | Room Air Conditioners | A (Good): Asset is as new and can be expected to perform adequately to its full normal life if maintained appropriately. | Category 4 (Normal): No work required beyond normal maintenance. | 15 | 2014-03-17 | 10.1081 | 80.5225 | x | 4 | 3. Moderate | 11088 | Predictive Maintenance | 365
1005025 | Heat Recovery Units | A (Good): Asset is as new and can be expected to perform adequately to its full normal life if maintained appropriately. | Category 4 (Normal): No work required beyond normal maintenance. | 15 | 2014-06-06 | 9.8864 | 80.8182 | x | 4 | 4. Significant | 11088 | Predictive Maintenance | 162.5
1005026 | Motorised Blinds | A (Good): Asset is as new and can be expected to perform adequately to its full normal life if maintained appropriately. | Category 4 (Normal): No work required beyond normal maintenance. | 10 | 2016-07-21 | 7.7618 | 78.4764 | x | 4 | 2. Minor | 11087 | Predictive Maintenance | 365
1005027 | Windows Internal and External | A (Good): Asset is as new and can be expected to perform adequately to its full normal life if maintained appropriately. | Category 4 (Normal): No work required beyond normal maintenance. | 40 | 2018-03-23 | 6.0917 | 90.9541 | x | 4 | 3. Moderate | 11087 | Predictive Maintenance | 365
1005028 | Motorised Blinds | A (Good): Asset is as new and can be expected to perform adequately to its full normal life if maintained appropriately. | Category 4 (Normal): No work required beyond normal maintenance. | 10 | 2016-06-24 | 7.8357 | 78.3285 | x | 4 | 2. Minor | 11086 | Predictive Maintenance | 365
1005029 | Windows Internal and External | A (Good): Asset is as new and can be expected to perform adequately to its full normal life if maintained appropriately. | Category 4 (Normal): No work required beyond normal maintenance. | 36 | 1994-01-18 | 30.2669 | 77.185 | x | 4 | 3. Moderate | 11086 | Predictive Maintenance | 365
1005030 | Laboratory Fume Cupboard | B (Average): Asset is sound, operationally safe and exhibits only minor deterioration. | Category 3 (Recommended): Minor work required to prevent a deterioration of the service provided by the asset. | 15 | 2020-01-29 | 4.2382 | 74.3491 | x | 4 | 4. Significant | 11089 | Predictive Maintenance | 91.25
1005031 | Laboratory Fume Cupboard | B (Average): Asset is sound, operationally safe and exhibits only minor deterioration. | Category 3 (Recommended): Minor work required to prevent a deterioration of the service provided by the asset. | 15 | 2015-01-30 | 9.2348 | 67.687 | x | 4 | 4. Significant | 11089 | Predictive Maintenance | 91.25
1005033 | Laboratory Fume Cupboard | B (Average): Asset is sound, operationally safe and exhibits only minor deterioration. | Category 3 (Recommended): Minor work required to prevent a deterioration of the service provided by the asset. | 15 | 2017-11-25 | 6.4148 | 71.447 | x | 4 | 4. Significant | 11090 | Predictive Maintenance | 91.25
1005034 | Laboratory Fume Cupboard | B (Average): Asset is sound, operationally safe and exhibits only minor deterioration. | Category 3 (Recommended): Minor work required to prevent a deterioration of the service provided by the asset. | 15 | 2020-09-26 | 3.5784 | 75.2288 | x | 4 | 4. Significant | 11090 | Predictive Maintenance | 91.25
1005036 | Room Air Conditioners | B (Average): Asset is sound, operationally safe and exhibits only minor deterioration. | Category 3 (Recommended): Minor work required to prevent a deterioration of the service provided by the asset. | 15 | 2021-01-30 | 3.2334 | 73.6888 | x | 5 | 3. Moderate | 11091 | Predictive Maintenance | 91.25
1005037 | Point of Use Water Dispenser | B (Average): Asset is sound, operationally safe and exhibits only minor deterioration. | Category 3 (Recommended): Minor work required to prevent a deterioration of the service provided by the asset. | 15 | 2018-03-06 | 6.1383 | 71.8157 | x | 4 | 2. Minor | 10443 | Predictive Maintenance | 182.5
1005038 | Point of Use Water Dispenser | A (Good): Asset is as new and can be expected to perform adequately to its full normal life if maintained appropriately. | Category 4 (Normal): No work required beyond normal maintenance. | 15 | 2024-01-25 | 0.24914 | 93.6678 | x | 4 | 2. Minor | 11092 | Predictive Maintenance | 365
1005039 | Point of Use Water Dispenser | A (Good): Asset is as new and can be expected to perform adequately to its full normal life if maintained appropriately. | Category 4 (Normal): No work required beyond normal maintenance. | 15 | 2010-05-10 | 13.9603 | 75.3863 | x | 4 | 2. Minor | 11093 | Predictive Maintenance | 365
1005040 | Point of Use Water Dispenser | A (Good): Asset is as new and can be expected to perform adequately to its full normal life if maintained appropriately. | Category 4 (Normal): No work required beyond normal maintenance. | 15 | 2012-05-27 | 11.9124 | 78.1168 | x | 4 | 2. Minor | 11094 | Predictive Maintenance | 365
1005041 | Cold Rooms | B (Average): Asset is sound, operationally safe and exhibits only minor deterioration. | Category 3 (Recommended): Minor work required to prevent a deterioration of the service provided by the asset. | 15 | 2010-02-05 | 14.2177 | 61.0431 | x | 4 | 4. Significant | 11095 | Predictive Maintenance | 91.25
1005042 | Point of Use Water Dispenser | B (Average): Asset is sound, operationally safe and exhibits only minor deterioration. | Category 3 (Recommended): Minor work required to prevent a deterioration of the service provided by the asset. | 15 | 2014-11-30 | 9.4018 | 69.4643 | x | 3 | 2. Minor | 10209 | Predictive Maintenance | 182.5
1005044 | Point of Use Water Dispenser | A (Good): Asset is as new and can be expected to perform adequately to its full normal life if maintained appropriately. | Category 4 (Normal): No work required beyond normal maintenance. | 15 | 2014-06-12 | 9.87 | 86.8401 | x | 1 | 2. Minor | 11097 | Predictive Maintenance | 365
1005046 | Point of Use Water Dispenser | A (Good): Asset is as new and can be expected to perform adequately to its full normal life if maintained appropriately. | Category 4 (Normal): No work required beyond normal maintenance. | 15 | 2017-05-23 | 6.924 | 86.768 | x | 3 | 2. Minor | 11098 | Predictive Maintenance | 365
1005047 | Point of Use Water Dispenser | A (Good): Asset is as new and can be expected to perform adequately to its full normal life if maintained appropriately. | Category 4 (Normal): No work required beyond normal maintenance. | 15 | 2010-01-10 | 14.2888 | 76.9482 | x | 3 | 2. Minor | 11099 | Predictive Maintenance | 365
1005048 | Point of Use Water Dispenser | A (Good): Asset is as new and can be expected to perform adequately to its full normal life if maintained appropriately. | Category 4 (Normal): No work required beyond normal maintenance. | 15 | 2020-12-15 | 3.3593 | 95.5209 | x | 1 | 2. Minor | 11100 | Predictive Maintenance | 365
1005049 | Point of Use Water Dispenser | B (Average): Asset is sound, operationally safe and exhibits only minor deterioration. | Category 3 (Recommended): Minor work required to prevent a deterioration of the service provided by the asset. | 15 | 2010-06-15 | 13.8617 | 59.5177 | x | 5 | 2. Minor | 11101 | Predictive Maintenance | 182.5
1005050 | Point of Use Water Dispenser | B (Average): Asset is sound, operationally safe and exhibits only minor deterioration. | Category 3 (Recommended): Minor work required to prevent a deterioration of the service provided by the asset. | 15 | 2014-03-22 | 10.0945 | 64.5407 | x | 5 | 2. Minor | 11101 | Predictive Maintenance | 182.5
1005051 | Point of Use Water Dispenser | A (Good): Asset is as new and can be expected to perform adequately to its full normal life if maintained appropriately. | Category 4 (Normal): No work required beyond normal maintenance. | 15 | 2016-09-10 | 7.6222 | 81.8371 | x | 5 | 2. Minor | 10007 | Predictive Maintenance | 365
1005052 | Point of Use Water Dispenser | A (Good): Asset is as new and can be expected to perform adequately to its full normal life if maintained appropriately. | Category 4 (Normal): No work required beyond normal maintenance. | 15 | 2012-10-21 | 11.5099 | 78.6534 | x | 4 | 2. Minor | 11102 | Predictive Maintenance | 365
1005054 | Point of Use Water Dispenser | B (Average): Asset is sound, operationally safe and exhibits only minor deterioration. | Category 3 (Recommended): Minor work required to prevent a deterioration of the service provided by the asset. | 15 | 2020-01-10 | 4.2902 | 72.2797 | x | 5 | 2. Minor | 11104 | Predictive Maintenance | 182.5
1005055 | Point of Use Water Dispenser | A (Good): Asset is as new and can be expected to perform adequately to its full normal life if maintained appropriately. | Category 4 (Normal): No work required beyond normal maintenance. | 15 | 2018-11-25 | 5.4155 | 84.7794 | x | 5 | 2. Minor | 11105 | Predictive Maintenance | 365
1005059 | Laboratory Fume Cupboard | B (Average): Asset is sound, operationally safe and exhibits only minor deterioration. | Category 3 (Recommended): Minor work required to prevent a deterioration of the service provided by the asset. | 15 | 2017-04-13 | 7.0335 | 68.6219 | x | 5 | 4. Significant | 11078 | Predictive Maintenance | 91.25
1005060 | Laboratory Fume Cupboard | B (Average): Asset is sound, operationally safe and exhibits only minor deterioration. | Category 3 (Recommended): Minor work required to prevent a deterioration of the service provided by the asset. | 15 | 2017-08-07 | 6.7159 | 69.0454 | x | 5 | 4. Significant | 11078 | Predictive Maintenance | 91.25
1005061 | Ventilating Fans - General | B (Average): Asset is sound, operationally safe and exhibits only minor deterioration. | Category 3 (Recommended): Minor work required to prevent a deterioration of the service provided by the asset. | 20 | 2017-12-21 | 6.3436 | 71.6564 | x | 5 | 2. Minor | 11108 | Predictive Maintenance | 182.5
1005062 | Ventilating Fans - General | B (Average): Asset is sound, operationally safe and exhibits only minor deterioration. | Category 3 (Recommended): Minor work required to prevent a deterioration of the service provided by the asset. | 20 | 2013-03-14 | 11.1157 | 66.8843 | x | 5 | 2. Minor | 11108 | Predictive Maintenance | 182.5
1005063 | Cold Water Storage Tanks and Cisterns | B (Average): Asset is sound, operationally safe and exhibits only minor deterioration. | Category 3 (Recommended): Minor work required to prevent a deterioration of the service provided by the asset. | 25 | 2003-12-29 | 20.3231 | 61.7415 | x | 5 | 4. Significant | 10437 | Predictive Maintenance | 91.25
1005064 | Expansion Vessels | B (Average): Asset is sound, operationally safe and exhibits only minor deterioration. | Category 3 (Recommended): Minor work required to prevent a deterioration of the service provided by the asset. | 15 | 2017-12-24 | 6.3354 | 69.5528 | x | 5 | 4. Significant | 10437 | Predictive Maintenance | 91.25
1005065 | Hot Water Calorifiers - Heated by LTHW | B (Average): Asset is sound, operationally safe and exhibits only minor deterioration. | Category 3 (Recommended): Minor work required to prevent a deterioration of the service provided by the asset. | 20 | 2023-03-17 | 1.1088 | 76.8912 | x | 5 | 4. Significant | 10437 | Predictive Maintenance | 91.25
1005066 | Unvented Hot Water Systems | A (Good): Asset is as new and can be expected to perform adequately to its full normal life if maintained appropriately. | Category 3 (Recommended): Minor work required to prevent a deterioration of the service provided by the asset. | 25 | 2014-06-15 | 9.8617 | 77.1106 | x | 5 | 4. Significant | 10437 | Predictive Maintenance | 91.25
1005068 | Indicators and Displays | B (Average): Asset is sound, operationally safe and exhibits only minor deterioration. | Category 3 (Recommended): Minor work required to prevent a deterioration of the service provided by the asset. | 10 | 2018-12-02 | 5.3963 | 67.2074 | x | 5 | 4. Significant | 10441 | Predictive Maintenance | 91.25
1005069 | Gas Detection/Flammable | B (Average): Asset is sound, operationally safe and exhibits only minor deterioration. | Category 3 (Recommended): Minor work required to prevent a deterioration of the service provided by the asset. | 15 | 2019-11-20 | 4.4298 | 72.0935 | x | 5 | 5. Severe | 10441 | Predictive Maintenance | 28
1005071 | Expansion Vessels | B (Average): Asset is sound, operationally safe and exhibits only minor deterioration. | Category 3 (Recommended): Minor work required to prevent a deterioration of the service provided by the asset. | 15 | 2013-07-23 | 10.757 | 63.6573 | x | 5 | 4. Significant | 10093 | Predictive Maintenance | 91.25
1005072 | Expansion Vessels | B (Average): Asset is sound, operationally safe and exhibits only minor deterioration. | Category 3 (Recommended): Minor work required to prevent a deterioration of the service provided by the asset. | 15 | 2021-04-13 | 3.0335 | 73.9553 | x | 5 | 4. Significant | 10093 | Predictive Maintenance | 91.25
1005075 | Point of Use Water Dispenser | A (Good): Asset is as new and can be expected to perform adequately to its full normal life if maintained appropriately. | Category 4 (Normal): No work required beyond normal maintenance. | 15 | 2012-09-15 | 11.6085 | 78.522 | x | 4 | 2. Minor | 11109 | Predictive Maintenance | 365
1005077 | Air Handling Units - General | B (Average): Asset is sound, operationally safe and exhibits only minor deterioration. | Category 3 (Recommended): Minor work required to prevent a deterioration of the service provided by the asset. | 20 | 2024-01-17 | 0.27105 | 77.729 | x | 5 | 3. Moderate | 10386 | Predictive Maintenance | 91.25
1005080 | Distribution Boards | B (Average): Asset is sound, operationally safe and exhibits only minor deterioration. | Category 3 (Recommended): Minor work required to prevent a deterioration of the service provided by the asset. | 20 | 2007-12-22 | 16.3422 | 63.6578 | x | 4 | 4. Significant | 10452 | Predictive Maintenance | 91.25
1005081 | Distribution Boards | B (Average): Asset is sound, operationally safe and exhibits only minor deterioration. | Category 3 (Recommended): Minor work required to prevent a deterioration of the service provided by the asset. | 20 | 2007-10-23 | 16.5065 | 63.4935 | x | 4 | 4. Significant | 10452 | Predictive Maintenance | 91.25
1005082 | Distribution Boards | B (Average): Asset is sound, operationally safe and exhibits only minor deterioration. | Category 3 (Recommended): Minor work required to prevent a deterioration of the service provided by the asset. | 20 | 2007-04-13 | 17.0349 | 62.9651 | x | 4 | 4. Significant | 10452 | Predictive Maintenance | 91.25
1005083 | Distribution Boards | B (Average): Asset is sound, operationally safe and exhibits only minor deterioration. | Category 3 (Recommended): Minor work required to prevent a deterioration of the service provided by the asset. | 20 | 2004-12-23 | 19.3374 | 60.6626 | x | 4 | 4. Significant | 11041 | Predictive Maintenance | 91.25
1005084 | Distribution Boards | B (Average): Asset is sound, operationally safe and exhibits only minor deterioration. | Category 3 (Recommended): Minor work required to prevent a deterioration of the service provided by the asset. | 20 | 2011-09-01 | 12.6489 | 67.3511 | x | 4 | 4. Significant | 11041 | Predictive Maintenance | 91.25
1005085 | Distribution Boards | B (Average): Asset is sound, operationally safe and exhibits only minor deterioration. | Category 3 (Recommended): Minor work required to prevent a deterioration of the service provided by the asset. | 20 | 2007-08-02 | 16.731 | 63.269 | x | 4 | 4. Significant | 10449 | Predictive Maintenance | 91.25
1005086 | Distribution Boards | B (Average): Asset is sound, operationally safe and exhibits only minor deterioration. | Category 3 (Recommended): Minor work required to prevent a deterioration of the service provided by the asset. | 20 | 2005-03-10 | 19.1266 | 60.8734 | x | 4 | 4. Significant | 10449 | Predictive Maintenance | 91.25
1005087 | Distribution Boards | B (Average): Asset is sound, operationally safe and exhibits only minor deterioration. | Category 3 (Recommended): Minor work required to prevent a deterioration of the service provided by the asset. | 20 | 2014-12-04 | 9.3908 | 70.6092 | x | 4 | 4. Significant | 10449 | Predictive Maintenance | 91.25
1005088 | Outstations | B (Average): Asset is sound, operationally safe and exhibits only minor deterioration. | Category 3 (Recommended): Minor work required to prevent a deterioration of the service provided by the asset. | 10 | 2021-11-25 | 2.4148 | 75.1704 | x | 4 | 4. Significant | 11110 | Predictive Maintenance | 91.25
1005089 | Cold Rooms | B (Average): Asset is sound, operationally safe and exhibits only minor deterioration. | Category 3 (Recommended): Minor work required to prevent a deterioration of the service provided by the asset. | 15 | 2020-08-08 | 3.7125 | 75.05 | x | 4 | 4. Significant | 11111 | Predictive Maintenance | 91.25
1005090 | Medical gas pipework, manifolds, outlets & accessories | B (Average): Asset is sound, operationally safe and exhibits only minor deterioration. | Category 3 (Recommended): Minor work required to prevent a deterioration of the service provided by the asset. | 20 | 2005-02-28 | 19.154 | 58.846 | x | 5 | 4. Significant | 10399 | Predictive Maintenance | 91.25
1005091 | Medical gas pipework, manifolds, outlets & accessories | B (Average): Asset is sound, operationally safe and exhibits only minor deterioration. | Category 3 (Recommended): Minor work required to prevent a deterioration of the service provided by the asset. | 20 | 2009-11-16 | 14.4394 | 63.5606 | x | 5 | 4. Significant | 10399 | Predictive Maintenance | 91.25
1005092 | Medical gas pipework, manifolds, outlets & accessories | B (Average): Asset is sound, operationally safe and exhibits only minor deterioration. | Category 3 (Recommended): Minor work required to prevent a deterioration of the service provided by the asset. | 20 | 2020-03-09 | 4.1287 | 73.8713 | x | 5 | 4. Significant | 10399 | Predictive Maintenance | 91.25
1005093 | Distribution Boards | B (Average): Asset is sound, operationally safe and exhibits only minor deterioration. | Category 3 (Recommended): Minor work required to prevent a deterioration of the service provided by the asset. | 20 | 2017-04-01 | 7.0664 | 70.9336 | x | 5 | 4. Significant | 11112 | Predictive Maintenance | 91.25
1005094 | Automatic Transfer Switch | B (Average): Asset is sound, operationally safe and exhibits only minor deterioration. | Category 3 (Recommended): Minor work required to prevent a deterioration of the service provided by the asset. | 15 | 2017-12-30 | 6.319 | 69.5747 | x | 5 | 4. Significant | 11112 | Predictive Maintenance | 91.25
1005109 | Laboratory Fume Cupboard | B (Average): Asset is sound, operationally safe and exhibits only minor deterioration. | Category 3 (Recommended): Minor work required to prevent a deterioration of the service provided by the asset. | 15 | 2012-06-11 | 11.8713 | 62.1716 | x | 5 | 4. Significant | 11113 | Predictive Maintenance | 91.25
1005110 | Laboratory Fume Cupboard | B (Average): Asset is sound, operationally safe and exhibits only minor deterioration. | Category 3 (Recommended): Minor work required to prevent a deterioration of the service provided by the asset. | 15 | 2022-09-28 | 1.5743 | 75.901 | x | 5 | 4. Significant | 11114 | Predictive Maintenance | 91.25
1005111 | Water Leak Detection Systems | B (Average): Asset is sound, operationally safe and exhibits only minor deterioration. | Category 3 (Recommended): Minor work required to prevent a deterioration of the service provided by the asset. | 15 | 2019-02-06 | 5.2156 | 71.0459 | x | 5 | 4. Significant | 11115 | Predictive Maintenance | 91.25
1005112 | Gas Detection/Flammable | B (Average): Asset is sound, operationally safe and exhibits only minor deterioration. | Category 3 (Recommended): Minor work required to prevent a deterioration of the service provided by the asset. | 15 | 2021-12-23 | 2.3381 | 74.8825 | x | 5 | 5. Severe | 11115 | Predictive Maintenance | 28
1005113 | Air shower, controls & ventilation ductwork | B (Average): Asset is sound, operationally safe and exhibits only minor deterioration. | Category 3 (Recommended): Minor work required to prevent a deterioration of the service provided by the asset. | 15 | 2011-07-17 | 12.7748 | 60.9669 | x | 5 | 4. Significant | 11116 | Predictive Maintenance | 91.25
1005114 | VHP Chamber | B (Average): Asset is sound, operationally safe and exhibits only minor deterioration. | Category 3 (Recommended): Minor work required to prevent a deterioration of the service provided by the asset. | 20 | 2020-02-28 | 4.1561 | 73.8439 | x | 5 | 4. Significant | 11116 | Predictive Maintenance | 91.25
1005115 | Gas Detection/Flammable | B (Average): Asset is sound, operationally safe and exhibits only minor deterioration. | Category 3 (Recommended): Minor work required to prevent a deterioration of the service provided by the asset. | 15 | 2018-06-05 | 5.8891 | 72.1478 | x | 4 | 5. Severe | 11117 | Predictive Maintenance | 28
1005116 | Distribution Boards | B (Average): Asset is sound, operationally safe and exhibits only minor deterioration. | Category 3 (Recommended): Minor work required to prevent a deterioration of the service provided by the asset. | 20 | 2014-09-14 | 9.6126 | 70.3874 | x | 4 | 4. Significant | 11118 | Predictive Maintenance | 91.25
1005117 | Distribution Boards | B (Average): Asset is sound, operationally safe and exhibits only minor deterioration. | Category 3 (Recommended): Minor work required to prevent a deterioration of the service provided by the asset. | 20 | 2010-11-06 | 13.4675 | 66.5325 | x | 4 | 4. Significant | 11118 | Predictive Maintenance | 91.25
1005118 | Distribution Boards | B (Average): Asset is sound, operationally safe and exhibits only minor deterioration. | Category 3 (Recommended): Minor work required to prevent a deterioration of the service provided by the asset. | 20 | 2020-01-18 | 4.2683 | 75.7317 | x | 4 | 4. Significant | 11118 | Predictive Maintenance | 91.25
1005119 | Laboratory Incubators | B (Average): Asset is sound, operationally safe and exhibits only minor deterioration. | Category 3 (Recommended): Minor work required to prevent a deterioration of the service provided by the asset. | 15 | 2012-11-25 | 11.4141 | 64.7812 | x | 4 | 3. Moderate | 11119 | Predictive Maintenance | 91.25
1005120 | Laboratory Incubators | B (Average): Asset is sound, operationally safe and exhibits only minor deterioration. | Category 3 (Recommended): Minor work required to prevent a deterioration of the service provided by the asset. | 15 | 2019-06-19 | 4.8515 | 73.5314 | x | 4 | 3. Moderate | 11120 | Predictive Maintenance | 91.25
1005121 | Distribution Boards | B (Average): Asset is sound, operationally safe and exhibits only minor deterioration. | Category 3 (Recommended): Minor work required to prevent a deterioration of the service provided by the asset. | 20 | 2017-04-22 | 7.0089 | 72.9911 | x | 4 | 4. Significant | 11121 | Predictive Maintenance | 91.25
1005122 | Distribution Boards | B (Average): Asset is sound, operationally safe and exhibits only minor deterioration. | Category 3 (Recommended): Minor work required to prevent a deterioration of the service provided by the asset. | 20 | 2004-12-20 | 19.3457 | 60.6543 | x | 4 | 4. Significant | 11044 | Predictive Maintenance | 91.25
1005123 | Distribution Boards | B (Average): Asset is sound, operationally safe and exhibits only minor deterioration. | Category 3 (Recommended): Minor work required to prevent a deterioration of the service provided by the asset. | 20 | 2011-12-23 | 12.3395 | 67.6605 | x | 4 | 4. Significant | 11044 | Predictive Maintenance | 91.25
1005124 | Distribution Boards | B (Average): Asset is sound, operationally safe and exhibits only minor deterioration. | Category 3 (Recommended): Minor work required to prevent a deterioration of the service provided by the asset. | 20 | 2005-05-22 | 18.9268 | 61.0732 | x | 4 | 4. Significant | 11122 | Predictive Maintenance | 91.25
1005125 | Distribution Boards | B (Average): Asset is sound, operationally safe and exhibits only minor deterioration. | Category 3 (Recommended): Minor work required to prevent a deterioration of the service provided by the asset. | 20 | 2010-02-04 | 14.2204 | 65.7796 | x | 4 | 4. Significant | 11122 | Predictive Maintenance | 91.25
1005126 | Distribution Boards | B (Average): Asset is sound, operationally safe and exhibits only minor deterioration. | Category 3 (Recommended): Minor work required to prevent a deterioration of the service provided by the asset. | 20 | 2019-12-21 | 4.345 | 75.655 | x | 4 | 4. Significant | 11123 | Predictive Maintenance | 91.25
1005127 | Distribution Boards | B (Average): Asset is sound, operationally safe and exhibits only minor deterioration. | Category 3 (Recommended): Minor work required to prevent a deterioration of the service provided by the asset. | 20 | 2011-01-29 | 13.2375 | 66.7625 | x | 4 | 4. Significant | 11123 | Predictive Maintenance | 91.25
1005128 | Distribution Boards | B (Average): Asset is sound, operationally safe and exhibits only minor deterioration. | Category 3 (Recommended): Minor work required to prevent a deterioration of the service provided by the asset. | 20 | 2024-01-04 | 0.30664 | 79.6934 | x | 4 | 4. Significant | 11123 | Predictive Maintenance | 91.25
1005129 | Distribution Boards | B (Average): Asset is sound, operationally safe and exhibits only minor deterioration. | Category 3 (Recommended): Minor work required to prevent a deterioration of the service provided by the asset. | 20 | 2016-03-08 | 8.1314 | 69.8686 | x | 5 | 4. Significant | 11124 | Predictive Maintenance | 91.25
1005131 | Atmospheric Gas Burner - Condensing Boiler | A (Good): Asset is as new and can be expected to perform adequately to its full normal life if maintained appropriately. | Category 4 (Normal): No work required beyond normal maintenance. | 20 | 2019-07-14 | 4.783 | 91.217 | x | 3 | 4. Significant | 10486 | Predictive Maintenance | 162.5
1005138 | Outstations | B (Average): Asset is sound, operationally safe and exhibits only minor deterioration. | Category 3 (Recommended): Minor work required to prevent a deterioration of the service provided by the asset. | 10 | 2023-11-04 | 0.47365 | 79.0527 | x | 4 | 4. Significant | 10445 | Predictive Maintenance | 91.25
1005139 | Distribution Boards | B (Average): Asset is sound, operationally safe and exhibits only minor deterioration. | Category 3 (Recommended): Minor work required to prevent a deterioration of the service provided by the asset. | 20 | 2005-02-24 | 19.165 | 60.835 | x | 4 | 4. Significant | 10445 | Predictive Maintenance | 91.25
1005140 | Distribution Boards | B (Average): Asset is sound, operationally safe and exhibits only minor deterioration. | Category 3 (Recommended): Minor work required to prevent a deterioration of the service provided by the asset. | 20 | 2022-05-18 | 1.9384 | 78.0616 | x | 4 | 4. Significant | 10445 | Predictive Maintenance | 91.25
1005141 | Distribution Boards | B (Average): Asset is sound, operationally safe and exhibits only minor deterioration. | Category 3 (Recommended): Minor work required to prevent a deterioration of the service provided by the asset. | 20 | 2004-10-06 | 19.551 | 60.449 | x | 4 | 4. Significant | 10445 | Predictive Maintenance | 91.25
1005142 | Ventilating Fans - General | B (Average): Asset is sound, operationally safe and exhibits only minor deterioration. | Category 3 (Recommended): Minor work required to prevent a deterioration of the service provided by the asset. | 20 | 2011-01-08 | 13.295 | 66.705 | x | 4 | 2. Minor | 11126 | Predictive Maintenance | 182.5
1005143 | Ventilating Fans - General | B (Average): Asset is sound, operationally safe and exhibits only minor deterioration. | Category 3 (Recommended): Minor work required to prevent a deterioration of the service provided by the asset. | 20 | 2005-10-03 | 18.5599 | 61.4401 | x | 4 | 2. Minor | 11126 | Predictive Maintenance | 182.5
1005145 | Distribution Boards | B (Average): Asset is sound, operationally safe and exhibits only minor deterioration. | Category 3 (Recommended): Minor work required to prevent a deterioration of the service provided by the asset. | 20 | 2020-07-28 | 3.7426 | 76.2574 | x | 4 | 4. Significant | 11045 | Predictive Maintenance | 91.25
1005146 | Distribution Boards | B (Average): Asset is sound, operationally safe and exhibits only minor deterioration. | Category 3 (Recommended): Minor work required to prevent a deterioration of the service provided by the asset. | 20 | 2022-12-29 | 1.3224 | 78.6776 | x | 4 | 4. Significant | 11045 | Predictive Maintenance | 91.25
1005147 | Distribution Boards | B (Average): Asset is sound, operationally safe and exhibits only minor deterioration. | Category 3 (Recommended): Minor work required to prevent a deterioration of the service provided by the asset. | 20 | 2014-09-26 | 9.5797 | 70.4203 | x | 4 | 4. Significant | 11117 | Predictive Maintenance | 91.25
1005148 | Distribution Boards | B (Average): Asset is sound, operationally safe and exhibits only minor deterioration. | Category 3 (Recommended): Minor work required to prevent a deterioration of the service provided by the asset. | 20 | 2018-04-21 | 6.0123 | 73.9877 | x | 4 | 4. Significant | 11117 | Predictive Maintenance | 91.25
1005149 | Distribution Boards | B (Average): Asset is sound, operationally safe and exhibits only minor deterioration. | Category 3 (Recommended): Minor work required to prevent a deterioration of the service provided by the asset. | 20 | 2004-09-03 | 19.6413 | 60.3587 | x | 4 | 4. Significant | 11117 | Predictive Maintenance | 91.25
1005150 | Distribution Boards | B (Average): Asset is sound, operationally safe and exhibits only minor deterioration. | Category 3 (Recommended): Minor work required to prevent a deterioration of the service provided by the asset. | 20 | 2016-04-01 | 8.0657 | 71.9343 | x | 4 | 4. Significant | 11042 | Predictive Maintenance | 91.25
1005151 | Distribution Boards | B (Average): Asset is sound, operationally safe and exhibits only minor deterioration. | Category 3 (Recommended): Minor work required to prevent a deterioration of the service provided by the asset. | 20 | 2018-12-18 | 5.3525 | 74.6475 | x | 4 | 4. Significant | 11042 | Predictive Maintenance | 91.25
1005152 | Distribution Boards | B (Average): Asset is sound, operationally safe and exhibits only minor deterioration. | Category 3 (Recommended): Minor work required to prevent a deterioration of the service provided by the asset. | 20 | 2023-04-29 | 0.9911 | 79.0089 | x | 4 | 4. Significant | 11042 | Predictive Maintenance | 91.25
1005153 | Distribution Boards | B (Average): Asset is sound, operationally safe and exhibits only minor deterioration. | Category 3 (Recommended): Minor work required to prevent a deterioration of the service provided by the asset. | 20 | 2021-10-22 | 2.5079 | 77.4921 | x | 4 | 4. Significant | 11127 | Predictive Maintenance | 91.25
1005154 | Distribution Boards | B (Average): Asset is sound, operationally safe and exhibits only minor deterioration. | Category 3 (Recommended): Minor work required to prevent a deterioration of the service provided by the asset. | 20 | 2005-10-07 | 18.5489 | 61.4511 | x | 4 | 4. Significant | 11127 | Predictive Maintenance | 91.25
1005155 | Distribution Boards | B (Average): Asset is sound, operationally safe and exhibits only minor deterioration. | Category 3 (Recommended): Minor work required to prevent a deterioration of the service provided by the asset. | 20 | 2019-06-09 | 4.8789 | 75.1211 | x | 4 | 4. Significant | 11127 | Predictive Maintenance | 91.25
1005156 | Indicators and Displays | B (Average): Asset is sound, operationally safe and exhibits only minor deterioration. | Category 3 (Recommended): Minor work required to prevent a deterioration of the service provided by the asset. | 10 | 2019-01-17 | 5.2704 | 67.4593 | x | 5 | 4. Significant | 11128 | Predictive Maintenance | 91.25
1005157 | Laboratory Fume Cupboard | B (Average): Asset is sound, operationally safe and exhibits only minor deterioration. | Category 3 (Recommended): Minor work required to prevent a deterioration of the service provided by the asset. | 15 | 2013-05-29 | 10.9076 | 63.4565 | x | 5 | 4. Significant | 11129 | Predictive Maintenance | 91.25
1005158 | Laboratory Fume Cupboard | B (Average): Asset is sound, operationally safe and exhibits only minor deterioration. | Category 3 (Recommended): Minor work required to prevent a deterioration of the service provided by the asset. | 15 | 2013-04-18 | 11.0198 | 63.3069 | x | 5 | 4. Significant | 11077 | Predictive Maintenance | 91.25
1005159 | Laboratory Fume Cupboard | B (Average): Asset is sound, operationally safe and exhibits only minor deterioration. | Category 3 (Recommended): Minor work required to prevent a deterioration of the service provided by the asset. | 15 | 2010-05-15 | 13.9466 | 59.4045 | x | 5 | 4. Significant | 11077 | Predictive Maintenance | 91.25
1005160 | Laboratory Fume Cupboard | B (Average): Asset is sound, operationally safe and exhibits only minor deterioration. | Category 3 (Recommended): Minor work required to prevent a deterioration of the service provided by the asset. | 15 | 2015-01-21 | 9.2594 | 65.6541 | x | 5 | 4. Significant | 11065 | Predictive Maintenance | 91.25
1005162 | Distribution Boards | B (Average): Asset is sound, operationally safe and exhibits only minor deterioration. | Category 3 (Recommended): Minor work required to prevent a deterioration of the service provided by the asset. | 20 | 2023-04-13 | 1.0349 | 76.9651 | x | 5 | 4. Significant | 11131 | Predictive Maintenance | 91.25
1005163 | Distribution Boards | B (Average): Asset is sound, operationally safe and exhibits only minor deterioration. | Category 3 (Recommended): Minor work required to prevent a deterioration of the service provided by the asset. | 20 | 2009-09-18 | 14.601 | 63.399 | x | 5 | 4. Significant | 11131 | Predictive Maintenance | 91.25
1005164 | Nitrogen Generator, Vessels & Associated Valves & Controls | A (Good): Asset is as new and can be expected to perform adequately to its full normal life if maintained appropriately. | Category 4 (Normal): No work required beyond normal maintenance. | 15 | 2014-06-27 | 9.8289 | 78.8948 | x | 5 | 4. Significant | 11128 | Predictive Maintenance | 162.5
1005165 | Nitrogen Generator, Vessels & Associated Valves & Controls | A (Good): Asset is as new and can be expected to perform adequately to its full normal life if maintained appropriately. | Category 4 (Normal): No work required beyond normal maintenance. | 15 | 2013-11-13 | 10.4476 | 78.0698 | x | 5 | 4. Significant | 11128 | Predictive Maintenance | 162.5
1005166 | Nitrogen Generator, Vessels & Associated Valves & Controls | A (Good): Asset is as new and can be expected to perform adequately to its full normal life if maintained appropriately. | Category 4 (Normal): No work required beyond normal maintenance. | 15 | 2021-02-08 | 3.2088 | 87.7217 | x | 5 | 4. Significant | 11128 | Predictive Maintenance | 162.5
1005167 | Expansion Vessels | B (Average): Asset is sound, operationally safe and exhibits only minor deterioration. | Category 3 (Recommended): Minor work required to prevent a deterioration of the service provided by the asset. | 15 | 2010-07-31 | 13.7358 | 59.6856 | x | 5 | 4. Significant | 11128 | Predictive Maintenance | 91.25
1005168 | Nitrogen Generator, Vessels & Associated Valves & Controls | A (Good): Asset is as new and can be expected to perform adequately to its full normal life if maintained appropriately. | Category 4 (Normal): No work required beyond normal maintenance. | 15 | 2014-10-04 | 9.5578 | 79.2562 | x | 5 | 4. Significant | 11128 | Predictive Maintenance | 162.5
1005169 | Nitrogen Generator, Vessels & Associated Valves & Controls | A (Good): Asset is as new and can be expected to perform adequately to its full normal life if maintained appropriately. | Category 4 (Normal): No work required beyond normal maintenance. | 15 | 2015-04-26 | 8.9993 | 80.0009 | x | 5 | 4. Significant | 11128 | Predictive Maintenance | 162.5
1005170 | Nitrogen Generator, Vessels & Associated Valves & Controls | A (Good): Asset is as new and can be expected to perform adequately to its full normal life if maintained appropriately. | Category 4 (Normal): No work required beyond normal maintenance. | 15 | 2021-06-21 | 2.8446 | 88.2072 | x | 5 | 4. Significant | 11128 | Predictive Maintenance | 162.5
1005171 | Laboratory Fume Cupboard | B (Average): Asset is sound, operationally safe and exhibits only minor deterioration. | Category 3 (Recommended): Minor work required to prevent a deterioration of the service provided by the asset. | 15 | 2016-01-02 | 8.3121 | 66.9172 | x | 5 | 4. Significant | 11065 | Predictive Maintenance | 91.25
1005172 | Laboratory Fume Cupboard | B (Average): Asset is sound, operationally safe and exhibits only minor deterioration. | Category 3 (Recommended): Minor work required to prevent a deterioration of the service provided by the asset. | 15 | 2015-08-04 | 8.7255 | 66.366 | x | 5 | 4. Significant | 11078 | Predictive Maintenance | 91.25
1005173 | Laboratory Fume Cupboard | B (Average): Asset is sound, operationally safe and exhibits only minor deterioration. | Category 3 (Recommended): Minor work required to prevent a deterioration of the service provided by the asset. | 15 | 2021-04-08 | 3.0472 | 73.937 | x | 5 | 4. Significant | 11078 | Predictive Maintenance | 91.25
1005174 | Speed Controllers | B (Average): Asset is sound, operationally safe and exhibits only minor deterioration. | Category 3 (Recommended): Minor work required to prevent a deterioration of the service provided by the asset. | 15 | 2010-10-06 | 13.5524 | 61.9302 | x | 4 | 4. Significant | 11132 | Predictive Maintenance | 91.25
1005175 | Air Handling Units - General | B (Average): Asset is sound, operationally safe and exhibits only minor deterioration. | Category 3 (Recommended): Minor work required to prevent a deterioration of the service provided by the asset. | 20 | 2014-01-25 | 10.2478 | 69.7522 | x | 4 | 3. Moderate | 11132 | Predictive Maintenance | 91.25
1005176 | Distribution Boards | B (Average): Asset is sound, operationally safe and exhibits only minor deterioration. | Category 3 (Recommended): Minor work required to prevent a deterioration of the service provided by the asset. | 20 | 2017-10-22 | 6.5079 | 73.4921 | x | 4 | 4. Significant | 11132 | Predictive Maintenance | 91.25
1005177 | Distribution Boards | B (Average): Asset is sound, operationally safe and exhibits only minor deterioration. | Category 3 (Recommended): Minor work required to prevent a deterioration of the service provided by the asset. | 20 | 2022-01-11 | 2.2861 | 77.7139 | x | 4 | 4. Significant | 11132 | Predictive Maintenance | 91.25
1005178 | Distribution Boards | B (Average): Asset is sound, operationally safe and exhibits only minor deterioration. | Category 3 (Recommended): Minor work required to prevent a deterioration of the service provided by the asset. | 20 | 2010-12-14 | 13.3634 | 66.6366 | x | 4 | 4. Significant | 11132 | Predictive Maintenance | 91.25
1005179 | Distribution Boards | B (Average): Asset is sound, operationally safe and exhibits only minor deterioration. | Category 3 (Recommended): Minor work required to prevent a deterioration of the service provided by the asset. | 20 | 2008-09-28 | 15.5729 | 64.4271 | x | 4 | 4. Significant | 11132 | Predictive Maintenance | 91.25
1005180 | Outstations | B (Average): Asset is sound, operationally safe and exhibits only minor deterioration. | Category 3 (Recommended): Minor work required to prevent a deterioration of the service provided by the asset. | 10 | 2020-08-12 | 3.7016 | 72.5969 | x | 4 | 4. Significant | 11132 | Predictive Maintenance | 91.25
1005181 | Ventilating Fans - General | B (Average): Asset is sound, operationally safe and exhibits only minor deterioration. | Category 3 (Recommended): Minor work required to prevent a deterioration of the service provided by the asset. | 20 | 2016-08-24 | 7.6687 | 72.3313 | x | 4 | 2. Minor | 11133 | Predictive Maintenance | 182.5
1005182 | Ventilating Fans - General | B (Average): Asset is sound, operationally safe and exhibits only minor deterioration. | Category 3 (Recommended): Minor work required to prevent a deterioration of the service provided by the asset. | 20 | 2013-06-20 | 10.8474 | 69.1526 | x | 4 | 2. Minor | 11133 | Predictive Maintenance | 182.5
1005183 | Air Handling Units - General | B (Average): Asset is sound, operationally safe and exhibits only minor deterioration. | Category 3 (Recommended): Minor work required to prevent a deterioration of the service provided by the asset. | 20 | 2007-09-26 | 16.5804 | 63.4196 | x | 4 | 3. Moderate | 11133 | Predictive Maintenance | 91.25
1005184 | Outstations | B (Average): Asset is sound, operationally safe and exhibits only minor deterioration. | Category 3 (Recommended): Minor work required to prevent a deterioration of the service provided by the asset. | 10 | 2016-02-08 | 8.2108 | 63.5784 | x | 4 | 4. Significant | 11133 | Predictive Maintenance | 91.25
1005185 | Distribution Boards | B (Average): Asset is sound, operationally safe and exhibits only minor deterioration. | Category 3 (Recommended): Minor work required to prevent a deterioration of the service provided by the asset. | 20 | 2004-01-31 | 20.2327 | 59.7673 | x | 4 | 4. Significant | 11133 | Predictive Maintenance | 91.25
1005186 | Speed Controllers | B (Average): Asset is sound, operationally safe and exhibits only minor deterioration. | Category 3 (Recommended): Minor work required to prevent a deterioration of the service provided by the asset. | 15 | 2023-07-09 | 0.79671 | 78.9377 | x | 4 | 4. Significant | 11133 | Predictive Maintenance | 91.25
1005187 | Point of Use Water Dispenser | A (Good): Asset is as new and can be expected to perform adequately to its full normal life if maintained appropriately. | Category 4 (Normal): No work required beyond normal maintenance. | 15 | 2010-12-17 | 13.3552 | 74.193 | x | 5 | 2. Minor | 11134 | Predictive Maintenance | 365
1005188 | Point of Use Water Dispenser | A (Good): Asset is as new and can be expected to perform adequately to its full normal life if maintained appropriately. | Category 4 (Normal): No work required beyond normal maintenance. | 15 | 2014-11-12 | 9.4511 | 81.3986 | x | 4 | 2. Minor | 11135 | Predictive Maintenance | 365
1005189 | Point of Use Water Dispenser | A (Good): Asset is as new and can be expected to perform adequately to its full normal life if maintained appropriately. | Category 4 (Normal): No work required beyond normal maintenance. | 15 | 2016-07-19 | 7.7673 | 83.6436 | x | 4 | 2. Minor | 11136 | Predictive Maintenance | 365
1005190 | Point of Use Water Dispenser | B (Average): Asset is sound, operationally safe and exhibits only minor deterioration. | Category 3 (Recommended): Minor work required to prevent a deterioration of the service provided by the asset. | 15 | 2021-11-24 | 2.4175 | 82.7766 | x | 1 | 2. Minor | 10244 | Predictive Maintenance | 182.5
1005191 | Point of Use Water Dispenser | A (Good): Asset is as new and can be expected to perform adequately to its full normal life if maintained appropriately. | Category 4 (Normal): No work required beyond normal maintenance. | 15 | 2016-05-14 | 7.948 | 83.4027 | x | 4 | 2. Minor | 11137 | Predictive Maintenance | 365
1005192 | Point of Use Water Dispenser | B (Average): Asset is sound, operationally safe and exhibits only minor deterioration. | Category 3 (Recommended): Minor work required to prevent a deterioration of the service provided by the asset. | 15 | 2017-08-09 | 6.7105 | 73.0527 | x | 3 | 2. Minor | 11138 | Predictive Maintenance | 182.5
1005193 | Point of Use Water Dispenser | A (Good): Asset is as new and can be expected to perform adequately to its full normal life if maintained appropriately. | Category 4 (Normal): No work required beyond normal maintenance. | 15 | 2018-12-29 | 5.3224 | 90.9035 | x | 2 | 2. Minor | 11139 | Predictive Maintenance | 365
1005194 | Point of Use Water Dispenser | A (Good): Asset is as new and can be expected to perform adequately to its full normal life if maintained appropriately. | Category 4 (Normal): No work required beyond normal maintenance. | 15 | 2015-07-28 | 8.7447 | 80.3404 | x | 5 | 2. Minor | 10314 | Predictive Maintenance | 365
1005195 | Point of Use Water Dispenser | A (Good): Asset is as new and can be expected to perform adequately to its full normal life if maintained appropriately. | Category 4 (Normal): No work required beyond normal maintenance. | 15 | 2017-06-26 | 6.8309 | 88.8921 | x | 2 | 2. Minor | 11140 | Predictive Maintenance | 365
1005196 | Point of Use Water Dispenser | A (Good): Asset is as new and can be expected to perform adequately to its full normal life if maintained appropriately. | Category 4 (Normal): No work required beyond normal maintenance. | 15 | 2019-10-21 | 4.512 | 85.984 | x | 5 | 2. Minor | 10086 | Predictive Maintenance | 365
1005197 | Point of Use Water Dispenser | B (Average): Asset is sound, operationally safe and exhibits only minor deterioration. | Category 3 (Recommended): Minor work required to prevent a deterioration of the service provided by the asset. | 15 | 2016-03-10 | 8.1259 | 67.1654 | x | 5 | 2. Minor | 10086 | Predictive Maintenance | 182.5
1005198 | Point of Use Water Dispenser | B (Average): Asset is sound, operationally safe and exhibits only minor deterioration. | Category 3 (Recommended): Minor work required to prevent a deterioration of the service provided by the asset. | 15 | 2017-04-27 | 6.9952 | 68.6731 | x | 5 | 2. Minor | 10086 | Predictive Maintenance | 182.5
1005199 | Point of Use Water Dispenser | B (Average): Asset is sound, operationally safe and exhibits only minor deterioration. | Category 3 (Recommended): Minor work required to prevent a deterioration of the service provided by the asset. | 15 | 2010-07-05 | 13.807 | 59.5907 | x | 5 | 2. Minor | 10086 | Predictive Maintenance | 182.5
1005200 | Point of Use Water Dispenser | D (Very Poor): Asset runs a serious risk of imminent breakdown or poses a health and safety risk. | Category 3 (Recommended): Minor work required to prevent a deterioration of the service provided by the asset. | 15 | 2018-05-07 | 5.9685 | 49.042 | x | 5 | 2. Minor | 10086 | Predictive Maintenance | 182.5
1005201 | Point of Use Water Dispenser | B (Average): Asset is sound, operationally safe and exhibits only minor deterioration. | Category 3 (Recommended): Minor work required to prevent a deterioration of the service provided by the asset. | 15 | 2016-04-08 | 8.0465 | 67.2713 | x | 5 | 2. Minor | 10086 | Predictive Maintenance | 182.5
1005202 | Point of Use Water Dispenser | A (Good): Asset is as new and can be expected to perform adequately to its full normal life if maintained appropriately. | Category 4 (Normal): No work required beyond normal maintenance. | 15 | 2011-06-01 | 12.9008 | 74.799 | x | 5 | 2. Minor | 10086 | Predictive Maintenance | 365
1005203 | Point of Use Water Dispenser | B (Average): Asset is sound, operationally safe and exhibits only minor deterioration. | Category 3 (Recommended): Minor work required to prevent a deterioration of the service provided by the asset. | 15 | 2012-10-16 | 11.5236 | 62.6352 | x | 5 | 2. Minor | 10086 | Predictive Maintenance | 182.5
1005204 | Point of Use Water Dispenser | A (Good): Asset is as new and can be expected to perform adequately to its full normal life if maintained appropriately. | Category 4 (Normal): No work required beyond normal maintenance. | 15 | 2018-03-06 | 6.1383 | 83.8157 | x | 5 | 2. Minor | 11141 | Predictive Maintenance | 365
1005205 | Point of Use Water Dispenser | B (Average): Asset is sound, operationally safe and exhibits only minor deterioration. | Category 3 (Recommended): Minor work required to prevent a deterioration of the service provided by the asset. | 15 | 2010-04-15 | 14.0287 | 61.295 | x | 4 | 2. Minor | 11142 | Predictive Maintenance | 182.5
1005206 | Point of Use Water Dispenser | B (Average): Asset is sound, operationally safe and exhibits only minor deterioration. | Category 3 (Recommended): Minor work required to prevent a deterioration of the service provided by the asset. | 15 | 2020-01-26 | 4.2464 | 78.3381 | x | 2 | 2. Minor | 10087 | Predictive Maintenance | 182.5
1005207 | Point of Use Water Dispenser | B (Average): Asset is sound, operationally safe and exhibits only minor deterioration. | Category 3 (Recommended): Minor work required to prevent a deterioration of the service provided by the asset. | 15 | 2012-08-07 | 11.7153 | 66.3796 | x | 3 | 2. Minor | 11143 | Predictive Maintenance | 182.5
1005208 | Point of Use Water Dispenser | B (Average): Asset is sound, operationally safe and exhibits only minor deterioration. | Category 3 (Recommended): Minor work required to prevent a deterioration of the service provided by the asset. | 15 | 2016-08-03 | 7.7262 | 73.6984 | x | 2 | 2. Minor | 10253 | Predictive Maintenance | 182.5
1005209 | Point of Use Water Dispenser | B (Average): Asset is sound, operationally safe and exhibits only minor deterioration. | Category 3 (Recommended): Minor work required to prevent a deterioration of the service provided by the asset. | 15 | 2022-08-21 | 1.6783 | 81.7623 | x | 2 | 2. Minor | 11144 | Predictive Maintenance | 182.5
1005210 | Point of Use Water Dispenser | A (Good): Asset is as new and can be expected to perform adequately to its full normal life if maintained appropriately. | Category 4 (Normal): No work required beyond normal maintenance. | 15 | 2010-09-27 | 13.577 | 81.8973 | x | 1 | 2. Minor | 11145 | Predictive Maintenance | 365
1005213 | Point of Use Water Dispenser | A (Good): Asset is as new and can be expected to perform adequately to its full normal life if maintained appropriately. | Category 4 (Normal): No work required beyond normal maintenance. | 15 | 2011-07-27 | 12.7474 | 81.0034 | x | 2 | 2. Minor | 11148 | Predictive Maintenance | 365
1005214 | Outstations | B (Average): Asset is sound, operationally safe and exhibits only minor deterioration. | Category 3 (Recommended): Minor work required to prevent a deterioration of the service provided by the asset. | 10 | 2017-09-22 | 6.59 | 66.82 | x | 4 | 4. Significant | 10490 | Predictive Maintenance | 91.25
1005215 | Outstations | B (Average): Asset is sound, operationally safe and exhibits only minor deterioration. | Category 3 (Recommended): Minor work required to prevent a deterioration of the service provided by the asset. | 10 | 2020-08-13 | 3.6988 | 72.6023 | x | 4 | 4. Significant | 10490 | Predictive Maintenance | 91.25
1005216 | Outstations | B (Average): Asset is sound, operationally safe and exhibits only minor deterioration. | Category 3 (Recommended): Minor work required to prevent a deterioration of the service provided by the asset. | 10 | 2016-07-16 | 7.7755 | 64.449 | x | 4 | 4. Significant | 10490 | Predictive Maintenance | 91.25
1005217 | Outstations | B (Average): Asset is sound, operationally safe and exhibits only minor deterioration. | Category 3 (Recommended): Minor work required to prevent a deterioration of the service provided by the asset. | 10 | 2015-08-29 | 8.6571 | 62.6858 | x | 4 | 4. Significant | 10490 | Predictive Maintenance | 91.25
1005218 | Hot Water Calorifiers - Heated by LTHW | B (Average): Asset is sound, operationally safe and exhibits only minor deterioration. | Category 3 (Recommended): Minor work required to prevent a deterioration of the service provided by the asset. | 20 | 2012-09-07 | 11.6304 | 68.3696 | x | 4 | 4. Significant | 10491 | Predictive Maintenance | 91.25
1005221 | Gas Detection/Flammable | B (Average): Asset is sound, operationally safe and exhibits only minor deterioration. | Category 3 (Recommended): Minor work required to prevent a deterioration of the service provided by the asset. | 15 | 2013-10-20 | 10.5133 | 65.9822 | x | 4 | 5. Severe | 10491 | Predictive Maintenance | 28
1005222 | Outstations | B (Average): Asset is sound, operationally safe and exhibits only minor deterioration. | Category 3 (Recommended): Minor work required to prevent a deterioration of the service provided by the asset. | 10 | 2023-12-19 | 0.35044 | 79.2991 | x | 4 | 4. Significant | 10468 | Predictive Maintenance | 91.25
1005223 | Outstations | B (Average): Asset is sound, operationally safe and exhibits only minor deterioration. | Category 3 (Recommended): Minor work required to prevent a deterioration of the service provided by the asset. | 10 | 2015-11-20 | 8.4298 | 63.1403 | x | 4 | 4. Significant | 10468 | Predictive Maintenance | 91.25
1005224 | Atmospheric Gas Burner - Condensing Boiler | B (Average): Asset is sound, operationally safe and exhibits only minor deterioration. | Category 3 (Recommended): Minor work required to prevent a deterioration of the service provided by the asset. | 20 | 2007-12-24 | 16.3368 | 63.6632 | x | 4 | 4. Significant | 10468 | Predictive Maintenance | 91.25
1005225 | Atmospheric Gas Burner - Condensing Boiler | B (Average): Asset is sound, operationally safe and exhibits only minor deterioration. | Category 3 (Recommended): Minor work required to prevent a deterioration of the service provided by the asset. | 20 | 2020-10-19 | 3.5154 | 76.4846 | x | 4 | 4. Significant | 10468 | Predictive Maintenance | 91.25
1005226 | Expansion Vessels | B (Average): Asset is sound, operationally safe and exhibits only minor deterioration. | Category 3 (Recommended): Minor work required to prevent a deterioration of the service provided by the asset. | 15 | 2011-01-07 | 13.2977 | 62.2697 | x | 4 | 4. Significant | 10468 | Predictive Maintenance | 91.25
1005227 | Pressurisation Units - Chilled Water, Condenser Water and LTHW Types | A (Good): Asset is as new and can be expected to perform adequately to its full normal life if maintained appropriately. | Category 4 (Normal): No work required beyond normal maintenance. | 15 | 2013-10-02 | 10.5626 | 79.9165 | x | 4 | 4. Significant | 10468 | Predictive Maintenance | 162.5
1005228 | Outstations | B (Average): Asset is sound, operationally safe and exhibits only minor deterioration. | Category 3 (Recommended): Minor work required to prevent a deterioration of the service provided by the asset. | 10 | 2023-12-22 | 0.34223 | 79.3155 | x | 4 | 4. Significant | 10468 | Predictive Maintenance | 91.25
1005229 | Gas Detection/Flammable | B (Average): Asset is sound, operationally safe and exhibits only minor deterioration. | Category 3 (Recommended): Minor work required to prevent a deterioration of the service provided by the asset. | 15 | 2017-01-03 | 7.3073 | 70.2569 | x | 4 | 5. Severe | 10468 | Predictive Maintenance | 28
1005230 | Pumps - General | B (Average): Asset is sound, operationally safe and exhibits only minor deterioration. | Category 3 (Recommended): Minor work required to prevent a deterioration of the service provided by the asset. | 20 | 2021-03-22 | 3.0938 | 76.9062 | x | 4 | 4. Significant | 10468 | Predictive Maintenance | 91.25
1005231 | Room Air Conditioners | B (Average): Asset is sound, operationally safe and exhibits only minor deterioration. | Category 3 (Recommended): Minor work required to prevent a deterioration of the service provided by the asset. | 15 | 2019-05-07 | 4.9692 | 77.3744 | x | 2 | 3. Moderate | 11149 | Predictive Maintenance | 91.25
1005232 | Room Air Conditioners | B (Average): Asset is sound, operationally safe and exhibits only minor deterioration. | Category 3 (Recommended): Minor work required to prevent a deterioration of the service provided by the asset. | 15 | 2023-12-03 | 0.39425 | 83.4743 | x | 2 | 3. Moderate | 11149 | Predictive Maintenance | 91.25
1005233 | Room Air Conditioners | B (Average): Asset is sound, operationally safe and exhibits only minor deterioration. | Category 3 (Recommended): Minor work required to prevent a deterioration of the service provided by the asset. | 15 | 2015-06-30 | 8.8214 | 72.2382 | x | 2 | 3. Moderate | 11149 | Predictive Maintenance | 91.25
1005234 | Room Air Conditioners | B (Average): Asset is sound, operationally safe and exhibits only minor deterioration. | Category 3 (Recommended): Minor work required to prevent a deterioration of the service provided by the asset. | 15 | 2017-05-30 | 6.9049 | 74.7935 | x | 2 | 3. Moderate | 11150 | Predictive Maintenance | 91.25
1005235 | Room Air Conditioners | B (Average): Asset is sound, operationally safe and exhibits only minor deterioration. | Category 3 (Recommended): Minor work required to prevent a deterioration of the service provided by the asset. | 15 | 2014-04-17 | 10.0233 | 68.6356 | x | 3 | 3. Moderate | 11151 | Predictive Maintenance | 91.25
1005241 | Ventilating Fans - General | B (Average): Asset is sound, operationally safe and exhibits only minor deterioration. | Category 3 (Recommended): Minor work required to prevent a deterioration of the service provided by the asset. | 20 | 2019-09-22 | 4.5914 | 75.4086 | x | 4 | 2. Minor | 11153 | Predictive Maintenance | 182.5
1005242 | Ventilating Fans - General | B (Average): Asset is sound, operationally safe and exhibits only minor deterioration. | Category 3 (Recommended): Minor work required to prevent a deterioration of the service provided by the asset. | 20 | 2021-10-31 | 2.4832 | 77.5168 | x | 4 | 2. Minor | 11153 | Predictive Maintenance | 182.5
1005243 | Ultra Low Temperature Freezer | B (Average): Asset is sound, operationally safe and exhibits only minor deterioration. | Category 3 (Recommended): Minor work required to prevent a deterioration of the service provided by the asset. | 15 | 2015-03-22 | 9.0951 | 65.8731 | x | 5 | 4. Significant | 11154 | Predictive Maintenance | 91.25
1005245 | Outstations | B (Average): Asset is sound, operationally safe and exhibits only minor deterioration. | Category 3 (Recommended): Minor work required to prevent a deterioration of the service provided by the asset. | 10 | 2017-11-26 | 6.412 | 65.1759 | x | 5 | 4. Significant | 10386 | Predictive Maintenance | 91.25
1005246 | Outstations | B (Average): Asset is sound, operationally safe and exhibits only minor deterioration. | Category 3 (Recommended): Minor work required to prevent a deterioration of the service provided by the asset. | 10 | 2023-09-23 | 0.58864 | 76.8227 | x | 5 | 4. Significant | 10386 | Predictive Maintenance | 91.25
1005248 | Outstations | B (Average): Asset is sound, operationally safe and exhibits only minor deterioration. | Category 3 (Recommended): Minor work required to prevent a deterioration of the service provided by the asset. | 10 | 2021-03-07 | 3.1348 | 71.7303 | x | 5 | 4. Significant | 10386 | Predictive Maintenance | 91.25
1005249 | Distribution Boards | B (Average): Asset is sound, operationally safe and exhibits only minor deterioration. | Category 3 (Recommended): Minor work required to prevent a deterioration of the service provided by the asset. | 20 | 2007-10-12 | 16.5366 | 61.4634 | x | 5 | 4. Significant | 10386 | Predictive Maintenance | 91.25
1005250 | Gas Detection/Flammable | B (Average): Asset is sound, operationally safe and exhibits only minor deterioration. | Category 3 (Recommended): Minor work required to prevent a deterioration of the service provided by the asset. | 15 | 2016-09-23 | 7.5866 | 67.8846 | x | 5 | 5. Severe | 10093 | Predictive Maintenance | 28
1005256 | Ventilating Fans - General | B (Average): Asset is sound, operationally safe and exhibits only minor deterioration. | Category 3 (Recommended): Minor work required to prevent a deterioration of the service provided by the asset. | 20 | 2013-02-18 | 11.1814 | 66.8186 | x | 5 | 2. Minor | 11155 | Predictive Maintenance | 182.5
1005257 | Ventilating Fans - General | B (Average): Asset is sound, operationally safe and exhibits only minor deterioration. | Category 3 (Recommended): Minor work required to prevent a deterioration of the service provided by the asset. | 20 | 2022-10-26 | 1.4976 | 76.5024 | x | 5 | 2. Minor | 11155 | Predictive Maintenance | 182.5
1005258 | Distribution Boards | B (Average): Asset is sound, operationally safe and exhibits only minor deterioration. | Category 3 (Recommended): Minor work required to prevent a deterioration of the service provided by the asset. | 20 | 2009-03-14 | 15.1157 | 62.8843 | x | 5 | 4. Significant | 11155 | Predictive Maintenance | 91.25
1005259 | Distribution Boards | B (Average): Asset is sound, operationally safe and exhibits only minor deterioration. | Category 3 (Recommended): Minor work required to prevent a deterioration of the service provided by the asset. | 20 | 2011-07-21 | 12.7639 | 65.2361 | x | 5 | 4. Significant | 11155 | Predictive Maintenance | 91.25
1005260 | Distribution Boards | B (Average): Asset is sound, operationally safe and exhibits only minor deterioration. | Category 3 (Recommended): Minor work required to prevent a deterioration of the service provided by the asset. | 20 | 2007-04-03 | 17.0623 | 60.9377 | x | 5 | 4. Significant | 11155 | Predictive Maintenance | 91.25
1005261 | Distribution Boards | B (Average): Asset is sound, operationally safe and exhibits only minor deterioration. | Category 3 (Recommended): Minor work required to prevent a deterioration of the service provided by the asset. | 20 | 2017-02-14 | 7.1923 | 70.8077 | x | 5 | 4. Significant | 11155 | Predictive Maintenance | 91.25
1005262 | Distribution Boards | B (Average): Asset is sound, operationally safe and exhibits only minor deterioration. | Category 3 (Recommended): Minor work required to prevent a deterioration of the service provided by the asset. | 20 | 2013-12-11 | 10.371 | 67.629 | x | 5 | 4. Significant | 11155 | Predictive Maintenance | 91.25
1005263 | Meter Reading - Electric | B (Average): Asset is sound, operationally safe and exhibits only minor deterioration. | Category 3 (Recommended): Minor work required to prevent a deterioration of the service provided by the asset. | 20 | 2022-01-12 | 2.2834 | 75.7166 | x | 5 | 2. Minor | 11155 | Predictive Maintenance | 182.5
1005264 | Meter Reading - Electric | B (Average): Asset is sound, operationally safe and exhibits only minor deterioration. | Category 3 (Recommended): Minor work required to prevent a deterioration of the service provided by the asset. | 20 | 2016-08-09 | 7.7098 | 70.2902 | x | 5 | 2. Minor | 11155 | Predictive Maintenance | 182.5
1005265 | Meter Reading - Electric | B (Average): Asset is sound, operationally safe and exhibits only minor deterioration. | Category 3 (Recommended): Minor work required to prevent a deterioration of the service provided by the asset. | 20 | 2009-11-09 | 14.4586 | 63.5414 | x | 5 | 2. Minor | 11155 | Predictive Maintenance | 182.5
1005266 | Meter Reading - Electric | B (Average): Asset is sound, operationally safe and exhibits only minor deterioration. | Category 3 (Recommended): Minor work required to prevent a deterioration of the service provided by the asset. | 20 | 2014-01-18 | 10.2669 | 67.7331 | x | 5 | 2. Minor | 11155 | Predictive Maintenance | 182.5
1005267 | Automatic Transfer Switch | B (Average): Asset is sound, operationally safe and exhibits only minor deterioration. | Category 3 (Recommended): Minor work required to prevent a deterioration of the service provided by the asset. | 15 | 2012-07-23 | 11.7563 | 62.3249 | x | 5 | 4. Significant | 11155 | Predictive Maintenance | 91.25
1005268 | Maximum Demand and Power Factor Correction | B (Average): Asset is sound, operationally safe and exhibits only minor deterioration. | Category 3 (Recommended): Minor work required to prevent a deterioration of the service provided by the asset. | 20 | 2021-07-16 | 2.7762 | 75.2238 | x | 5 | 4. Significant | 11155 | Predictive Maintenance | 91.25
1005269 | Distribution Boards | B (Average): Asset is sound, operationally safe and exhibits only minor deterioration. | Category 3 (Recommended): Minor work required to prevent a deterioration of the service provided by the asset. | 20 | 2014-03-09 | 10.13 | 71.87 | x | 3 | 4. Significant | 10487 | Predictive Maintenance | 91.25
1005270 | Outstations | B (Average): Asset is sound, operationally safe and exhibits only minor deterioration. | Category 3 (Recommended): Minor work required to prevent a deterioration of the service provided by the asset. | 10 | 2023-10-31 | 0.4846 | 81.0308 | x | 3 | 4. Significant | 10486 | Predictive Maintenance | 91.25
1005271 | Gas Detection/Flammable | B (Average): Asset is sound, operationally safe and exhibits only minor deterioration. | Category 3 (Recommended): Minor work required to prevent a deterioration of the service provided by the asset. | 15 | 2017-01-06 | 7.2991 | 72.2679 | x | 3 | 5. Severe | 10486 | Predictive Maintenance | 28
1005278 | Fire Alarm System | U (Unverified): Further investigation required. | Category U (Unverified Asset): Further investigation required to identify asset. | 15 | 2018-01-03 | 6.308 | 59.5893 | x | 3 | 5. Severe | 10486 | Predictive Maintenance | 7
1005279 | Ultra Low Temperature Freezer | B (Average): Asset is sound, operationally safe and exhibits only minor deterioration. | Category 3 (Recommended): Minor work required to prevent a deterioration of the service provided by the asset. | 15 | 2011-07-31 | 12.7365 | 67.018 | x | 2 | 4. Significant | 10458 | Predictive Maintenance | 91.25
1005280 | Nitrogen Generator, Vessels & Associated Valves & Controls | A (Good): Asset is as new and can be expected to perform adequately to its full normal life if maintained appropriately. | Category 4 (Normal): No work required beyond normal maintenance. | 15 | 2017-12-28 | 6.3244 | 83.5674 | x | 5 | 4. Significant | 11156 | Predictive Maintenance | 162.5
1005281 | Nitrogen Generator, Vessels & Associated Valves & Controls | B (Average): Asset is sound, operationally safe and exhibits only minor deterioration. | Category 3 (Recommended): Minor work required to prevent a deterioration of the service provided by the asset. | 15 | 2022-01-30 | 2.2341 | 75.0212 | x | 5 | 4. Significant | 11156 | Predictive Maintenance | 91.25
1005282 | Medical gas pipework, manifolds, outlets & accessories | B (Average): Asset is sound, operationally safe and exhibits only minor deterioration. | Category 3 (Recommended): Minor work required to prevent a deterioration of the service provided by the asset. | 20 | 2004-11-22 | 19.4223 | 58.5777 | x | 5 | 4. Significant | 11157 | Predictive Maintenance | 91.25
1005283 | Medical gas pipework, manifolds, outlets & accessories | B (Average): Asset is sound, operationally safe and exhibits only minor deterioration. | Category 3 (Recommended): Minor work required to prevent a deterioration of the service provided by the asset. | 20 | 2016-12-04 | 7.3895 | 70.6105 | x | 5 | 4. Significant | 11157 | Predictive Maintenance | 91.25
1005284 | Medical gas pipework, manifolds, outlets & accessories | B (Average): Asset is sound, operationally safe and exhibits only minor deterioration. | Category 3 (Recommended): Minor work required to prevent a deterioration of the service provided by the asset. | 20 | 2007-12-09 | 16.3778 | 61.6222 | x | 5 | 4. Significant | 11157 | Predictive Maintenance | 91.25
1005285 | Distribution Boards | B (Average): Asset is sound, operationally safe and exhibits only minor deterioration. | Category 3 (Recommended): Minor work required to prevent a deterioration of the service provided by the asset. | 20 | 2020-06-16 | 3.8576 | 76.1424 | x | 4 | 4. Significant | 11090 | Predictive Maintenance | 91.25
1005286 | Distribution Boards | B (Average): Asset is sound, operationally safe and exhibits only minor deterioration. | Category 3 (Recommended): Minor work required to prevent a deterioration of the service provided by the asset. | 20 | 2005-10-20 | 18.5133 | 61.4867 | x | 4 | 4. Significant | 11090 | Predictive Maintenance | 91.25
1005287 | Distribution Boards | B (Average): Asset is sound, operationally safe and exhibits only minor deterioration. | Category 3 (Recommended): Minor work required to prevent a deterioration of the service provided by the asset. | 20 | 2019-08-07 | 4.7173 | 75.2827 | x | 4 | 4. Significant | 11090 | Predictive Maintenance | 91.25
1005288 | Traction Lifts | B (Average): Asset is sound, operationally safe and exhibits only minor deterioration. | Category 3 (Recommended): Minor work required to prevent a deterioration of the service provided by the asset. | 20 | 2022-02-18 | 2.1821 | 77.8179 | x | 4 | 4. Significant | 11158 | Predictive Maintenance | 91.25
1005289 | Ventilating Fans - General | B (Average): Asset is sound, operationally safe and exhibits only minor deterioration. | Category 3 (Recommended): Minor work required to prevent a deterioration of the service provided by the asset. | 20 | 2014-05-14 | 9.9493 | 68.0507 | x | 5 | 2. Minor | 10399 | Predictive Maintenance | 182.5
1005292 | Room Air Conditioners | B (Average): Asset is sound, operationally safe and exhibits only minor deterioration. | Category 3 (Recommended): Minor work required to prevent a deterioration of the service provided by the asset. | 15 | 2016-09-06 | 7.6331 | 67.8225 | x | 5 | 3. Moderate | 11161 | Predictive Maintenance | 91.25
1005293 | Distribution Boards | B (Average): Asset is sound, operationally safe and exhibits only minor deterioration. | Category 3 (Recommended): Minor work required to prevent a deterioration of the service provided by the asset. | 20 | 2022-06-19 | 1.8508 | 76.1492 | x | 5 | 4. Significant | 11063 | Predictive Maintenance | 91.25
1005294 | Room Air Conditioners | B (Average): Asset is sound, operationally safe and exhibits only minor deterioration. | Category 3 (Recommended): Minor work required to prevent a deterioration of the service provided by the asset. | 15 | 2012-03-28 | 12.0767 | 61.8978 | x | 5 | 3. Moderate | 11063 | Predictive Maintenance | 91.25
1005295 | Indicators and Displays | B (Average): Asset is sound, operationally safe and exhibits only minor deterioration. | Category 3 (Recommended): Minor work required to prevent a deterioration of the service provided by the asset. | 10 | 2021-04-23 | 3.0062 | 71.9877 | x | 5 | 4. Significant | 11112 | Predictive Maintenance | 91.25
1005299 | Distribution Boards | B (Average): Asset is sound, operationally safe and exhibits only minor deterioration. | Category 3 (Recommended): Minor work required to prevent a deterioration of the service provided by the asset. | 20 | 2007-09-20 | 16.5969 | 61.4031 | x | 5 | 4. Significant | 11129 | Predictive Maintenance | 91.25
1005300 | Unvented Hot Water Systems | B (Average): Asset is sound, operationally safe and exhibits only minor deterioration. | Category 3 (Recommended): Minor work required to prevent a deterioration of the service provided by the asset. | 25 | 2011-07-20 | 12.7666 | 67.7867 | x | 5 | 4. Significant | 11067 | Predictive Maintenance | 91.25
1005302 | Unvented Hot Water Systems | A (Good): Asset is as new and can be expected to perform adequately to its full normal life if maintained appropriately. | Category 3 (Recommended): Minor work required to prevent a deterioration of the service provided by the asset. | 25 | 2013-07-25 | 10.7515 | 76.3988 | x | 5 | 4. Significant | 11154 | Predictive Maintenance | 91.25
1005303 | Unvented Hot Water Systems | C (Poor): Asset is operational but major repair or replacement will be needed. | Category 3 (Recommended): Minor work required to prevent a deterioration of the service provided by the asset. | 25 | 2014-10-16 | 9.525 | 56.38 | x | 5 | 4. Significant | 11162 | Predictive Maintenance | 91.25
1005308 | Air Handling Units - General | B (Average): Asset is sound, operationally safe and exhibits only minor deterioration. | Category 3 (Recommended): Minor work required to prevent a deterioration of the service provided by the asset. | 20 | 2019-08-04 | 4.7255 | 73.2745 | x | 5 | 3. Moderate | 10440 | Predictive Maintenance | 91.25
1005309 | Air Handling Units - General | B (Average): Asset is sound, operationally safe and exhibits only minor deterioration. | Category 3 (Recommended): Minor work required to prevent a deterioration of the service provided by the asset. | 20 | 2008-09-11 | 15.6194 | 62.3806 | x | 5 | 3. Moderate | 10440 | Predictive Maintenance | 91.25
1005310 | Outstations | B (Average): Asset is sound, operationally safe and exhibits only minor deterioration. | Category 3 (Recommended): Minor work required to prevent a deterioration of the service provided by the asset. | 10 | 2017-04-08 | 7.0472 | 63.9055 | x | 5 | 4. Significant | 10440 | Predictive Maintenance | 91.25
1005311 | Terminal Units - Fan Coil | B (Average): Asset is sound, operationally safe and exhibits only minor deterioration. | Category 3 (Recommended): Minor work required to prevent a deterioration of the service provided by the asset. | 15 | 2010-03-20 | 14.0999 | 61.2001 | x | 4 | 4. Significant | 11163 | Predictive Maintenance | 91.25
1005313 | Ventilating Fans - General | B (Average): Asset is sound, operationally safe and exhibits only minor deterioration. | Category 3 (Recommended): Minor work required to prevent a deterioration of the service provided by the asset. | 20 | 2013-04-30 | 10.987 | 67.013 | x | 5 | 2. Minor | 11124 | Predictive Maintenance | 182.5
1005314 | Ventilating Fans - General | B (Average): Asset is sound, operationally safe and exhibits only minor deterioration. | Category 3 (Recommended): Minor work required to prevent a deterioration of the service provided by the asset. | 20 | 2017-09-03 | 6.642 | 71.358 | x | 5 | 2. Minor | 11124 | Predictive Maintenance | 182.5
1005315 | Ventilating Fans - General | B (Average): Asset is sound, operationally safe and exhibits only minor deterioration. | Category 3 (Recommended): Minor work required to prevent a deterioration of the service provided by the asset. | 20 | 2018-12-27 | 5.3279 | 74.6721 | x | 4 | 2. Minor | 11164 | Predictive Maintenance | 182.5
1005316 | Ventilating Fans - General | B (Average): Asset is sound, operationally safe and exhibits only minor deterioration. | Category 3 (Recommended): Minor work required to prevent a deterioration of the service provided by the asset. | 20 | 2012-12-29 | 11.321 | 68.679 | x | 4 | 2. Minor | 11164 | Predictive Maintenance | 182.5
1005317 | Ventilating Fans - General | B (Average): Asset is sound, operationally safe and exhibits only minor deterioration. | Category 3 (Recommended): Minor work required to prevent a deterioration of the service provided by the asset. | 20 | 2006-03-16 | 18.1109 | 61.8891 | x | 4 | 2. Minor | 11165 | Predictive Maintenance | 182.5
1005318 | Ventilating Fans - General | B (Average): Asset is sound, operationally safe and exhibits only minor deterioration. | Category 3 (Recommended): Minor work required to prevent a deterioration of the service provided by the asset. | 20 | 2017-12-09 | 6.3765 | 73.6235 | x | 4 | 2. Minor | 11165 | Predictive Maintenance | 182.5
1005319 | Ventilating Fans - General | B (Average): Asset is sound, operationally safe and exhibits only minor deterioration. | Category 3 (Recommended): Minor work required to prevent a deterioration of the service provided by the asset. | 20 | 2022-09-20 | 1.5962 | 78.4038 | x | 4 | 2. Minor | 11153 | Predictive Maintenance | 182.5
1005320 | Ventilating Fans - General | B (Average): Asset is sound, operationally safe and exhibits only minor deterioration. | Category 3 (Recommended): Minor work required to prevent a deterioration of the service provided by the asset. | 20 | 2008-04-06 | 16.052 | 63.948 | x | 4 | 2. Minor | 11153 | Predictive Maintenance | 182.5
1005321 | Ventilating Fans - General | B (Average): Asset is sound, operationally safe and exhibits only minor deterioration. | Category 3 (Recommended): Minor work required to prevent a deterioration of the service provided by the asset. | 20 | 2016-08-29 | 7.655 | 72.345 | x | 4 | 2. Minor | 11153 | Predictive Maintenance | 182.5
1005322 | Ventilating Fans - General | B (Average): Asset is sound, operationally safe and exhibits only minor deterioration. | Category 3 (Recommended): Minor work required to prevent a deterioration of the service provided by the asset. | 20 | 2019-01-16 | 5.2731 | 74.7269 | x | 4 | 2. Minor | 11153 | Predictive Maintenance | 182.5
1005326 | Outstations | B (Average): Asset is sound, operationally safe and exhibits only minor deterioration. | Category 3 (Recommended): Minor work required to prevent a deterioration of the service provided by the asset. | 10 | 2021-06-24 | 2.8364 | 72.3272 | x | 5 | 4. Significant | 11166 | Predictive Maintenance | 91.25
1005327 | Ventilating Fans - General | B (Average): Asset is sound, operationally safe and exhibits only minor deterioration. | Category 3 (Recommended): Minor work required to prevent a deterioration of the service provided by the asset. | 20 | 2018-07-20 | 5.7659 | 72.2341 | x | 5 | 2. Minor | 11124 | Predictive Maintenance | 182.5
1005328 | Ventilating Fans - General | B (Average): Asset is sound, operationally safe and exhibits only minor deterioration. | Category 3 (Recommended): Minor work required to prevent a deterioration of the service provided by the asset. | 20 | 2020-03-20 | 4.0986 | 73.9014 | x | 5 | 2. Minor | 11124 | Predictive Maintenance | 182.5
1005329 | Ventilating Fans - General | B (Average): Asset is sound, operationally safe and exhibits only minor deterioration. | Category 3 (Recommended): Minor work required to prevent a deterioration of the service provided by the asset. | 20 | 2021-01-23 | 3.2526 | 74.7474 | x | 5 | 2. Minor | 10399 | Predictive Maintenance | 182.5
1005331 | Laboratory Fume Cupboard | B (Average): Asset is sound, operationally safe and exhibits only minor deterioration. | Category 3 (Recommended): Minor work required to prevent a deterioration of the service provided by the asset. | 15 | 2023-06-23 | 0.84052 | 76.8793 | x | 5 | 4. Significant | 11167 | Predictive Maintenance | 91.25
1005332 | Ventilating Fans - General | B (Average): Asset is sound, operationally safe and exhibits only minor deterioration. | Category 3 (Recommended): Minor work required to prevent a deterioration of the service provided by the asset. | 20 | 2021-02-04 | 3.2197 | 76.7803 | x | 4 | 2. Minor | 11153 | Predictive Maintenance | 182.5
1005333 | Ventilating Fans - General | B (Average): Asset is sound, operationally safe and exhibits only minor deterioration. | Category 3 (Recommended): Minor work required to prevent a deterioration of the service provided by the asset. | 20 | 2013-04-09 | 11.0445 | 68.9555 | x | 4 | 2. Minor | 11153 | Predictive Maintenance | 182.5
1005334 | Room Air Conditioners | B (Average): Asset is sound, operationally safe and exhibits only minor deterioration. | Category 3 (Recommended): Minor work required to prevent a deterioration of the service provided by the asset. | 15 | 2010-11-13 | 13.4483 | 60.0689 | x | 5 | 3. Moderate | 11168 | Predictive Maintenance | 91.25
1005335 | Room Air Conditioners | B (Average): Asset is sound, operationally safe and exhibits only minor deterioration. | Category 3 (Recommended): Minor work required to prevent a deterioration of the service provided by the asset. | 15 | 2014-12-20 | 9.347 | 69.5373 | x | 3 | 3. Moderate | 11169 | Predictive Maintenance | 91.25
1005336 | Room Air Conditioners | B (Average): Asset is sound, operationally safe and exhibits only minor deterioration. | Category 3 (Recommended): Minor work required to prevent a deterioration of the service provided by the asset. | 15 | 2018-02-28 | 6.1547 | 73.7937 | x | 3 | 3. Moderate | 11170 | Predictive Maintenance | 91.25
1005337 | Doors General/Automatic/Steel | B (Average): Asset is sound, operationally safe and exhibits only minor deterioration. | Category 3 (Recommended): Minor work required to prevent a deterioration of the service provided by the asset. | 20 | 2023-07-27 | 0.74743 | 77.2526 | x | 5 | 3. Moderate | 11171 | Predictive Maintenance | 91.25
1005338 | Room Air Conditioners | B (Average): Asset is sound, operationally safe and exhibits only minor deterioration. | Category 3 (Recommended): Minor work required to prevent a deterioration of the service provided by the asset. | 15 | 2016-12-03 | 7.3922 | 72.1437 | x | 3 | 3. Moderate | 11172 | Predictive Maintenance | 91.25
1005339 | Distribution Boards | B (Average): Asset is sound, operationally safe and exhibits only minor deterioration. | Category 3 (Recommended): Minor work required to prevent a deterioration of the service provided by the asset. | 20 | 2006-02-23 | 18.1684 | 61.8316 | x | 4 | 4. Significant | 11173 | Predictive Maintenance | 91.25
1005344 | Meter Reading - Gas | B (Average): Asset is sound, operationally safe and exhibits only minor deterioration. | Category 3 (Recommended): Minor work required to prevent a deterioration of the service provided by the asset. | 20 | 2008-08-02 | 15.729 | 64.271 | x | 4 | 2. Minor | 10400 | Predictive Maintenance | 182.5
1005345 | Gas Detection/Flammable | B (Average): Asset is sound, operationally safe and exhibits only minor deterioration. | Category 3 (Recommended): Minor work required to prevent a deterioration of the service provided by the asset. | 15 | 2018-02-06 | 6.2149 | 71.7134 | x | 4 | 5. Severe | 10400 | Predictive Maintenance | 28
1005346 | Atmospheric Gas Burner Boiler - Small and/or Wall Hung for Domestic/Light Commercial Installation | A (Good): Asset is as new and can be expected to perform adequately to its full normal life if maintained appropriately. | Category 4 (Normal): No work required beyond normal maintenance. | 10 | 2019-05-30 | 4.9062 | 84.1875 | x | 4 | 4. Significant | 10400 | Predictive Maintenance | 162.5
1005347 | Atmospheric Gas Burner Boiler - Small and/or Wall Hung for Domestic/Light Commercial Installation | B (Average): Asset is sound, operationally safe and exhibits only minor deterioration. | Category 3 (Recommended): Minor work required to prevent a deterioration of the service provided by the asset. | 10 | 2023-11-13 | 0.44901 | 79.102 | x | 4 | 4. Significant | 10400 | Predictive Maintenance | 91.25
1005348 | Fire Alarm System | A (Good): Asset is as new and can be expected to perform adequately to its full normal life if maintained appropriately. | Category 4 (Normal): No work required beyond normal maintenance. | 15 | 2011-06-06 | 12.8871 | 76.8172 | x | 4 | 5. Severe | 11176 | Predictive Maintenance | 162.5
1005349 | Fire Alarm System | A (Good): Asset is as new and can be expected to perform adequately to its full normal life if maintained appropriately. | Category 4 (Normal): No work required beyond normal maintenance. | 15 | 2022-03-05 | 2.141 | 91.1453 | x | 4 | 5. Severe | 11176 | Predictive Maintenance | 162.5
1005351 | Point of Use Water Dispenser | B (Average): Asset is sound, operationally safe and exhibits only minor deterioration. | Category 3 (Recommended): Minor work required to prevent a deterioration of the service provided by the asset. | 15 | 2011-07-27 | 12.7474 | 61.0034 | x | 5 | 2. Minor | 11177 | Predictive Maintenance | 182.5
1005353 | Room Air Conditioners | B (Average): Asset is sound, operationally safe and exhibits only minor deterioration. | Category 3 (Recommended): Minor work required to prevent a deterioration of the service provided by the asset. | 15 | 2011-09-18 | 12.6023 | 65.1969 | x | 3 | 3. Moderate | 11179 | Predictive Maintenance | 91.25
1005354 | Outstations | B (Average): Asset is sound, operationally safe and exhibits only minor deterioration. | Category 3 (Recommended): Minor work required to prevent a deterioration of the service provided by the asset. | 10 | 2015-11-27 | 8.4107 | 61.1786 | x | 5 | 4. Significant | 10401 | Predictive Maintenance | 91.25
1005355 | Air Handling Units - General | B (Average): Asset is sound, operationally safe and exhibits only minor deterioration. | Category 3 (Recommended): Minor work required to prevent a deterioration of the service provided by the asset. | 20 | 2004-03-26 | 20.0821 | 57.9179 | x | 5 | 3. Moderate | 10401 | Predictive Maintenance | 91.25
1005356 | Air Handling Units - General | B (Average): Asset is sound, operationally safe and exhibits only minor deterioration. | Category 3 (Recommended): Minor work required to prevent a deterioration of the service provided by the asset. | 20 | 2006-09-06 | 17.6345 | 60.3655 | x | 5 | 3. Moderate | 10401 | Predictive Maintenance | 91.25
1005359 | Book Scanning System | B (Average): Asset is sound, operationally safe and exhibits only minor deterioration. | Category 3 (Recommended): Minor work required to prevent a deterioration of the service provided by the asset. | 10 | 2017-08-31 | 6.6502 | 64.6995 | x | 5 | 3. Moderate | 11171 | Predictive Maintenance | 91.25
1005360 | Turnstile - Tripod Type | B (Average): Asset is sound, operationally safe and exhibits only minor deterioration. | Category 3 (Recommended): Minor work required to prevent a deterioration of the service provided by the asset. | 15 | 2023-11-29 | 0.4052 | 77.4597 | x | 5 | 3. Moderate | 11171 | Predictive Maintenance | 91.25
1005361 | Doors General/Automatic/Steel | B (Average): Asset is sound, operationally safe and exhibits only minor deterioration. | Category 3 (Recommended): Minor work required to prevent a deterioration of the service provided by the asset. | 20 | 2008-12-17 | 15.3539 | 62.6461 | x | 5 | 3. Moderate | 11171 | Predictive Maintenance | 91.25
1005363 | Atmospheric Gas Burner - Free Standing Boiler | B (Average): Asset is sound, operationally safe and exhibits only minor deterioration. | Category 3 (Recommended): Minor work required to prevent a deterioration of the service provided by the asset. | 20 | 2015-01-30 | 9.2348 | 68.7652 | x | 5 | 4. Significant | 10093 | Predictive Maintenance | 91.25
1005364 | Outstations | B (Average): Asset is sound, operationally safe and exhibits only minor deterioration. | Category 3 (Recommended): Minor work required to prevent a deterioration of the service provided by the asset. | 10 | 2021-07-16 | 2.7762 | 72.4476 | x | 5 | 4. Significant | 10093 | Predictive Maintenance | 91.25
1005365 | Distribution Boards | B (Average): Asset is sound, operationally safe and exhibits only minor deterioration. | Category 3 (Recommended): Minor work required to prevent a deterioration of the service provided by the asset. | 20 | 2020-10-09 | 3.5428 | 74.4572 | x | 5 | 4. Significant | 10401 | Predictive Maintenance | 91.25
1005366 | Distribution Boards | B (Average): Asset is sound, operationally safe and exhibits only minor deterioration. | Category 3 (Recommended): Minor work required to prevent a deterioration of the service provided by the asset. | 20 | 2012-05-25 | 11.9179 | 66.0821 | x | 5 | 4. Significant | 10401 | Predictive Maintenance | 91.25
1005367 | Outstations | B (Average): Asset is sound, operationally safe and exhibits only minor deterioration. | Category 3 (Recommended): Minor work required to prevent a deterioration of the service provided by the asset. | 10 | 2021-09-20 | 2.5955 | 72.809 | x | 5 | 4. Significant | 10401 | Predictive Maintenance | 91.25
1005368 | Outstations | B (Average): Asset is sound, operationally safe and exhibits only minor deterioration. | Category 3 (Recommended): Minor work required to prevent a deterioration of the service provided by the asset. | 10 | 2015-11-04 | 8.4736 | 61.0527 | x | 5 | 4. Significant | 10093 | Predictive Maintenance | 91.25
1005369 | Ultra Low Temperature Freezer | B (Average): Asset is sound, operationally safe and exhibits only minor deterioration. | Category 3 (Recommended): Minor work required to prevent a deterioration of the service provided by the asset. | 15 | 2013-11-11 | 10.4531 | 70.0625 | x | 2 | 4. Significant | 11013 | Predictive Maintenance | 91.25
1005370 | Ultra Low Temperature Freezer | B (Average): Asset is sound, operationally safe and exhibits only minor deterioration. | Category 3 (Recommended): Minor work required to prevent a deterioration of the service provided by the asset. | 15 | 2018-01-27 | 6.2423 | 75.6769 | x | 2 | 4. Significant | 11013 | Predictive Maintenance | 91.25
1005371 | Ultra Low Temperature Freezer | B (Average): Asset is sound, operationally safe and exhibits only minor deterioration. | Category 3 (Recommended): Minor work required to prevent a deterioration of the service provided by the asset. | 15 | 2024-01-21 | 0.2601 | 83.6532 | x | 2 | 4. Significant | 11013 | Predictive Maintenance | 91.25
1005372 | Ultra Low Temperature Freezer | B (Average): Asset is sound, operationally safe and exhibits only minor deterioration. | Category 3 (Recommended): Minor work required to prevent a deterioration of the service provided by the asset. | 15 | 2021-04-28 | 2.9925 | 80.01 | x | 2 | 4. Significant | 11013 | Predictive Maintenance | 91.25
1005373 | Ultra Low Temperature Freezer | B (Average): Asset is sound, operationally safe and exhibits only minor deterioration. | Category 3 (Recommended): Minor work required to prevent a deterioration of the service provided by the asset. | 15 | 2015-02-26 | 9.1608 | 71.7855 | x | 2 | 4. Significant | 11013 | Predictive Maintenance | 91.25
1005374 | Distribution Boards | B (Average): Asset is sound, operationally safe and exhibits only minor deterioration. | Category 3 (Recommended): Minor work required to prevent a deterioration of the service provided by the asset. | 20 | 2014-06-22 | 9.8426 | 68.1574 | x | 5 | 4. Significant | 11181 | Predictive Maintenance | 91.25
1005375 | Distribution Boards | B (Average): Asset is sound, operationally safe and exhibits only minor deterioration. | Category 3 (Recommended): Minor work required to prevent a deterioration of the service provided by the asset. | 20 | 2013-02-20 | 11.1759 | 66.8241 | x | 5 | 4. Significant | 11181 | Predictive Maintenance | 91.25
1005376 | Distribution Boards | B (Average): Asset is sound, operationally safe and exhibits only minor deterioration. | Category 3 (Recommended): Minor work required to prevent a deterioration of the service provided by the asset. | 20 | 2021-08-23 | 2.6721 | 75.3279 | x | 5 | 4. Significant | 11181 | Predictive Maintenance | 91.25
1005377 | Outstations | B (Average): Asset is sound, operationally safe and exhibits only minor deterioration. | Category 3 (Recommended): Minor work required to prevent a deterioration of the service provided by the asset. | 10 | 2016-08-15 | 7.6934 | 64.6133 | x | 4 | 4. Significant | 11182 | Predictive Maintenance | 91.25
1005378 | Ultra Low Temperature Freezer | B (Average): Asset is sound, operationally safe and exhibits only minor deterioration. | Category 3 (Recommended): Minor work required to prevent a deterioration of the service provided by the asset. | 15 | 2014-12-31 | 9.3169 | 65.5775 | x | 5 | 4. Significant | 11077 | Predictive Maintenance | 91.25
1005379 | Ultra Low Temperature Freezer | B (Average): Asset is sound, operationally safe and exhibits only minor deterioration. | Category 3 (Recommended): Minor work required to prevent a deterioration of the service provided by the asset. | 15 | 2016-04-02 | 8.063 | 67.2494 | x | 5 | 4. Significant | 11154 | Predictive Maintenance | 91.25
1005380 | Ultra Low Temperature Freezer | B (Average): Asset is sound, operationally safe and exhibits only minor deterioration. | Category 3 (Recommended): Minor work required to prevent a deterioration of the service provided by the asset. | 15 | 2020-01-29 | 4.2382 | 72.3491 | x | 5 | 4. Significant | 11154 | Predictive Maintenance | 91.25
1005381 | Ultra Low Temperature Freezer | B (Average): Asset is sound, operationally safe and exhibits only minor deterioration. | Category 3 (Recommended): Minor work required to prevent a deterioration of the service provided by the asset. | 15 | 2022-11-16 | 1.4401 | 76.0799 | x | 5 | 4. Significant | 11154 | Predictive Maintenance | 91.25
1005382 | Ultra Low Temperature Freezer | B (Average): Asset is sound, operationally safe and exhibits only minor deterioration. | Category 3 (Recommended): Minor work required to prevent a deterioration of the service provided by the asset. | 15 | 2012-09-20 | 11.5948 | 62.5403 | x | 5 | 4. Significant | 11154 | Predictive Maintenance | 91.25
1005383 | Ultra Low Temperature Freezer | B (Average): Asset is sound, operationally safe and exhibits only minor deterioration. | Category 3 (Recommended): Minor work required to prevent a deterioration of the service provided by the asset. | 15 | 2023-11-09 | 0.45996 | 77.3867 | x | 5 | 4. Significant | 11154 | Predictive Maintenance | 91.25
1005384 | Ultra Low Temperature Freezer | B (Average): Asset is sound, operationally safe and exhibits only minor deterioration. | Category 3 (Recommended): Minor work required to prevent a deterioration of the service provided by the asset. | 15 | 2011-06-18 | 12.8542 | 60.8611 | x | 5 | 4. Significant | 11154 | Predictive Maintenance | 91.25
1005385 | Ultra Low Temperature Freezer | B (Average): Asset is sound, operationally safe and exhibits only minor deterioration. | Category 3 (Recommended): Minor work required to prevent a deterioration of the service provided by the asset. | 15 | 2018-08-19 | 5.6838 | 70.4216 | x | 5 | 4. Significant | 11065 | Predictive Maintenance | 91.25
1005386 | Ultra Low Temperature Freezer | B (Average): Asset is sound, operationally safe and exhibits only minor deterioration. | Category 3 (Recommended): Minor work required to prevent a deterioration of the service provided by the asset. | 15 | 2013-03-11 | 11.1239 | 63.1681 | x | 5 | 4. Significant | 11065 | Predictive Maintenance | 91.25
1005389 | Outstations | B (Average): Asset is sound, operationally safe and exhibits only minor deterioration. | Category 3 (Recommended): Minor work required to prevent a deterioration of the service provided by the asset. | 10 | 2020-04-26 | 3.9973 | 70.0055 | x | 5 | 4. Significant | 11124 | Predictive Maintenance | 91.25
1005390 | Outstations | B (Average): Asset is sound, operationally safe and exhibits only minor deterioration. | Category 3 (Recommended): Minor work required to prevent a deterioration of the service provided by the asset. | 10 | 2017-04-13 | 7.0335 | 63.9329 | x | 5 | 4. Significant | 11124 | Predictive Maintenance | 91.25
1005391 | Ultra Low Temperature Freezer | B (Average): Asset is sound, operationally safe and exhibits only minor deterioration. | Category 3 (Recommended): Minor work required to prevent a deterioration of the service provided by the asset. | 15 | 2012-09-21 | 11.5921 | 62.5439 | x | 5 | 4. Significant | 10473 | Predictive Maintenance | 91.25
1005392 | Ultra Low Temperature Freezer | B (Average): Asset is sound, operationally safe and exhibits only minor deterioration. | Category 3 (Recommended): Minor work required to prevent a deterioration of the service provided by the asset. | 15 | 2023-02-22 | 1.1718 | 76.4376 | x | 5 | 4. Significant | 10473 | Predictive Maintenance | 91.25
1005397 | Meter Reading - Electric | B (Average): Asset is sound, operationally safe and exhibits only minor deterioration. | Category 3 (Recommended): Minor work required to prevent a deterioration of the service provided by the asset. | 20 | 2023-09-10 | 0.62423 | 77.3758 | x | 5 | 2. Minor | 11152 | Predictive Maintenance | 182.5
1005398 | Meter Reading - Electric | B (Average): Asset is sound, operationally safe and exhibits only minor deterioration. | Category 3 (Recommended): Minor work required to prevent a deterioration of the service provided by the asset. | 20 | 2023-11-23 | 0.42163 | 77.5784 | x | 5 | 2. Minor | 11152 | Predictive Maintenance | 182.5
1005399 | Meter Reading - Electric | B (Average): Asset is sound, operationally safe and exhibits only minor deterioration. | Category 3 (Recommended): Minor work required to prevent a deterioration of the service provided by the asset. | 20 | 2018-04-03 | 6.0616 | 71.9384 | x | 5 | 2. Minor | 11152 | Predictive Maintenance | 182.5
1005401 | Water Booster Pumps | B (Average): Asset is sound, operationally safe and exhibits only minor deterioration. | Category 3 (Recommended): Minor work required to prevent a deterioration of the service provided by the asset. | 15 | 2012-11-30 | 11.4004 | 70.7995 | x | 1 | 4. Significant | 10406 | Predictive Maintenance | 91.25
1005402 | Distribution Boards | B (Average): Asset is sound, operationally safe and exhibits only minor deterioration. | Category 3 (Recommended): Minor work required to prevent a deterioration of the service provided by the asset. | 20 | 2016-10-28 | 7.4908 | 70.5092 | x | 5 | 4. Significant | 11185 | Predictive Maintenance | 91.25
1005403 | Distribution Boards | B (Average): Asset is sound, operationally safe and exhibits only minor deterioration. | Category 3 (Recommended): Minor work required to prevent a deterioration of the service provided by the asset. | 20 | 2022-09-26 | 1.5797 | 76.4203 | x | 5 | 4. Significant | 11185 | Predictive Maintenance | 91.25
1005404 | Distribution Boards | B (Average): Asset is sound, operationally safe and exhibits only minor deterioration. | Category 3 (Recommended): Minor work required to prevent a deterioration of the service provided by the asset. | 20 | 2013-07-30 | 10.7379 | 67.2621 | x | 5 | 4. Significant | 11185 | Predictive Maintenance | 91.25
1005405 | Distribution Boards | B (Average): Asset is sound, operationally safe and exhibits only minor deterioration. | Category 3 (Recommended): Minor work required to prevent a deterioration of the service provided by the asset. | 20 | 2017-03-10 | 7.1266 | 70.8734 | x | 5 | 4. Significant | 11185 | Predictive Maintenance | 91.25
1005406 | Distribution Boards | B (Average): Asset is sound, operationally safe and exhibits only minor deterioration. | Category 3 (Recommended): Minor work required to prevent a deterioration of the service provided by the asset. | 20 | 2019-01-27 | 5.243 | 72.757 | x | 5 | 4. Significant | 11185 | Predictive Maintenance | 91.25
1005407 | Traction Lifts | B (Average): Asset is sound, operationally safe and exhibits only minor deterioration. | Category 3 (Recommended): Minor work required to prevent a deterioration of the service provided by the asset. | 20 | 2006-10-27 | 17.4949 | 60.5051 | x | 5 | 4. Significant | 11186 | Predictive Maintenance | 91.25
1005408 | Distribution Boards | B (Average): Asset is sound, operationally safe and exhibits only minor deterioration. | Category 3 (Recommended): Minor work required to prevent a deterioration of the service provided by the asset. | 20 | 2011-01-07 | 13.2977 | 68.7023 | x | 3 | 4. Significant | 11187 | Predictive Maintenance | 91.25
1005409 | Distribution Boards | B (Average): Asset is sound, operationally safe and exhibits only minor deterioration. | Category 3 (Recommended): Minor work required to prevent a deterioration of the service provided by the asset. | 20 | 2006-08-20 | 17.681 | 64.319 | x | 3 | 4. Significant | 11187 | Predictive Maintenance | 91.25
1005410 | Distribution Boards | B (Average): Asset is sound, operationally safe and exhibits only minor deterioration. | Category 3 (Recommended): Minor work required to prevent a deterioration of the service provided by the asset. | 20 | 2008-06-19 | 15.8494 | 66.1506 | x | 3 | 4. Significant | 11187 | Predictive Maintenance | 91.25
1005411 | Distribution Boards | B (Average): Asset is sound, operationally safe and exhibits only minor deterioration. | Category 3 (Recommended): Minor work required to prevent a deterioration of the service provided by the asset. | 20 | 2014-11-30 | 9.4018 | 72.5982 | x | 3 | 4. Significant | 11187 | Predictive Maintenance | 91.25
1005412 | Distribution Boards | B (Average): Asset is sound, operationally safe and exhibits only minor deterioration. | Category 3 (Recommended): Minor work required to prevent a deterioration of the service provided by the asset. | 20 | 2018-01-12 | 6.2834 | 75.7166 | x | 3 | 4. Significant | 11187 | Predictive Maintenance | 91.25
1005413 | Distribution Boards | B (Average): Asset is sound, operationally safe and exhibits only minor deterioration. | Category 3 (Recommended): Minor work required to prevent a deterioration of the service provided by the asset. | 20 | 2016-10-28 | 7.4908 | 70.5092 | x | 5 | 4. Significant | 11188 | Predictive Maintenance | 91.25
1005414 | Distribution Boards | B (Average): Asset is sound, operationally safe and exhibits only minor deterioration. | Category 3 (Recommended): Minor work required to prevent a deterioration of the service provided by the asset. | 20 | 2013-02-15 | 11.1896 | 66.8104 | x | 5 | 4. Significant | 11188 | Predictive Maintenance | 91.25
1005415 | Cold Water Storage Tanks and Cisterns | B (Average): Asset is sound, operationally safe and exhibits only minor deterioration. | Category 3 (Recommended): Minor work required to prevent a deterioration of the service provided by the asset. | 35 | 2019-04-05 | 5.0568 | 83.1104 | x | 1 | 4. Significant | 10406 | Predictive Maintenance | 91.25
1005416 | Cold Water Storage Tanks and Cisterns | B (Average): Asset is sound, operationally safe and exhibits only minor deterioration. | Category 3 (Recommended): Minor work required to prevent a deterioration of the service provided by the asset. | 35 | 2019-05-10 | 4.961 | 83.1652 | x | 1 | 4. Significant | 10406 | Predictive Maintenance | 91.25
1005417 | Ventilating Fans - General | B (Average): Asset is sound, operationally safe and exhibits only minor deterioration. | Category 3 (Recommended): Minor work required to prevent a deterioration of the service provided by the asset. | 20 | 2005-08-25 | 18.6667 | 67.3333 | x | 1 | 2. Minor | 11189 | Predictive Maintenance | 182.5
1005418 | Expansion Vessels | B (Average): Asset is sound, operationally safe and exhibits only minor deterioration. | Category 3 (Recommended): Minor work required to prevent a deterioration of the service provided by the asset. | 15 | 2023-12-31 | 0.31759 | 85.5765 | x | 1 | 4. Significant | 10406 | Predictive Maintenance | 91.25
1005419 | Atmospheric Gas Burner - Condensing Boiler | B (Average): Asset is sound, operationally safe and exhibits only minor deterioration. | Category 3 (Recommended): Minor work required to prevent a deterioration of the service provided by the asset. | 20 | 2008-05-19 | 15.9343 | 70.0657 | x | 1 | 4. Significant | 10368 | Predictive Maintenance | 91.25
1005420 | Atmospheric Gas Burner - Condensing Boiler | B (Average): Asset is sound, operationally safe and exhibits only minor deterioration. | Category 3 (Recommended): Minor work required to prevent a deterioration of the service provided by the asset. | 20 | 2021-12-08 | 2.3792 | 83.6208 | x | 1 | 4. Significant | 10368 | Predictive Maintenance | 91.25
1005421 | Atmospheric Gas Burner - Condensing Boiler | B (Average): Asset is sound, operationally safe and exhibits only minor deterioration. | Category 3 (Recommended): Minor work required to prevent a deterioration of the service provided by the asset. | 20 | 2016-03-04 | 8.1424 | 77.8576 | x | 1 | 4. Significant | 10368 | Predictive Maintenance | 91.25
1005422 | Atmospheric Gas Burner - Condensing Boiler | B (Average): Asset is sound, operationally safe and exhibits only minor deterioration. | Category 3 (Recommended): Minor work required to prevent a deterioration of the service provided by the asset. | 20 | 2018-11-22 | 5.4237 | 80.5763 | x | 1 | 4. Significant | 10368 | Predictive Maintenance | 91.25
1005423 | Atmospheric Gas Burner - Condensing Boiler | B (Average): Asset is sound, operationally safe and exhibits only minor deterioration. | Category 3 (Recommended): Minor work required to prevent a deterioration of the service provided by the asset. | 20 | 2012-07-10 | 11.7919 | 74.2081 | x | 1 | 4. Significant | 10368 | Predictive Maintenance | 91.25
1005424 | Atmospheric Gas Burner/Condensing Combination Boiler | B (Average): Asset is sound, operationally safe and exhibits only minor deterioration. | Category 3 (Recommended): Minor work required to prevent a deterioration of the service provided by the asset. | 20 | 2007-12-13 | 16.3669 | 69.6331 | x | 1 | 4. Significant | 10368 | Predictive Maintenance | 91.25
1005425 | Expansion Vessels | B (Average): Asset is sound, operationally safe and exhibits only minor deterioration. | Category 3 (Recommended): Minor work required to prevent a deterioration of the service provided by the asset. | 15 | 2010-02-09 | 14.2067 | 67.0577 | x | 1 | 4. Significant | 10368 | Predictive Maintenance | 91.25
1005426 | Expansion Vessels | B (Average): Asset is sound, operationally safe and exhibits only minor deterioration. | Category 3 (Recommended): Minor work required to prevent a deterioration of the service provided by the asset. | 15 | 2022-05-28 | 1.911 | 83.452 | x | 1 | 4. Significant | 10368 | Predictive Maintenance | 91.25
1005427 | Distribution Boards | B (Average): Asset is sound, operationally safe and exhibits only minor deterioration. | Category 3 (Recommended): Minor work required to prevent a deterioration of the service provided by the asset. | 20 | 2013-12-19 | 10.3491 | 73.6509 | x | 2 | 4. Significant | 10446 | Predictive Maintenance | 91.25
1005428 | Distribution Boards | B (Average): Asset is sound, operationally safe and exhibits only minor deterioration. | Category 3 (Recommended): Minor work required to prevent a deterioration of the service provided by the asset. | 20 | 2005-12-27 | 18.3272 | 65.6728 | x | 2 | 4. Significant | 10446 | Predictive Maintenance | 91.25
1005429 | Distribution Boards | B (Average): Asset is sound, operationally safe and exhibits only minor deterioration. | Category 3 (Recommended): Minor work required to prevent a deterioration of the service provided by the asset. | 20 | 2005-03-11 | 19.1239 | 64.8761 | x | 2 | 4. Significant | 10446 | Predictive Maintenance | 91.25
1005430 | Distribution Boards | B (Average): Asset is sound, operationally safe and exhibits only minor deterioration. | Category 3 (Recommended): Minor work required to prevent a deterioration of the service provided by the asset. | 20 | 2004-07-10 | 19.7919 | 64.2081 | x | 2 | 4. Significant | 10446 | Predictive Maintenance | 91.25
1005431 | Distribution Boards | B (Average): Asset is sound, operationally safe and exhibits only minor deterioration. | Category 3 (Recommended): Minor work required to prevent a deterioration of the service provided by the asset. | 20 | 2012-07-16 | 11.7755 | 72.2245 | x | 2 | 4. Significant | 11190 | Predictive Maintenance | 91.25
1005432 | Distribution Boards | B (Average): Asset is sound, operationally safe and exhibits only minor deterioration. | Category 3 (Recommended): Minor work required to prevent a deterioration of the service provided by the asset. | 20 | 2012-04-14 | 12.0301 | 69.9699 | x | 3 | 4. Significant | 11191 | Predictive Maintenance | 91.25
1005433 | Distribution Boards | B (Average): Asset is sound, operationally safe and exhibits only minor deterioration. | Category 3 (Recommended): Minor work required to prevent a deterioration of the service provided by the asset. | 20 | 2015-07-04 | 8.8104 | 73.1896 | x | 3 | 4. Significant | 11191 | Predictive Maintenance | 91.25
1005434 | Distribution Boards | B (Average): Asset is sound, operationally safe and exhibits only minor deterioration. | Category 3 (Recommended): Minor work required to prevent a deterioration of the service provided by the asset. | 20 | 2013-11-17 | 10.4367 | 71.5633 | x | 3 | 4. Significant | 11191 | Predictive Maintenance | 91.25
1005435 | Distribution Boards | B (Average): Asset is sound, operationally safe and exhibits only minor deterioration. | Category 3 (Recommended): Minor work required to prevent a deterioration of the service provided by the asset. | 20 | 2005-01-17 | 19.269 | 62.731 | x | 3 | 4. Significant | 11191 | Predictive Maintenance | 91.25
1005436 | Distribution Boards | B (Average): Asset is sound, operationally safe and exhibits only minor deterioration. | Category 3 (Recommended): Minor work required to prevent a deterioration of the service provided by the asset. | 20 | 2008-11-06 | 15.4661 | 66.5339 | x | 3 | 4. Significant | 11192 | Predictive Maintenance | 91.25
1005437 | Distribution Boards | B (Average): Asset is sound, operationally safe and exhibits only minor deterioration. | Category 3 (Recommended): Minor work required to prevent a deterioration of the service provided by the asset. | 20 | 2006-08-18 | 17.6865 | 64.3135 | x | 3 | 4. Significant | 11192 | Predictive Maintenance | 91.25
1005438 | Distribution Boards | B (Average): Asset is sound, operationally safe and exhibits only minor deterioration. | Category 3 (Recommended): Minor work required to prevent a deterioration of the service provided by the asset. | 20 | 2014-07-28 | 9.744 | 72.256 | x | 3 | 4. Significant | 11192 | Predictive Maintenance | 91.25
1005439 | Distribution Boards | B (Average): Asset is sound, operationally safe and exhibits only minor deterioration. | Category 3 (Recommended): Minor work required to prevent a deterioration of the service provided by the asset. | 20 | 2010-05-27 | 13.9138 | 68.0862 | x | 3 | 4. Significant | 11192 | Predictive Maintenance | 91.25
1005440 | Distribution Boards | B (Average): Asset is sound, operationally safe and exhibits only minor deterioration. | Category 3 (Recommended): Minor work required to prevent a deterioration of the service provided by the asset. | 20 | 2017-09-25 | 6.5818 | 71.4182 | x | 5 | 4. Significant | 11193 | Predictive Maintenance | 91.25
1005441 | Distribution Boards | B (Average): Asset is sound, operationally safe and exhibits only minor deterioration. | Category 3 (Recommended): Minor work required to prevent a deterioration of the service provided by the asset. | 20 | 2009-03-30 | 15.0719 | 62.9281 | x | 5 | 4. Significant | 11193 | Predictive Maintenance | 91.25
1005442 | Distribution Boards | B (Average): Asset is sound, operationally safe and exhibits only minor deterioration. | Category 3 (Recommended): Minor work required to prevent a deterioration of the service provided by the asset. | 20 | 2018-08-30 | 5.6537 | 72.3463 | x | 5 | 4. Significant | 11193 | Predictive Maintenance | 91.25
1005443 | Distribution Boards | B (Average): Asset is sound, operationally safe and exhibits only minor deterioration. | Category 3 (Recommended): Minor work required to prevent a deterioration of the service provided by the asset. | 20 | 2005-04-13 | 19.0335 | 58.9665 | x | 5 | 4. Significant | 11193 | Predictive Maintenance | 91.25
1005444 | Distribution Boards | B (Average): Asset is sound, operationally safe and exhibits only minor deterioration. | Category 3 (Recommended): Minor work required to prevent a deterioration of the service provided by the asset. | 20 | 2018-05-24 | 5.922 | 72.078 | x | 5 | 4. Significant | 11193 | Predictive Maintenance | 91.25
1005445 | Distribution Boards | B (Average): Asset is sound, operationally safe and exhibits only minor deterioration. | Category 3 (Recommended): Minor work required to prevent a deterioration of the service provided by the asset. | 20 | 2015-06-23 | 8.8405 | 69.1595 | x | 5 | 4. Significant | 11194 | Predictive Maintenance | 91.25
1005446 | Distribution Boards | B (Average): Asset is sound, operationally safe and exhibits only minor deterioration. | Category 3 (Recommended): Minor work required to prevent a deterioration of the service provided by the asset. | 20 | 2020-04-23 | 4.0055 | 73.9945 | x | 5 | 4. Significant | 11194 | Predictive Maintenance | 91.25
1005447 | Distribution Boards | B (Average): Asset is sound, operationally safe and exhibits only minor deterioration. | Category 3 (Recommended): Minor work required to prevent a deterioration of the service provided by the asset. | 20 | 2010-02-28 | 14.1547 | 63.8453 | x | 5 | 4. Significant | 11194 | Predictive Maintenance | 91.25
1005448 | Distribution Boards | B (Average): Asset is sound, operationally safe and exhibits only minor deterioration. | Category 3 (Recommended): Minor work required to prevent a deterioration of the service provided by the asset. | 20 | 2008-06-17 | 15.8549 | 62.1451 | x | 5 | 4. Significant | 11183 | Predictive Maintenance | 91.25
1005449 | Distribution Boards | B (Average): Asset is sound, operationally safe and exhibits only minor deterioration. | Category 3 (Recommended): Minor work required to prevent a deterioration of the service provided by the asset. | 20 | 2020-10-26 | 3.4962 | 74.5038 | x | 5 | 4. Significant | 11183 | Predictive Maintenance | 91.25
1005450 | Distribution Boards | B (Average): Asset is sound, operationally safe and exhibits only minor deterioration. | Category 3 (Recommended): Minor work required to prevent a deterioration of the service provided by the asset. | 20 | 2004-02-15 | 20.1916 | 61.8084 | x | 3 | 4. Significant | 11195 | Predictive Maintenance | 91.25
1005451 | Distribution Boards | B (Average): Asset is sound, operationally safe and exhibits only minor deterioration. | Category 3 (Recommended): Minor work required to prevent a deterioration of the service provided by the asset. | 20 | 2011-04-08 | 13.0486 | 68.9514 | x | 3 | 4. Significant | 11195 | Predictive Maintenance | 91.25
1005452 | Distribution Boards | B (Average): Asset is sound, operationally safe and exhibits only minor deterioration. | Category 3 (Recommended): Minor work required to prevent a deterioration of the service provided by the asset. | 20 | 2015-04-04 | 9.0595 | 72.9405 | x | 3 | 4. Significant | 11195 | Predictive Maintenance | 91.25
1005453 | Distribution Boards | B (Average): Asset is sound, operationally safe and exhibits only minor deterioration. | Category 3 (Recommended): Minor work required to prevent a deterioration of the service provided by the asset. | 20 | 2016-08-06 | 7.718 | 74.282 | x | 3 | 4. Significant | 11195 | Predictive Maintenance | 91.25
1005454 | Distribution Boards | B (Average): Asset is sound, operationally safe and exhibits only minor deterioration. | Category 3 (Recommended): Minor work required to prevent a deterioration of the service provided by the asset. | 20 | 2022-03-17 | 2.1081 | 77.8919 | x | 4 | 4. Significant | 10438 | Predictive Maintenance | 91.25
1005455 | Distribution Boards | B (Average): Asset is sound, operationally safe and exhibits only minor deterioration. | Category 3 (Recommended): Minor work required to prevent a deterioration of the service provided by the asset. | 20 | 2022-07-05 | 1.807 | 78.193 | x | 4 | 4. Significant | 10438 | Predictive Maintenance | 91.25
1005456 | Distribution Boards | B (Average): Asset is sound, operationally safe and exhibits only minor deterioration. | Category 3 (Recommended): Minor work required to prevent a deterioration of the service provided by the asset. | 20 | 2016-02-18 | 8.1834 | 71.8166 | x | 4 | 4. Significant | 10438 | Predictive Maintenance | 91.25
1005457 | Distribution Boards | B (Average): Asset is sound, operationally safe and exhibits only minor deterioration. | Category 3 (Recommended): Minor work required to prevent a deterioration of the service provided by the asset. | 20 | 2021-12-07 | 2.3819 | 75.6181 | x | 5 | 4. Significant | 11152 | Predictive Maintenance | 91.25
1005458 | Distribution Boards | B (Average): Asset is sound, operationally safe and exhibits only minor deterioration. | Category 3 (Recommended): Minor work required to prevent a deterioration of the service provided by the asset. | 20 | 2006-12-12 | 17.3689 | 60.6311 | x | 5 | 4. Significant | 11152 | Predictive Maintenance | 91.25
1005459 | Distribution Boards | B (Average): Asset is sound, operationally safe and exhibits only minor deterioration. | Category 3 (Recommended): Minor work required to prevent a deterioration of the service provided by the asset. | 20 | 2008-10-07 | 15.5483 | 62.4517 | x | 5 | 4. Significant | 11152 | Predictive Maintenance | 91.25
1005464 | Distribution Boards | B (Average): Asset is sound, operationally safe and exhibits only minor deterioration. | Category 3 (Recommended): Minor work required to prevent a deterioration of the service provided by the asset. | 20 | 2016-11-07 | 7.4634 | 70.5366 | x | 5 | 4. Significant | 11196 | Predictive Maintenance | 91.25
1005465 | Distribution Boards | B (Average): Asset is sound, operationally safe and exhibits only minor deterioration. | Category 3 (Recommended): Minor work required to prevent a deterioration of the service provided by the asset. | 20 | 2004-03-13 | 20.1177 | 57.8823 | x | 5 | 4. Significant | 11196 | Predictive Maintenance | 91.25
1005469 | Point of Use Water Dispenser | A (Good): Asset is as new and can be expected to perform adequately to its full normal life if maintained appropriately. | Category 4 (Normal): No work required beyond normal maintenance. | 15 | 2020-11-25 | 3.4141 | 89.4479 | x | 4 | 2. Minor | 11197 | Predictive Maintenance | 365
1005472 | Point of Use Water Dispenser | B (Average): Asset is sound, operationally safe and exhibits only minor deterioration. | Category 3 (Recommended): Minor work required to prevent a deterioration of the service provided by the asset. | 15 | 2022-03-13 | 2.1191 | 77.1745 | x | 4 | 2. Minor | 11199 | Predictive Maintenance | 182.5
1005473 | Point of Use Water Dispenser | B (Average): Asset is sound, operationally safe and exhibits only minor deterioration. | Category 3 (Recommended): Minor work required to prevent a deterioration of the service provided by the asset. | 15 | 2018-12-18 | 5.3525 | 74.8633 | x | 3 | 2. Minor | 11200 | Predictive Maintenance | 182.5
1005474 | 230V - 110V Wall Mounted Transformer | B (Average): Asset is sound, operationally safe and exhibits only minor deterioration. | Category 3 (Recommended): Minor work required to prevent a deterioration of the service provided by the asset. | 20 | 2024-01-23 | 0.25462 | 77.7454 | x | 5 | 3. Moderate | 10401 | Predictive Maintenance | 91.25
1005475 | 230V - 110V Wall Mounted Transformer | B (Average): Asset is sound, operationally safe and exhibits only minor deterioration. | Category 3 (Recommended): Minor work required to prevent a deterioration of the service provided by the asset. | 20 | 2004-01-28 | 20.2409 | 57.7591 | x | 5 | 3. Moderate | 10401 | Predictive Maintenance | 91.25
1005476 | 230V - 110V Wall Mounted Transformer | B (Average): Asset is sound, operationally safe and exhibits only minor deterioration. | Category 3 (Recommended): Minor work required to prevent a deterioration of the service provided by the asset. | 20 | 2005-10-19 | 18.5161 | 59.4839 | x | 5 | 3. Moderate | 10093 | Predictive Maintenance | 91.25
1005479 | Room Air Conditioners | B (Average): Asset is sound, operationally safe and exhibits only minor deterioration. | Category 3 (Recommended): Minor work required to prevent a deterioration of the service provided by the asset. | 15 | 2017-03-24 | 7.0883 | 68.5489 | x | 5 | 3. Moderate | 10384 | Predictive Maintenance | 91.25
1005483 | Room Air Conditioners | B (Average): Asset is sound, operationally safe and exhibits only minor deterioration. | Category 3 (Recommended): Minor work required to prevent a deterioration of the service provided by the asset. | 15 | 2023-08-21 | 0.67899 | 77.0947 | x | 5 | 3. Moderate | 10384 | Predictive Maintenance | 91.25
1005485 | Room Air Conditioners | B (Average): Asset is sound, operationally safe and exhibits only minor deterioration. | Category 3 (Recommended): Minor work required to prevent a deterioration of the service provided by the asset. | 15 | 2020-07-18 | 3.77 | 74.9733 | x | 4 | 3. Moderate | 11133 | Predictive Maintenance | 91.25
1005486 | Point of Use Water Dispenser | B (Average): Asset is sound, operationally safe and exhibits only minor deterioration. | Category 3 (Recommended): Minor work required to prevent a deterioration of the service provided by the asset. | 15 | 2020-06-24 | 3.8357 | 76.8857 | x | 3 | 2. Minor | 11201 | Predictive Maintenance | 182.5
1005487 | Point of Use Water Dispenser | B (Average): Asset is sound, operationally safe and exhibits only minor deterioration. | Category 3 (Recommended): Minor work required to prevent a deterioration of the service provided by the asset. | 15 | 2012-10-14 | 11.5291 | 66.6279 | x | 3 | 2. Minor | 11201 | Predictive Maintenance | 182.5
1005488 | Point of Use Water Dispenser | B (Average): Asset is sound, operationally safe and exhibits only minor deterioration. | Category 3 (Recommended): Minor work required to prevent a deterioration of the service provided by the asset. | 15 | 2022-02-01 | 2.2286 | 79.0285 | x | 3 | 2. Minor | 11201 | Predictive Maintenance | 182.5
1005489 | Point of Use Water Dispenser | B (Average): Asset is sound, operationally safe and exhibits only minor deterioration. | Category 3 (Recommended): Minor work required to prevent a deterioration of the service provided by the asset. | 15 | 2013-04-01 | 11.0664 | 67.2448 | x | 3 | 2. Minor | 11201 | Predictive Maintenance | 182.5
1005490 | Ventilating Fans - General | B (Average): Asset is sound, operationally safe and exhibits only minor deterioration. | Category 3 (Recommended): Minor work required to prevent a deterioration of the service provided by the asset. | 20 | 2007-09-15 | 16.6105 | 67.3895 | x | 2 | 2. Minor | 10385 | Predictive Maintenance | 182.5
1005491 | Room Air Conditioners | A (Good): Asset is as new and can be expected to perform adequately to its full normal life if maintained appropriately. | Category 4 (Normal): No work required beyond normal maintenance. | 15 | 2014-12-23 | 9.3388 | 79.5483 | x | 5 | 3. Moderate | 10384 | Predictive Maintenance | 365
1005493 | Ventilating Fans - General | B (Average): Asset is sound, operationally safe and exhibits only minor deterioration. | Category 3 (Recommended): Minor work required to prevent a deterioration of the service provided by the asset. | 20 | 2007-11-16 | 16.4408 | 61.5592 | x | 5 | 2. Minor | 10384 | Predictive Maintenance | 182.5
1005494 | Ventilating Fans - General | B (Average): Asset is sound, operationally safe and exhibits only minor deterioration. | Category 3 (Recommended): Minor work required to prevent a deterioration of the service provided by the asset. | 20 | 2010-11-23 | 13.4209 | 70.5791 | x | 2 | 2. Minor | 10385 | Predictive Maintenance | 182.5
1005495 | Ventilating Fans - General | B (Average): Asset is sound, operationally safe and exhibits only minor deterioration. | Category 3 (Recommended): Minor work required to prevent a deterioration of the service provided by the asset. | 20 | 2006-05-30 | 17.9055 | 60.0945 | x | 5 | 2. Minor | 10386 | Predictive Maintenance | 182.5
1005499 | Point of Use Water Dispenser | B (Average): Asset is sound, operationally safe and exhibits only minor deterioration. | Category 3 (Recommended): Minor work required to prevent a deterioration of the service provided by the asset. | 15 | 2011-03-29 | 13.076 | 62.5654 | x | 4 | 2. Minor | 11202 | Predictive Maintenance | 182.5
1005501 | Point of Use Water Dispenser | A (Good): Asset is as new and can be expected to perform adequately to its full normal life if maintained appropriately. | Category 4 (Normal): No work required beyond normal maintenance. | 15 | 2010-11-24 | 13.4182 | 82.1091 | x | 1 | 2. Minor | 11204 | Predictive Maintenance | 365
1005502 | Point of Use Water Dispenser | B (Average): Asset is sound, operationally safe and exhibits only minor deterioration. | Category 3 (Recommended): Minor work required to prevent a deterioration of the service provided by the asset. | 15 | 2023-08-28 | 0.65982 | 85.1202 | x | 1 | 2. Minor | 11205 | Predictive Maintenance | 182.5
1005503 | Point of Use Water Dispenser | B (Average): Asset is sound, operationally safe and exhibits only minor deterioration. | Category 4 (Normal): No work required beyond normal maintenance. | 15 | 2022-06-12 | 1.87 | 82.5067 | x | 5 | 2. Minor | 11206 | Predictive Maintenance | 365
1005504 | Point of Use Water Dispenser | D (Very Poor): Asset runs a serious risk of imminent breakdown or poses a health and safety risk. | Category 4 (Normal): No work required beyond normal maintenance. | 15 | 2012-04-13 | 12.0329 | 47.9562 | x | 5 | 2. Minor | 11207 | Predictive Maintenance | 365
1005505 | Point of Use Water Dispenser | B (Average): Asset is sound, operationally safe and exhibits only minor deterioration. | Category 3 (Recommended): Minor work required to prevent a deterioration of the service provided by the asset. | 15 | 2020-01-27 | 4.2437 | 80.3418 | x | 1 | 2. Minor | 11208 | Predictive Maintenance | 182.5
1005506 | Point of Use Water Dispenser | A (Good): Asset is as new and can be expected to perform adequately to its full normal life if maintained appropriately. | Category 4 (Normal): No work required beyond normal maintenance. | 15 | 2010-03-29 | 14.0753 | 75.2329 | x | 4 | 2. Minor | 11209 | Predictive Maintenance | 365
1005507 | Point of Use Water Dispenser | A (Good): Asset is as new and can be expected to perform adequately to its full normal life if maintained appropriately. | Category 4 (Normal): No work required beyond normal maintenance. | 15 | 2020-08-09 | 3.7098 | 89.0536 | x | 4 | 2. Minor | 11210 | Predictive Maintenance | 365
1005508 | Point of Use Water Dispenser | B (Average): Asset is sound, operationally safe and exhibits only minor deterioration. | Category 4 (Normal): No work required beyond normal maintenance. | 15 | 2011-04-02 | 13.065 | 69.58 | x | 4 | 2. Minor | 11211 | Predictive Maintenance | 365
1005509 | Point of Use Water Dispenser | B (Average): Asset is sound, operationally safe and exhibits only minor deterioration. | Category 3 (Recommended): Minor work required to prevent a deterioration of the service provided by the asset. | 15 | 2010-06-15 | 13.8617 | 65.5177 | x | 2 | 2. Minor | 11212 | Predictive Maintenance | 182.5
1005510 | Point of Use Water Dispenser | B (Average): Asset is sound, operationally safe and exhibits only minor deterioration. | Category 3 (Recommended): Minor work required to prevent a deterioration of the service provided by the asset. | 15 | 2015-11-26 | 8.4134 | 72.7821 | x | 2 | 2. Minor | 11213 | Predictive Maintenance | 182.5
1005511 | Point of Use Water Dispenser | B (Average): Asset is sound, operationally safe and exhibits only minor deterioration. | Category 3 (Recommended): Minor work required to prevent a deterioration of the service provided by the asset. | 15 | 2019-06-23 | 4.8405 | 77.546 | x | 2 | 2. Minor | 11214 | Predictive Maintenance | 182.5
1005512 | Point of Use Water Dispenser | A (Good): Asset is as new and can be expected to perform adequately to its full normal life if maintained appropriately. | Category 4 (Normal): No work required beyond normal maintenance. | 15 | 2021-04-02 | 3.0637 | 93.9151 | x | 2 | 2. Minor | 11215 | Predictive Maintenance | 365
1005513 | Point of Use Water Dispenser | B (Average): Asset is sound, operationally safe and exhibits only minor deterioration. | Category 3 (Recommended): Minor work required to prevent a deterioration of the service provided by the asset. | 15 | 2010-06-15 | 13.8617 | 63.5177 | x | 3 | 2. Minor | 11216 | Predictive Maintenance | 182.5
1005514 | Point of Use Water Dispenser | B (Average): Asset is sound, operationally safe and exhibits only minor deterioration. | Category 3 (Recommended): Minor work required to prevent a deterioration of the service provided by the asset. | 15 | 2013-10-27 | 10.4942 | 72.0078 | x | 1 | 2. Minor | 11217 | Predictive Maintenance | 182.5
1005515 | Roller Shutter Doors | B (Average): Asset is sound, operationally safe and exhibits only minor deterioration. | Category 3 (Recommended): Minor work required to prevent a deterioration of the service provided by the asset. | 15 | 2023-04-26 | 0.99932 | 76.6676 | x | 5 | 3. Moderate | 11218 | Predictive Maintenance | 91.25
1005516 | Room Air Conditioners | B (Average): Asset is sound, operationally safe and exhibits only minor deterioration. | Category 3 (Recommended): Minor work required to prevent a deterioration of the service provided by the asset. | 15 | 2019-07-10 | 4.794 | 71.608 | x | 5 | 3. Moderate | 11219 | Predictive Maintenance | 91.25
1005517 | Isolators/Starters/Fuse Switches | B (Average): Asset is sound, operationally safe and exhibits only minor deterioration. | Category 3 (Recommended): Minor work required to prevent a deterioration of the service provided by the asset. | 5 | 2020-10-11 | 3.5373 | 63.8508 | x | 5 | 3. Moderate | 11220 | Predictive Maintenance | 91.25
1005518 | Isolators/Starters/Fuse Switches | A (Good): Asset is as new and can be expected to perform adequately to its full normal life if maintained appropriately. | Category 4 (Normal): No work required beyond normal maintenance. | 5 | 2020-06-16 | 3.8576 | 76.5695 | x | 5 | 3. Moderate | 11220 | Predictive Maintenance | 365
1005519 | Kitchen Hood Fire Suppression | B (Average): Asset is sound, operationally safe and exhibits only minor deterioration. | Category 3 (Recommended): Minor work required to prevent a deterioration of the service provided by the asset. | 20 | 2018-09-26 | 5.5797 | 72.4203 | x | 5 | 5. Severe | 11221 | Predictive Maintenance | 28
1005520 | Kitchen Hood Fire Suppression | B (Average): Asset is sound, operationally safe and exhibits only minor deterioration. | Category 3 (Recommended): Minor work required to prevent a deterioration of the service provided by the asset. | 20 | 2014-09-19 | 9.5989 | 68.4011 | x | 5 | 5. Severe | 11220 | Predictive Maintenance | 28
1005521 | Kitchen Hood Fire Suppression | B (Average): Asset is sound, operationally safe and exhibits only minor deterioration. | Category 3 (Recommended): Minor work required to prevent a deterioration of the service provided by the asset. | 20 | 2023-06-23 | 0.84052 | 77.1595 | x | 5 | 5. Severe | 10898 | Predictive Maintenance | 28
1005523 | Room Air Conditioners | B (Average): Asset is sound, operationally safe and exhibits only minor deterioration. | Category 3 (Recommended): Minor work required to prevent a deterioration of the service provided by the asset. | 15 | 2019-09-25 | 4.5832 | 71.8891 | x | 5 | 3. Moderate | 10899 | Predictive Maintenance | 91.25
1005525 | Book Scanning System | B (Average): Asset is sound, operationally safe and exhibits only minor deterioration. | Category 3 (Recommended): Minor work required to prevent a deterioration of the service provided by the asset. | 10 | 2015-05-08 | 8.9665 | 60.0671 | x | 5 | 3. Moderate | 11171 | Predictive Maintenance | 91.25
1005526 | Book Scanning System | B (Average): Asset is sound, operationally safe and exhibits only minor deterioration. | Category 3 (Recommended): Minor work required to prevent a deterioration of the service provided by the asset. | 10 | 2021-07-28 | 2.7433 | 72.5133 | x | 5 | 3. Moderate | 11171 | Predictive Maintenance | 91.25
1005527 | Book Scanning System | B (Average): Asset is sound, operationally safe and exhibits only minor deterioration. | Category 3 (Recommended): Minor work required to prevent a deterioration of the service provided by the asset. | 10 | 2018-08-21 | 5.6783 | 66.6434 | x | 5 | 3. Moderate | 11171 | Predictive Maintenance | 91.25
1005528 | Turnstile - Tripod Type | B (Average): Asset is sound, operationally safe and exhibits only minor deterioration. | Category 3 (Recommended): Minor work required to prevent a deterioration of the service provided by the asset. | 15 | 2019-09-20 | 4.5969 | 71.8709 | x | 5 | 3. Moderate | 11171 | Predictive Maintenance | 91.25
1005529 | Turnstile - Tripod Type | B (Average): Asset is sound, operationally safe and exhibits only minor deterioration. | Category 3 (Recommended): Minor work required to prevent a deterioration of the service provided by the asset. | 15 | 2019-10-23 | 4.5065 | 71.9913 | x | 5 | 3. Moderate | 11171 | Predictive Maintenance | 91.25
1005530 | Uninterruptible Power Supplies | A (Good): Asset is as new and can be expected to perform adequately to its full normal life if maintained appropriately. | Category 4 (Normal): No work required beyond normal maintenance. | 20 | 2014-09-13 | 9.6153 | 82.3847 | x | 5 | 5. Severe | 11220 | Predictive Maintenance | 162.5
1005531 | Uninterruptible Power Supplies | B (Average): Asset is sound, operationally safe and exhibits only minor deterioration. | Category 3 (Recommended): Minor work required to prevent a deterioration of the service provided by the asset. | 20 | 2019-12-13 | 4.3669 | 73.6331 | x | 5 | 5. Severe | 11220 | Predictive Maintenance | 28
1005532 | Distribution Boards | A (Good): Asset is as new and can be expected to perform adequately to its full normal life if maintained appropriately. | Category 4 (Normal): No work required beyond normal maintenance. | 20 | 2019-12-21 | 4.345 | 87.655 | x | 5 | 4. Significant | 11220 | Predictive Maintenance | 162.5
1005533 | Outstations | B (Average): Asset is sound, operationally safe and exhibits only minor deterioration. | Category 3 (Recommended): Minor work required to prevent a deterioration of the service provided by the asset. | 10 | 2017-12-08 | 6.3792 | 65.2416 | x | 5 | 4. Significant | 11220 | Predictive Maintenance | 91.25
1005534 | Distribution Boards | B (Average): Asset is sound, operationally safe and exhibits only minor deterioration. | Category 3 (Recommended): Minor work required to prevent a deterioration of the service provided by the asset. | 20 | 2012-10-15 | 11.5264 | 66.4736 | x | 5 | 4. Significant | 11220 | Predictive Maintenance | 91.25
1005535 | Room Air Conditioners | B (Average): Asset is sound, operationally safe and exhibits only minor deterioration. | Category 3 (Recommended): Minor work required to prevent a deterioration of the service provided by the asset. | 15 | 2022-10-01 | 1.5661 | 75.9119 | x | 5 | 3. Moderate | 11220 | Predictive Maintenance | 91.25
1005536 | Humidifiers - Spray | A (Good): Asset is as new and can be expected to perform adequately to its full normal life if maintained appropriately. | Category 4 (Normal): No work required beyond normal maintenance. | 8 | 2020-08-08 | 3.7125 | 82.7187 | x | 5 | 4. Significant | 11220 | Predictive Maintenance | 162.5
1005537 | Humidifiers - Spray | A (Good): Asset is as new and can be expected to perform adequately to its full normal life if maintained appropriately. | Category 4 (Normal): No work required beyond normal maintenance. | 8 | 2021-06-26 | 2.8309 | 84.9227 | x | 5 | 4. Significant | 11220 | Predictive Maintenance | 162.5
1005538 | Room Air Conditioners | B (Average): Asset is sound, operationally safe and exhibits only minor deterioration. | Category 3 (Recommended): Minor work required to prevent a deterioration of the service provided by the asset. | 15 | 2015-09-20 | 8.5969 | 66.5375 | x | 5 | 3. Moderate | 11221 | Predictive Maintenance | 91.25
1005539 | Room Air Conditioners | B (Average): Asset is sound, operationally safe and exhibits only minor deterioration. | Category 3 (Recommended): Minor work required to prevent a deterioration of the service provided by the asset. | 15 | 2021-12-05 | 2.3874 | 74.8168 | x | 5 | 3. Moderate | 11221 | Predictive Maintenance | 91.25
1005540 | Room Air Conditioners | B (Average): Asset is sound, operationally safe and exhibits only minor deterioration. | Category 3 (Recommended): Minor work required to prevent a deterioration of the service provided by the asset. | 15 | 2014-03-10 | 10.1273 | 64.4969 | x | 5 | 3. Moderate | 11221 | Predictive Maintenance | 91.25
1005541 | Pumps - General | B (Average): Asset is sound, operationally safe and exhibits only minor deterioration. | Category 3 (Recommended): Minor work required to prevent a deterioration of the service provided by the asset. | 20 | 2023-08-26 | 0.6653 | 77.3347 | x | 5 | 4. Significant | 11221 | Predictive Maintenance | 91.25
1005542 | Pumps - General | B (Average): Asset is sound, operationally safe and exhibits only minor deterioration. | Category 3 (Recommended): Minor work required to prevent a deterioration of the service provided by the asset. | 20 | 2020-12-23 | 3.3374 | 74.6626 | x | 5 | 4. Significant | 11221 | Predictive Maintenance | 91.25
1005543 | Pumps - General | B (Average): Asset is sound, operationally safe and exhibits only minor deterioration. | Category 3 (Recommended): Minor work required to prevent a deterioration of the service provided by the asset. | 20 | 2023-10-07 | 0.55031 | 77.4497 | x | 5 | 4. Significant | 11221 | Predictive Maintenance | 91.25
1005549 | Room Air Conditioners | B (Average): Asset is sound, operationally safe and exhibits only minor deterioration. | Category 3 (Recommended): Minor work required to prevent a deterioration of the service provided by the asset. | 15 | 2023-01-06 | 1.3005 | 76.266 | x | 5 | 3. Moderate | 11220 | Predictive Maintenance | 91.25
1005550 | Room Air Conditioners | A (Good): Asset is as new and can be expected to perform adequately to its full normal life if maintained appropriately. | Category 4 (Normal): No work required beyond normal maintenance. | 15 | 2011-05-14 | 12.95 | 74.7333 | x | 5 | 3. Moderate | 11220 | Predictive Maintenance | 365
1005553 | Kitchen Hood Fire Suppression | B (Average): Asset is sound, operationally safe and exhibits only minor deterioration. | Category 3 (Recommended): Minor work required to prevent a deterioration of the service provided by the asset. | 20 | 2009-09-04 | 14.6393 | 65.3607 | x | 4 | 5. Severe | 11223 | Predictive Maintenance | 28
1005556 | Distribution Boards | B (Average): Asset is sound, operationally safe and exhibits only minor deterioration. | Category 3 (Recommended): Minor work required to prevent a deterioration of the service provided by the asset. | 20 | 2018-06-24 | 5.8371 | 74.1629 | x | 4 | 4. Significant | 11223 | Predictive Maintenance | 91.25
1005557 | Distribution Boards | B (Average): Asset is sound, operationally safe and exhibits only minor deterioration. | Category 3 (Recommended): Minor work required to prevent a deterioration of the service provided by the asset. | 20 | 2021-12-20 | 2.3463 | 79.6537 | x | 3 | 4. Significant | 10411 | Predictive Maintenance | 91.25
1005558 | Distribution Boards | B (Average): Asset is sound, operationally safe and exhibits only minor deterioration. | Category 3 (Recommended): Minor work required to prevent a deterioration of the service provided by the asset. | 20 | 2008-07-28 | 15.7426 | 66.2574 | x | 3 | 4. Significant | 10411 | Predictive Maintenance | 91.25
1005559 | Traction Lifts | B (Average): Asset is sound, operationally safe and exhibits only minor deterioration. | Category 3 (Recommended): Minor work required to prevent a deterioration of the service provided by the asset. | 20 | 2022-10-01 | 1.5661 | 76.4339 | x | 5 | 4. Significant | 11224 | Predictive Maintenance | 91.25
1005560 | Turnstile - Tripod Type | B (Average): Asset is sound, operationally safe and exhibits only minor deterioration. | Category 3 (Recommended): Minor work required to prevent a deterioration of the service provided by the asset. | 15 | 2013-10-20 | 10.5133 | 63.9822 | x | 5 | 3. Moderate | 11171 | Predictive Maintenance | 91.25
1005561 | Room Air Conditioners | B (Average): Asset is sound, operationally safe and exhibits only minor deterioration. | Category 3 (Recommended): Minor work required to prevent a deterioration of the service provided by the asset. | 15 | 2016-09-07 | 7.6304 | 67.8261 | x | 5 | 3. Moderate | 11225 | Predictive Maintenance | 91.25
1005562 | Room Air Conditioners | B (Average): Asset is sound, operationally safe and exhibits only minor deterioration. | Category 3 (Recommended): Minor work required to prevent a deterioration of the service provided by the asset. | 15 | 2016-03-14 | 8.115 | 67.18 | x | 5 | 3. Moderate | 11225 | Predictive Maintenance | 91.25
1005563 | Revolving Doors | B (Average): Asset is sound, operationally safe and exhibits only minor deterioration. | Category 3 (Recommended): Minor work required to prevent a deterioration of the service provided by the asset. | 15 | 2023-09-26 | 0.58042 | 77.2261 | x | 5 | 3. Moderate | 11171 | Predictive Maintenance | 91.25
1005564 | Turnstile - Tripod Type | B (Average): Asset is sound, operationally safe and exhibits only minor deterioration. | Category 3 (Recommended): Minor work required to prevent a deterioration of the service provided by the asset. | 15 | 2019-12-06 | 4.386 | 72.152 | x | 5 | 3. Moderate | 11171 | Predictive Maintenance | 91.25
1005565 | Turnstile - Tripod Type | B (Average): Asset is sound, operationally safe and exhibits only minor deterioration. | Category 3 (Recommended): Minor work required to prevent a deterioration of the service provided by the asset. | 15 | 2016-09-17 | 7.603 | 67.8627 | x | 5 | 3. Moderate | 11171 | Predictive Maintenance | 91.25
1005566 | Turnstile - Tripod Type | B (Average): Asset is sound, operationally safe and exhibits only minor deterioration. | Category 3 (Recommended): Minor work required to prevent a deterioration of the service provided by the asset. | 15 | 2015-10-14 | 8.5311 | 66.6251 | x | 5 | 3. Moderate | 11171 | Predictive Maintenance | 91.25
1005567 | Room Air Conditioners | B (Average): Asset is sound, operationally safe and exhibits only minor deterioration. | Category 3 (Recommended): Minor work required to prevent a deterioration of the service provided by the asset. | 15 | 2012-01-22 | 12.2574 | 61.6569 | x | 5 | 3. Moderate | 11225 | Predictive Maintenance | 91.25
1005570 | Gas Detection/Flammable | B (Average): Asset is sound, operationally safe and exhibits only minor deterioration. | Category 3 (Recommended): Minor work required to prevent a deterioration of the service provided by the asset. | 15 | 2010-06-21 | 13.8453 | 61.5396 | x | 4 | 5. Severe | 10409 | Predictive Maintenance | 28
1005571 | Outstations | B (Average): Asset is sound, operationally safe and exhibits only minor deterioration. | Category 3 (Recommended): Minor work required to prevent a deterioration of the service provided by the asset. | 10 | 2015-07-23 | 8.7584 | 62.4832 | x | 4 | 4. Significant | 10409 | Predictive Maintenance | 91.25
1005572 | Cold Water Storage Tanks and Cisterns | B (Average): Asset is sound, operationally safe and exhibits only minor deterioration. | Category 3 (Recommended): Minor work required to prevent a deterioration of the service provided by the asset. | 25 | 2006-03-06 | 18.1383 | 67.4894 | x | 3 | 4. Significant | 10410 | Predictive Maintenance | 91.25
1005573 | Air Compressors and Receivers | B (Average): Asset is sound, operationally safe and exhibits only minor deterioration. | Category 3 (Recommended): Minor work required to prevent a deterioration of the service provided by the asset. | 20 | 2020-02-07 | 4.2136 | 77.7864 | x | 3 | 3. Moderate | 10410 | Predictive Maintenance | 91.25
1005574 | Air Compressors and Receivers | B (Average): Asset is sound, operationally safe and exhibits only minor deterioration. | Category 3 (Recommended): Minor work required to prevent a deterioration of the service provided by the asset. | 20 | 2020-05-14 | 3.948 | 78.052 | x | 3 | 3. Moderate | 10410 | Predictive Maintenance | 91.25
1005575 | Vacuum Systems - General | B (Average): Asset is sound, operationally safe and exhibits only minor deterioration. | Category 3 (Recommended): Minor work required to prevent a deterioration of the service provided by the asset. | 20 | 2010-01-25 | 14.2478 | 67.7522 | x | 3 | 4. Significant | 10410 | Predictive Maintenance | 91.25
1005576 | Room Air Conditioners | B (Average): Asset is sound, operationally safe and exhibits only minor deterioration. | Category 3 (Recommended): Minor work required to prevent a deterioration of the service provided by the asset. | 15 | 2020-09-03 | 3.6413 | 81.1449 | x | 1 | 3. Moderate | 11226 | Predictive Maintenance | 91.25
1005577 | Room Air Conditioners | B (Average): Asset is sound, operationally safe and exhibits only minor deterioration. | Category 3 (Recommended): Minor work required to prevent a deterioration of the service provided by the asset. | 15 | 2018-03-22 | 6.0945 | 71.8741 | x | 4 | 3. Moderate | 11227 | Predictive Maintenance | 91.25
1005578 | Room Air Conditioners | B (Average): Asset is sound, operationally safe and exhibits only minor deterioration. | Category 3 (Recommended): Minor work required to prevent a deterioration of the service provided by the asset. | 15 | 2021-05-11 | 2.9569 | 76.0575 | x | 4 | 3. Moderate | 11228 | Predictive Maintenance | 91.25
1005579 | Room Air Conditioners | B (Average): Asset is sound, operationally safe and exhibits only minor deterioration. | Category 3 (Recommended): Minor work required to prevent a deterioration of the service provided by the asset. | 15 | 2017-10-10 | 6.5407 | 71.279 | x | 4 | 3. Moderate | 11229 | Predictive Maintenance | 91.25
1005598 | Traction Lifts | B (Average): Asset is sound, operationally safe and exhibits only minor deterioration. | Category 3 (Recommended): Minor work required to prevent a deterioration of the service provided by the asset. | 20 | 2022-04-30 | 1.9877 | 80.0123 | x | 3 | 4. Significant | 11232 | Predictive Maintenance | 91.25
1005641 | Room Air Conditioners | B (Average): Asset is sound, operationally safe and exhibits only minor deterioration. | Category 3 (Recommended): Minor work required to prevent a deterioration of the service provided by the asset. | 15 | 2011-02-20 | 13.1773 | 62.4303 | x | 4 | 3. Moderate | 11234 | Predictive Maintenance | 91.25
1005642 | Room Air Conditioners | B (Average): Asset is sound, operationally safe and exhibits only minor deterioration. | Category 3 (Recommended): Minor work required to prevent a deterioration of the service provided by the asset. | 15 | 2018-10-05 | 5.5551 | 72.5932 | x | 4 | 3. Moderate | 11235 | Predictive Maintenance | 91.25
1005643 | Room Air Conditioners | B (Average): Asset is sound, operationally safe and exhibits only minor deterioration. | Category 3 (Recommended): Minor work required to prevent a deterioration of the service provided by the asset. | 15 | 2018-09-21 | 5.5934 | 72.5421 | x | 4 | 3. Moderate | 11236 | Predictive Maintenance | 91.25
1005645 | Room Air Conditioners | B (Average): Asset is sound, operationally safe and exhibits only minor deterioration. | Category 3 (Recommended): Minor work required to prevent a deterioration of the service provided by the asset. | 15 | 2014-03-20 | 10.0999 | 66.5334 | x | 4 | 3. Moderate | 11238 | Predictive Maintenance | 91.25
1005646 | Emergency Assistance Alarm | B (Average): Asset is sound, operationally safe and exhibits only minor deterioration. | Category 3 (Recommended): Minor work required to prevent a deterioration of the service provided by the asset. | 10 | 2023-12-01 | 0.39973 | 77.2005 | x | 5 | 5. Severe | 11239 | Predictive Maintenance | 28
1005649 | Air Handling Units - General | B (Average): Asset is sound, operationally safe and exhibits only minor deterioration. | Category 3 (Recommended): Minor work required to prevent a deterioration of the service provided by the asset. | 20 | 2008-08-31 | 15.6496 | 66.3504 | x | 3 | 3. Moderate | 10410 | Predictive Maintenance | 91.25
1005650 | Ventilating Fans - General | B (Average): Asset is sound, operationally safe and exhibits only minor deterioration. | Category 3 (Recommended): Minor work required to prevent a deterioration of the service provided by the asset. | 20 | 2011-08-03 | 12.7283 | 69.2717 | x | 3 | 2. Minor | 10410 | Predictive Maintenance | 182.5
1005651 | Distribution Boards | B (Average): Asset is sound, operationally safe and exhibits only minor deterioration. | Category 3 (Recommended): Minor work required to prevent a deterioration of the service provided by the asset. | 20 | 2022-01-17 | 2.2697 | 83.7303 | x | 1 | 4. Significant | 11241 | Predictive Maintenance | 91.25
1005652 | Distribution Boards | B (Average): Asset is sound, operationally safe and exhibits only minor deterioration. | Category 3 (Recommended): Minor work required to prevent a deterioration of the service provided by the asset. | 20 | 2009-05-18 | 14.9377 | 71.0623 | x | 1 | 4. Significant | 11241 | Predictive Maintenance | 91.25
1005653 | Distribution Boards | B (Average): Asset is sound, operationally safe and exhibits only minor deterioration. | Category 3 (Recommended): Minor work required to prevent a deterioration of the service provided by the asset. | 20 | 2018-11-30 | 5.4018 | 80.5982 | x | 1 | 4. Significant | 11241 | Predictive Maintenance | 91.25
1005654 | Distribution Boards | B (Average): Asset is sound, operationally safe and exhibits only minor deterioration. | Category 3 (Recommended): Minor work required to prevent a deterioration of the service provided by the asset. | 20 | 2019-01-15 | 5.2758 | 80.7242 | x | 1 | 4. Significant | 11241 | Predictive Maintenance | 91.25
1005655 | Traction Lifts | B (Average): Asset is sound, operationally safe and exhibits only minor deterioration. | Category 3 (Recommended): Minor work required to prevent a deterioration of the service provided by the asset. | 20 | 2010-04-17 | 14.0233 | 71.9767 | x | 1 | 4. Significant | 11242 | Predictive Maintenance | 91.25
1005656 | Distribution Boards | B (Average): Asset is sound, operationally safe and exhibits only minor deterioration. | Category 3 (Recommended): Minor work required to prevent a deterioration of the service provided by the asset. | 20 | 2016-11-05 | 7.4689 | 72.5311 | x | 4 | 4. Significant | 11237 | Predictive Maintenance | 91.25
1005657 | Distribution Boards | B (Average): Asset is sound, operationally safe and exhibits only minor deterioration. | Category 3 (Recommended): Minor work required to prevent a deterioration of the service provided by the asset. | 20 | 2019-05-20 | 4.9336 | 75.0664 | x | 4 | 4. Significant | 11237 | Predictive Maintenance | 91.25
1005658 | Distribution Boards | B (Average): Asset is sound, operationally safe and exhibits only minor deterioration. | Category 3 (Recommended): Minor work required to prevent a deterioration of the service provided by the asset. | 20 | 2007-11-09 | 16.46 | 63.54 | x | 4 | 4. Significant | 11237 | Predictive Maintenance | 91.25
1005659 | Distribution Boards | B (Average): Asset is sound, operationally safe and exhibits only minor deterioration. | Category 3 (Recommended): Minor work required to prevent a deterioration of the service provided by the asset. | 20 | 2023-03-19 | 1.1034 | 78.8966 | x | 4 | 4. Significant | 11237 | Predictive Maintenance | 91.25
1005660 | Distribution Boards | B (Average): Asset is sound, operationally safe and exhibits only minor deterioration. | Category 3 (Recommended): Minor work required to prevent a deterioration of the service provided by the asset. | 20 | 2007-04-18 | 17.0212 | 62.9788 | x | 4 | 4. Significant | 11237 | Predictive Maintenance | 91.25
1005661 | Distribution Boards | B (Average): Asset is sound, operationally safe and exhibits only minor deterioration. | Category 3 (Recommended): Minor work required to prevent a deterioration of the service provided by the asset. | 20 | 2010-09-22 | 13.5907 | 72.4093 | x | 1 | 4. Significant | 11243 | Predictive Maintenance | 91.25
1005662 | Distribution Boards | B (Average): Asset is sound, operationally safe and exhibits only minor deterioration. | Category 3 (Recommended): Minor work required to prevent a deterioration of the service provided by the asset. | 20 | 2015-01-09 | 9.2923 | 76.7077 | x | 1 | 4. Significant | 11243 | Predictive Maintenance | 91.25
1005663 | Distribution Boards | B (Average): Asset is sound, operationally safe and exhibits only minor deterioration. | Category 3 (Recommended): Minor work required to prevent a deterioration of the service provided by the asset. | 20 | 2010-02-08 | 14.2094 | 71.7906 | x | 1 | 4. Significant | 11243 | Predictive Maintenance | 91.25
1005664 | Room Air Conditioners | B (Average): Asset is sound, operationally safe and exhibits only minor deterioration. | Category 3 (Recommended): Minor work required to prevent a deterioration of the service provided by the asset. | 15 | 2014-07-30 | 9.7385 | 69.0153 | x | 3 | 3. Moderate | 11244 | Predictive Maintenance | 91.25
1005665 | Distribution Boards | B (Average): Asset is sound, operationally safe and exhibits only minor deterioration. | Category 3 (Recommended): Minor work required to prevent a deterioration of the service provided by the asset. | 20 | 2011-07-15 | 12.7803 | 65.2197 | x | 5 | 4. Significant | 11245 | Predictive Maintenance | 91.25
1005666 | Distribution Boards | B (Average): Asset is sound, operationally safe and exhibits only minor deterioration. | Category 3 (Recommended): Minor work required to prevent a deterioration of the service provided by the asset. | 20 | 2021-01-28 | 3.2389 | 74.7611 | x | 5 | 4. Significant | 11245 | Predictive Maintenance | 91.25
1005667 | Distribution Boards | B (Average): Asset is sound, operationally safe and exhibits only minor deterioration. | Category 3 (Recommended): Minor work required to prevent a deterioration of the service provided by the asset. | 20 | 2021-03-06 | 3.1376 | 76.8624 | x | 4 | 4. Significant | 11237 | Predictive Maintenance | 91.25
1005668 | Distribution Boards | B (Average): Asset is sound, operationally safe and exhibits only minor deterioration. | Category 3 (Recommended): Minor work required to prevent a deterioration of the service provided by the asset. | 20 | 2020-09-20 | 3.5948 | 76.4052 | x | 4 | 4. Significant | 11237 | Predictive Maintenance | 91.25
1005669 | Distribution Boards | B (Average): Asset is sound, operationally safe and exhibits only minor deterioration. | Category 3 (Recommended): Minor work required to prevent a deterioration of the service provided by the asset. | 20 | 2008-06-24 | 15.8357 | 64.1643 | x | 4 | 4. Significant | 11237 | Predictive Maintenance | 91.25
1005670 | Distribution Boards | B (Average): Asset is sound, operationally safe and exhibits only minor deterioration. | Category 3 (Recommended): Minor work required to prevent a deterioration of the service provided by the asset. | 20 | 2013-04-10 | 11.0418 | 68.9582 | x | 4 | 4. Significant | 11237 | Predictive Maintenance | 91.25
1005671 | Distribution Boards | B (Average): Asset is sound, operationally safe and exhibits only minor deterioration. | Category 3 (Recommended): Minor work required to prevent a deterioration of the service provided by the asset. | 20 | 2012-06-02 | 11.896 | 68.104 | x | 4 | 4. Significant | 11237 | Predictive Maintenance | 91.25
1005672 | Distribution Boards | B (Average): Asset is sound, operationally safe and exhibits only minor deterioration. | Category 3 (Recommended): Minor work required to prevent a deterioration of the service provided by the asset. | 20 | 2006-12-06 | 17.3854 | 62.6146 | x | 4 | 4. Significant | 11237 | Predictive Maintenance | 91.25
1005673 | Meter Reading - Electric | B (Average): Asset is sound, operationally safe and exhibits only minor deterioration. | Category 3 (Recommended): Minor work required to prevent a deterioration of the service provided by the asset. | 20 | 2012-11-26 | 11.4114 | 68.5886 | x | 4 | 2. Minor | 11237 | Predictive Maintenance | 182.5
1005674 | Distribution Boards | B (Average): Asset is sound, operationally safe and exhibits only minor deterioration. | Category 3 (Recommended): Minor work required to prevent a deterioration of the service provided by the asset. | 20 | 2008-06-14 | 15.8631 | 64.1369 | x | 4 | 4. Significant | 11237 | Predictive Maintenance | 91.25
1005675 | Distribution Boards | B (Average): Asset is sound, operationally safe and exhibits only minor deterioration. | Category 3 (Recommended): Minor work required to prevent a deterioration of the service provided by the asset. | 20 | 2004-01-15 | 20.2765 | 59.7235 | x | 4 | 4. Significant | 11237 | Predictive Maintenance | 91.25
1005676 | Distribution Boards | B (Average): Asset is sound, operationally safe and exhibits only minor deterioration. | Category 3 (Recommended): Minor work required to prevent a deterioration of the service provided by the asset. | 20 | 2010-02-01 | 14.2286 | 65.7714 | x | 4 | 4. Significant | 11237 | Predictive Maintenance | 91.25
1005677 | Meter Reading - Electric | B (Average): Asset is sound, operationally safe and exhibits only minor deterioration. | Category 3 (Recommended): Minor work required to prevent a deterioration of the service provided by the asset. | 20 | 2009-05-26 | 14.9158 | 65.0842 | x | 4 | 2. Minor | 11237 | Predictive Maintenance | 182.5
1005678 | Distribution Boards | B (Average): Asset is sound, operationally safe and exhibits only minor deterioration. | Category 3 (Recommended): Minor work required to prevent a deterioration of the service provided by the asset. | 20 | 2019-05-09 | 4.9637 | 75.0363 | x | 4 | 4. Significant | 11237 | Predictive Maintenance | 91.25
1005679 | Distribution Boards | B (Average): Asset is sound, operationally safe and exhibits only minor deterioration. | Category 3 (Recommended): Minor work required to prevent a deterioration of the service provided by the asset. | 20 | 2012-11-14 | 11.4442 | 68.5558 | x | 4 | 4. Significant | 11237 | Predictive Maintenance | 91.25
1005680 | Distribution Boards | B (Average): Asset is sound, operationally safe and exhibits only minor deterioration. | Category 3 (Recommended): Minor work required to prevent a deterioration of the service provided by the asset. | 20 | 2005-11-27 | 18.4093 | 61.5907 | x | 4 | 4. Significant | 11237 | Predictive Maintenance | 91.25
1005681 | Room Air Conditioners | B (Average): Asset is sound, operationally safe and exhibits only minor deterioration. | Category 3 (Recommended): Minor work required to prevent a deterioration of the service provided by the asset. | 15 | 2012-01-21 | 12.2601 | 63.6532 | x | 4 | 3. Moderate | 11246 | Predictive Maintenance | 91.25
1005683 | Room Air Conditioners | B (Average): Asset is sound, operationally safe and exhibits only minor deterioration. | Category 3 (Recommended): Minor work required to prevent a deterioration of the service provided by the asset. | 15 | 2012-08-24 | 11.6687 | 64.4417 | x | 4 | 3. Moderate | 11248 | Predictive Maintenance | 91.25
1005684 | Room Air Conditioners | B (Average): Asset is sound, operationally safe and exhibits only minor deterioration. | Category 3 (Recommended): Minor work required to prevent a deterioration of the service provided by the asset. | 15 | 2017-02-27 | 7.1567 | 70.4577 | x | 4 | 3. Moderate | 11249 | Predictive Maintenance | 91.25
1005685 | Room Air Conditioners | B (Average): Asset is sound, operationally safe and exhibits only minor deterioration. | Category 3 (Recommended): Minor work required to prevent a deterioration of the service provided by the asset. | 15 | 2010-12-16 | 13.358 | 62.1894 | x | 4 | 3. Moderate | 11249 | Predictive Maintenance | 91.25
1005686 | Room Air Conditioners | B (Average): Asset is sound, operationally safe and exhibits only minor deterioration. | Category 3 (Recommended): Minor work required to prevent a deterioration of the service provided by the asset. | 15 | 2023-09-07 | 0.63244 | 79.1567 | x | 4 | 3. Moderate | 11250 | Predictive Maintenance | 91.25
1005687 | Room Air Conditioners | B (Average): Asset is sound, operationally safe and exhibits only minor deterioration. | Category 3 (Recommended): Minor work required to prevent a deterioration of the service provided by the asset. | 15 | 2013-01-21 | 11.258 | 64.9893 | x | 4 | 3. Moderate | 11223 | Predictive Maintenance | 91.25
1005688 | Room Air Conditioners | B (Average): Asset is sound, operationally safe and exhibits only minor deterioration. | Category 3 (Recommended): Minor work required to prevent a deterioration of the service provided by the asset. | 15 | 2022-12-24 | 1.3361 | 78.2186 | x | 4 | 3. Moderate | 11251 | Predictive Maintenance | 91.25
1005689 | Room Air Conditioners | B (Average): Asset is sound, operationally safe and exhibits only minor deterioration. | Category 3 (Recommended): Minor work required to prevent a deterioration of the service provided by the asset. | 15 | 2016-05-16 | 7.9425 | 69.41 | x | 4 | 3. Moderate | 11252 | Predictive Maintenance | 91.25
1005690 | Room Air Conditioners | B (Average): Asset is sound, operationally safe and exhibits only minor deterioration. | Category 3 (Recommended): Minor work required to prevent a deterioration of the service provided by the asset. | 15 | 2019-11-16 | 4.4408 | 74.0789 | x | 4 | 3. Moderate | 11253 | Predictive Maintenance | 91.25
1005691 | Room Air Conditioners | B (Average): Asset is sound, operationally safe and exhibits only minor deterioration. | Category 3 (Recommended): Minor work required to prevent a deterioration of the service provided by the asset. | 15 | 2017-12-20 | 6.3463 | 71.5382 | x | 4 | 3. Moderate | 11254 | Predictive Maintenance | 91.25
1005692 | Room Air Conditioners | B (Average): Asset is sound, operationally safe and exhibits only minor deterioration. | Category 3 (Recommended): Minor work required to prevent a deterioration of the service provided by the asset. | 15 | 2023-12-21 | 0.34497 | 79.54 | x | 4 | 3. Moderate | 11133 | Predictive Maintenance | 91.25
1005693 | Laboratory Fume Cupboard | B (Average): Asset is sound, operationally safe and exhibits only minor deterioration. | Category 3 (Recommended): Minor work required to prevent a deterioration of the service provided by the asset. | 15 | 2012-09-01 | 11.6468 | 64.4709 | x | 4 | 4. Significant | 11132 | Predictive Maintenance | 91.25
1005694 | Air Handling Units - General | B (Average): Asset is sound, operationally safe and exhibits only minor deterioration. | Category 3 (Recommended): Minor work required to prevent a deterioration of the service provided by the asset. | 20 | 2011-06-16 | 12.8597 | 67.1403 | x | 4 | 3. Moderate | 10423 | Predictive Maintenance | 91.25
1005695 | Ventilating Fans - General | B (Average): Asset is sound, operationally safe and exhibits only minor deterioration. | Category 3 (Recommended): Minor work required to prevent a deterioration of the service provided by the asset. | 20 | 2019-07-09 | 4.7967 | 75.2033 | x | 4 | 2. Minor | 10423 | Predictive Maintenance | 182.5
1005696 | Outstations | B (Average): Asset is sound, operationally safe and exhibits only minor deterioration. | Category 3 (Recommended): Minor work required to prevent a deterioration of the service provided by the asset. | 10 | 2020-06-04 | 3.8905 | 78.219 | x | 1 | 4. Significant | 10368 | Predictive Maintenance | 91.25
1005697 | Gas Detection/Flammable | B (Average): Asset is sound, operationally safe and exhibits only minor deterioration. | Category 3 (Recommended): Minor work required to prevent a deterioration of the service provided by the asset. | 15 | 2021-10-04 | 2.5572 | 82.5905 | x | 1 | 5. Severe | 10368 | Predictive Maintenance | 28
1005698 | Outstations | B (Average): Asset is sound, operationally safe and exhibits only minor deterioration. | Category 3 (Recommended): Minor work required to prevent a deterioration of the service provided by the asset. | 10 | 2015-10-15 | 8.5284 | 68.9432 | x | 1 | 4. Significant | 10368 | Predictive Maintenance | 91.25
1005699 | Distribution Boards | B (Average): Asset is sound, operationally safe and exhibits only minor deterioration. | Category 3 (Recommended): Minor work required to prevent a deterioration of the service provided by the asset. | 20 | 2010-10-14 | 13.5305 | 72.4695 | x | 1 | 4. Significant | 11255 | Predictive Maintenance | 91.25
1005700 | Distribution Boards | B (Average): Asset is sound, operationally safe and exhibits only minor deterioration. | Category 3 (Recommended): Minor work required to prevent a deterioration of the service provided by the asset. | 20 | 2005-08-10 | 18.7077 | 67.2923 | x | 1 | 4. Significant | 11255 | Predictive Maintenance | 91.25
1005701 | Distribution Boards | B (Average): Asset is sound, operationally safe and exhibits only minor deterioration. | Category 3 (Recommended): Minor work required to prevent a deterioration of the service provided by the asset. | 20 | 2011-01-24 | 13.2512 | 72.7488 | x | 1 | 4. Significant | 11255 | Predictive Maintenance | 91.25
1005702 | Distribution Boards | B (Average): Asset is sound, operationally safe and exhibits only minor deterioration. | Category 3 (Recommended): Minor work required to prevent a deterioration of the service provided by the asset. | 20 | 2022-09-14 | 1.6126 | 84.3874 | x | 1 | 4. Significant | 11255 | Predictive Maintenance | 91.25
1005703 | Distribution Boards | B (Average): Asset is sound, operationally safe and exhibits only minor deterioration. | Category 3 (Recommended): Minor work required to prevent a deterioration of the service provided by the asset. | 20 | 2018-01-29 | 6.2368 | 79.7632 | x | 1 | 4. Significant | 11255 | Predictive Maintenance | 91.25
1005704 | Distribution Boards | B (Average): Asset is sound, operationally safe and exhibits only minor deterioration. | Category 3 (Recommended): Minor work required to prevent a deterioration of the service provided by the asset. | 20 | 2022-05-26 | 1.9165 | 84.0835 | x | 1 | 4. Significant | 11255 | Predictive Maintenance | 91.25
1005705 | Distribution Boards | B (Average): Asset is sound, operationally safe and exhibits only minor deterioration. | Category 3 (Recommended): Minor work required to prevent a deterioration of the service provided by the asset. | 20 | 2006-11-23 | 17.4209 | 68.5791 | x | 1 | 4. Significant | 11255 | Predictive Maintenance | 91.25
1005707 | Room Air Conditioners | B (Average): Asset is sound, operationally safe and exhibits only minor deterioration. | Category 3 (Recommended): Minor work required to prevent a deterioration of the service provided by the asset. | 15 | 2013-09-22 | 10.59 | 65.88 | x | 4 | 3. Moderate | 11132 | Predictive Maintenance | 91.25
1005708 | Insect Killer | B (Average): Asset is sound, operationally safe and exhibits only minor deterioration. | Category 3 (Recommended): Minor work required to prevent a deterioration of the service provided by the asset. | 8 | 2020-07-04 | 3.8084 | 70.4791 | x | 4 | 2. Minor | 11256 | Predictive Maintenance | 182.5
1005709 | Gas Detector Sensors/Carbon Monoxide Sensors | B (Average): Asset is sound, operationally safe and exhibits only minor deterioration. | Category 3 (Recommended): Minor work required to prevent a deterioration of the service provided by the asset. | 8 | 2021-11-13 | 2.4476 | 73.8809 | x | 4 | 5. Severe | 11256 | Predictive Maintenance | 28
1005711 | Room Air Conditioners | B (Average): Asset is sound, operationally safe and exhibits only minor deterioration. | Category 3 (Recommended): Minor work required to prevent a deterioration of the service provided by the asset. | 15 | 2017-07-04 | 6.809 | 70.9213 | x | 4 | 3. Moderate | 10423 | Predictive Maintenance | 91.25
1005712 | Room Air Conditioners | B (Average): Asset is sound, operationally safe and exhibits only minor deterioration. | Category 3 (Recommended): Minor work required to prevent a deterioration of the service provided by the asset. | 15 | 2014-01-04 | 10.3053 | 66.2596 | x | 4 | 3. Moderate | 10423 | Predictive Maintenance | 91.25
1005713 | Ventilating Fans - General | B (Average): Asset is sound, operationally safe and exhibits only minor deterioration. | Category 3 (Recommended): Minor work required to prevent a deterioration of the service provided by the asset. | 20 | 2004-03-16 | 20.1095 | 59.8905 | x | 4 | 2. Minor | 10423 | Predictive Maintenance | 182.5
1005714 | Cold Water Storage Tanks and Cisterns | B (Average): Asset is sound, operationally safe and exhibits only minor deterioration. | Category 3 (Recommended): Minor work required to prevent a deterioration of the service provided by the asset. | 25 | 2011-11-12 | 12.4517 | 70.0386 | x | 4 | 4. Significant | 11257 | Predictive Maintenance | 91.25
1005715 | Ventilating Fans - General | B (Average): Asset is sound, operationally safe and exhibits only minor deterioration. | Category 3 (Recommended): Minor work required to prevent a deterioration of the service provided by the asset. | 20 | 2023-10-05 | 0.55578 | 79.4442 | x | 4 | 2. Minor | 11258 | Predictive Maintenance | 182.5
1005717 | Ventilating Fans - General | B (Average): Asset is sound, operationally safe and exhibits only minor deterioration. | Category 3 (Recommended): Minor work required to prevent a deterioration of the service provided by the asset. | 20 | 2012-01-14 | 12.2793 | 67.7207 | x | 4 | 2. Minor | 11260 | Predictive Maintenance | 182.5
1005718 | Ventilating Fans - General | B (Average): Asset is sound, operationally safe and exhibits only minor deterioration. | Category 3 (Recommended): Minor work required to prevent a deterioration of the service provided by the asset. | 20 | 2021-02-11 | 3.2005 | 76.7995 | x | 4 | 2. Minor | 11261 | Predictive Maintenance | 182.5
1005719 | Laboratory Fume Cupboard | B (Average): Asset is sound, operationally safe and exhibits only minor deterioration. | Category 3 (Recommended): Minor work required to prevent a deterioration of the service provided by the asset. | 15 | 2020-02-26 | 4.1615 | 74.4513 | x | 4 | 4. Significant | 10423 | Predictive Maintenance | 91.25
1005720 | Ventilating Fans - General | B (Average): Asset is sound, operationally safe and exhibits only minor deterioration. | Category 3 (Recommended): Minor work required to prevent a deterioration of the service provided by the asset. | 20 | 2008-12-20 | 15.3457 | 64.6543 | x | 4 | 2. Minor | 11262 | Predictive Maintenance | 182.5
1005722 | Ventilating Fans - General | B (Average): Asset is sound, operationally safe and exhibits only minor deterioration. | Category 3 (Recommended): Minor work required to prevent a deterioration of the service provided by the asset. | 20 | 2021-07-25 | 2.7515 | 77.2485 | x | 4 | 2. Minor | 10421 | Predictive Maintenance | 182.5
1005723 | Ventilating Fans - General | B (Average): Asset is sound, operationally safe and exhibits only minor deterioration. | Category 3 (Recommended): Minor work required to prevent a deterioration of the service provided by the asset. | 20 | 2020-03-26 | 4.0821 | 75.9179 | x | 4 | 2. Minor | 11264 | Predictive Maintenance | 182.5
1005725 | Outstations | B (Average): Asset is sound, operationally safe and exhibits only minor deterioration. | Category 3 (Recommended): Minor work required to prevent a deterioration of the service provided by the asset. | 10 | 2015-12-01 | 8.3997 | 69.2005 | x | 1 | 4. Significant | 10079 | Predictive Maintenance | 91.25
1005726 | Outstations | B (Average): Asset is sound, operationally safe and exhibits only minor deterioration. | Category 3 (Recommended): Minor work required to prevent a deterioration of the service provided by the asset. | 10 | 2020-08-19 | 3.6824 | 78.6352 | x | 1 | 4. Significant | 10079 | Predictive Maintenance | 91.25
1005727 | Distribution Boards | B (Average): Asset is sound, operationally safe and exhibits only minor deterioration. | Category 3 (Recommended): Minor work required to prevent a deterioration of the service provided by the asset. | 20 | 2008-03-01 | 16.1506 | 69.8494 | x | 1 | 4. Significant | 10602 | Predictive Maintenance | 91.25
1005728 | Distribution Boards | B (Average): Asset is sound, operationally safe and exhibits only minor deterioration. | Category 3 (Recommended): Minor work required to prevent a deterioration of the service provided by the asset. | 20 | 2008-07-13 | 15.7837 | 70.2163 | x | 1 | 4. Significant | 10602 | Predictive Maintenance | 91.25
1005729 | Distribution Boards | B (Average): Asset is sound, operationally safe and exhibits only minor deterioration. | Category 3 (Recommended): Minor work required to prevent a deterioration of the service provided by the asset. | 20 | 2016-02-29 | 8.1533 | 77.8467 | x | 1 | 4. Significant | 10602 | Predictive Maintenance | 91.25
1005730 | Distribution Boards | B (Average): Asset is sound, operationally safe and exhibits only minor deterioration. | Category 3 (Recommended): Minor work required to prevent a deterioration of the service provided by the asset. | 20 | 2024-01-17 | 0.27105 | 85.729 | x | 1 | 4. Significant | 10602 | Predictive Maintenance | 91.25
1005731 | Distribution Boards | B (Average): Asset is sound, operationally safe and exhibits only minor deterioration. | Category 3 (Recommended): Minor work required to prevent a deterioration of the service provided by the asset. | 20 | 2016-11-13 | 7.447 | 78.553 | x | 1 | 4. Significant | 10602 | Predictive Maintenance | 91.25
1005732 | Distribution Boards | B (Average): Asset is sound, operationally safe and exhibits only minor deterioration. | Category 3 (Recommended): Minor work required to prevent a deterioration of the service provided by the asset. | 20 | 2005-10-17 | 18.5216 | 67.4784 | x | 1 | 4. Significant | 10602 | Predictive Maintenance | 91.25
1005733 | Fire Alarm System | B (Average): Asset is sound, operationally safe and exhibits only minor deterioration. | Category 3 (Recommended): Minor work required to prevent a deterioration of the service provided by the asset. | 15 | 2020-05-10 | 3.9589 | 76.7214 | x | 3 | 5. Severe | 11266 | Predictive Maintenance | 28
1005734 | Fire Alarm System | A (Good): Asset is as new and can be expected to perform adequately to its full normal life if maintained appropriately. | Category 4 (Normal): No work required beyond normal maintenance. | 15 | 2019-10-06 | 4.553 | 89.9293 | x | 3 | 5. Severe | 11267 | Predictive Maintenance | 162.5
1005735 | Fire Alarm System | B (Average): Asset is sound, operationally safe and exhibits only minor deterioration. | Category 3 (Recommended): Minor work required to prevent a deterioration of the service provided by the asset. | 15 | 2020-08-26 | 3.6632 | 77.1157 | x | 3 | 5. Severe | 11268 | Predictive Maintenance | 28
1005736 | Fire Alarm System | B (Average): Asset is sound, operationally safe and exhibits only minor deterioration. | Category 3 (Recommended): Minor work required to prevent a deterioration of the service provided by the asset. | 15 | 2014-01-01 | 10.3135 | 72.2487 | x | 1 | 5. Severe | 11269 | Predictive Maintenance | 28
1005737 | Outstations | B (Average): Asset is sound, operationally safe and exhibits only minor deterioration. | Category 3 (Recommended): Minor work required to prevent a deterioration of the service provided by the asset. | 10 | 2021-11-16 | 2.4394 | 81.1211 | x | 1 | 4. Significant | 10102 | Predictive Maintenance | 91.25
1005738 | Outstations | B (Average): Asset is sound, operationally safe and exhibits only minor deterioration. | Category 3 (Recommended): Minor work required to prevent a deterioration of the service provided by the asset. | 10 | 2020-04-18 | 4.0192 | 77.9617 | x | 1 | 4. Significant | 10368 | Predictive Maintenance | 91.25
1005739 | Distribution Boards | B (Average): Asset is sound, operationally safe and exhibits only minor deterioration. | Category 3 (Recommended): Minor work required to prevent a deterioration of the service provided by the asset. | 20 | 2007-09-22 | 16.5914 | 69.4086 | x | 1 | 4. Significant | 11270 | Predictive Maintenance | 91.25
1005740 | Distribution Boards | B (Average): Asset is sound, operationally safe and exhibits only minor deterioration. | Category 3 (Recommended): Minor work required to prevent a deterioration of the service provided by the asset. | 20 | 2010-04-02 | 14.0643 | 71.9357 | x | 1 | 4. Significant | 11270 | Predictive Maintenance | 91.25
1005741 | Distribution Boards | B (Average): Asset is sound, operationally safe and exhibits only minor deterioration. | Category 3 (Recommended): Minor work required to prevent a deterioration of the service provided by the asset. | 20 | 2022-05-14 | 1.9493 | 84.0507 | x | 1 | 4. Significant | 11270 | Predictive Maintenance | 91.25
1005742 | Distribution Boards | B (Average): Asset is sound, operationally safe and exhibits only minor deterioration. | Category 3 (Recommended): Minor work required to prevent a deterioration of the service provided by the asset. | 20 | 2016-08-14 | 7.6961 | 78.3039 | x | 1 | 4. Significant | 11270 | Predictive Maintenance | 91.25
1005743 | Distribution Boards | B (Average): Asset is sound, operationally safe and exhibits only minor deterioration. | Category 3 (Recommended): Minor work required to prevent a deterioration of the service provided by the asset. | 20 | 2004-12-31 | 19.3155 | 66.6845 | x | 1 | 4. Significant | 11270 | Predictive Maintenance | 91.25
1005744 | Distribution Boards | B (Average): Asset is sound, operationally safe and exhibits only minor deterioration. | Category 3 (Recommended): Minor work required to prevent a deterioration of the service provided by the asset. | 20 | 2023-08-21 | 0.67899 | 85.321 | x | 1 | 4. Significant | 11270 | Predictive Maintenance | 91.25
1005745 | Distribution Boards | B (Average): Asset is sound, operationally safe and exhibits only minor deterioration. | Category 3 (Recommended): Minor work required to prevent a deterioration of the service provided by the asset. | 20 | 2005-04-14 | 19.0308 | 66.9692 | x | 1 | 4. Significant | 11270 | Predictive Maintenance | 91.25
1005746 | Distribution Boards | B (Average): Asset is sound, operationally safe and exhibits only minor deterioration. | Category 3 (Recommended): Minor work required to prevent a deterioration of the service provided by the asset. | 20 | 2011-09-30 | 12.5695 | 73.4305 | x | 1 | 4. Significant | 11270 | Predictive Maintenance | 91.25
1005747 | Distribution Boards | B (Average): Asset is sound, operationally safe and exhibits only minor deterioration. | Category 3 (Recommended): Minor work required to prevent a deterioration of the service provided by the asset. | 20 | 2014-07-26 | 9.7495 | 76.2505 | x | 1 | 4. Significant | 11270 | Predictive Maintenance | 91.25
1005748 | Meter Reading - Electric | B (Average): Asset is sound, operationally safe and exhibits only minor deterioration. | Category 3 (Recommended): Minor work required to prevent a deterioration of the service provided by the asset. | 20 | 2012-02-17 | 12.1862 | 73.8138 | x | 1 | 2. Minor | 11270 | Predictive Maintenance | 182.5
1005749 | Meter Reading - Electric | B (Average): Asset is sound, operationally safe and exhibits only minor deterioration. | Category 3 (Recommended): Minor work required to prevent a deterioration of the service provided by the asset. | 20 | 2016-04-11 | 8.0383 | 77.9617 | x | 1 | 2. Minor | 11270 | Predictive Maintenance | 182.5
1005750 | Meter Reading - Electric | B (Average): Asset is sound, operationally safe and exhibits only minor deterioration. | Category 3 (Recommended): Minor work required to prevent a deterioration of the service provided by the asset. | 20 | 2007-02-08 | 17.2101 | 68.7899 | x | 1 | 2. Minor | 11270 | Predictive Maintenance | 182.5
1005751 | Distribution Boards | B (Average): Asset is sound, operationally safe and exhibits only minor deterioration. | Category 3 (Recommended): Minor work required to prevent a deterioration of the service provided by the asset. | 20 | 2021-07-28 | 2.7433 | 83.2567 | x | 1 | 4. Significant | 11271 | Predictive Maintenance | 91.25
1005752 | Fire Alarm System | B (Average): Asset is sound, operationally safe and exhibits only minor deterioration. | Category 3 (Recommended): Minor work required to prevent a deterioration of the service provided by the asset. | 15 | 2015-11-12 | 8.4517 | 70.731 | x | 3 | 5. Severe | 11272 | Predictive Maintenance | 28
1005753 | Fire Alarm System | B (Average): Asset is sound, operationally safe and exhibits only minor deterioration. | Category 3 (Recommended): Minor work required to prevent a deterioration of the service provided by the asset. | 15 | 2020-01-14 | 4.2793 | 76.2943 | x | 3 | 5. Severe | 11273 | Predictive Maintenance | 28
1005754 | Fire Alarm System | B (Average): Asset is sound, operationally safe and exhibits only minor deterioration. | Category 3 (Recommended): Minor work required to prevent a deterioration of the service provided by the asset. | 15 | 2020-02-11 | 4.2026 | 76.3965 | x | 3 | 5. Severe | 11274 | Predictive Maintenance | 28
1005755 | Ventilating Fans - General | B (Average): Asset is sound, operationally safe and exhibits only minor deterioration. | Category 3 (Recommended): Minor work required to prevent a deterioration of the service provided by the asset. | 20 | 2020-10-09 | 3.5428 | 76.4572 | x | 4 | 2. Minor | 11132 | Predictive Maintenance | 182.5
1005756 | Ventilating Fans - General | B (Average): Asset is sound, operationally safe and exhibits only minor deterioration. | Category 3 (Recommended): Minor work required to prevent a deterioration of the service provided by the asset. | 20 | 2012-04-10 | 12.0411 | 67.9589 | x | 4 | 2. Minor | 11132 | Predictive Maintenance | 182.5
1005757 | Distribution Boards | B (Average): Asset is sound, operationally safe and exhibits only minor deterioration. | Category 3 (Recommended): Minor work required to prevent a deterioration of the service provided by the asset. | 20 | 2021-12-17 | 2.3546 | 77.6454 | x | 4 | 4. Significant | 11275 | Predictive Maintenance | 91.25
1005758 | Distribution Boards | B (Average): Asset is sound, operationally safe and exhibits only minor deterioration. | Category 3 (Recommended): Minor work required to prevent a deterioration of the service provided by the asset. | 20 | 2023-03-11 | 1.1253 | 78.8747 | x | 4 | 4. Significant | 11275 | Predictive Maintenance | 91.25
1005759 | Outstations | B (Average): Asset is sound, operationally safe and exhibits only minor deterioration. | Category 3 (Recommended): Minor work required to prevent a deterioration of the service provided by the asset. | 10 | 2015-10-26 | 8.4983 | 63.0034 | x | 4 | 4. Significant | 11275 | Predictive Maintenance | 91.25
1005760 | Insect Killer | B (Average): Asset is sound, operationally safe and exhibits only minor deterioration. | Category 3 (Recommended): Minor work required to prevent a deterioration of the service provided by the asset. | 8 | 2017-12-20 | 6.3463 | 64.1342 | x | 4 | 2. Minor | 10870 | Predictive Maintenance | 182.5
1005762 | Insect Killer | B (Average): Asset is sound, operationally safe and exhibits only minor deterioration. | Category 3 (Recommended): Minor work required to prevent a deterioration of the service provided by the asset. | 8 | 2019-12-02 | 4.397 | 69.0075 | x | 4 | 2. Minor | 10870 | Predictive Maintenance | 182.5
1005763 | Insect Killer | B (Average): Asset is sound, operationally safe and exhibits only minor deterioration. | Category 3 (Recommended): Minor work required to prevent a deterioration of the service provided by the asset. | 8 | 2019-05-07 | 4.9692 | 73.577 | x | 1 | 2. Minor | 11276 | Predictive Maintenance | 182.5
1005764 | Distribution Boards | B (Average): Asset is sound, operationally safe and exhibits only minor deterioration. | Category 3 (Recommended): Minor work required to prevent a deterioration of the service provided by the asset. | 20 | 2014-02-01 | 10.2286 | 69.7714 | x | 4 | 4. Significant | 11256 | Predictive Maintenance | 91.25
1005765 | Distribution Boards | B (Average): Asset is sound, operationally safe and exhibits only minor deterioration. | Category 3 (Recommended): Minor work required to prevent a deterioration of the service provided by the asset. | 20 | 2020-02-14 | 4.1944 | 75.8056 | x | 4 | 4. Significant | 11256 | Predictive Maintenance | 91.25
1005766 | Distribution Boards | B (Average): Asset is sound, operationally safe and exhibits only minor deterioration. | Category 3 (Recommended): Minor work required to prevent a deterioration of the service provided by the asset. | 20 | 2011-03-28 | 13.0787 | 66.9213 | x | 4 | 4. Significant | 11256 | Predictive Maintenance | 91.25
1005767 | Expansion Vessels | A (Good): Asset is as new and can be expected to perform adequately to its full normal life if maintained appropriately. | Category 4 (Normal): No work required beyond normal maintenance. | 15 | 2023-10-24 | 0.50376 | 91.3283 | x | 5 | 4. Significant | 10429 | Predictive Maintenance | 162.5
1005768 | Expansion Vessels | A (Good): Asset is as new and can be expected to perform adequately to its full normal life if maintained appropriately. | Category 4 (Normal): No work required beyond normal maintenance. | 15 | 2013-05-13 | 10.9514 | 77.3981 | x | 5 | 4. Significant | 10429 | Predictive Maintenance | 162.5
1005769 | Expansion Vessels | A (Good): Asset is as new and can be expected to perform adequately to its full normal life if maintained appropriately. | Category 4 (Normal): No work required beyond normal maintenance. | 15 | 2021-03-23 | 3.091 | 87.8786 | x | 5 | 4. Significant | 10429 | Predictive Maintenance | 162.5
1005770 | Air Compressors and Receivers | B (Average): Asset is sound, operationally safe and exhibits only minor deterioration. | Category 3 (Recommended): Minor work required to prevent a deterioration of the service provided by the asset. | 20 | 2017-09-29 | 6.5708 | 73.4292 | x | 4 | 3. Moderate | 11277 | Predictive Maintenance | 91.25
1005771 | Air Compressors and Receivers | B (Average): Asset is sound, operationally safe and exhibits only minor deterioration. | Category 3 (Recommended): Minor work required to prevent a deterioration of the service provided by the asset. | 20 | 2018-03-20 | 6.0999 | 73.9001 | x | 4 | 3. Moderate | 11277 | Predictive Maintenance | 91.25
1005772 | Air Compressors and Receivers | B (Average): Asset is sound, operationally safe and exhibits only minor deterioration. | Category 3 (Recommended): Minor work required to prevent a deterioration of the service provided by the asset. | 20 | 2019-06-19 | 4.8515 | 73.1485 | x | 5 | 3. Moderate | 10429 | Predictive Maintenance | 91.25
1005773 | Nitrogen Generator, Vessels & Associated Valves & Controls | B (Average): Asset is sound, operationally safe and exhibits only minor deterioration. | Category 3 (Recommended): Minor work required to prevent a deterioration of the service provided by the asset. | 15 | 2013-11-08 | 10.4613 | 64.0516 | x | 5 | 4. Significant | 10429 | Predictive Maintenance | 91.25
1005774 | Expansion Vessels | B (Average): Asset is sound, operationally safe and exhibits only minor deterioration. | Category 3 (Recommended): Minor work required to prevent a deterioration of the service provided by the asset. | 15 | 2013-04-01 | 11.0664 | 63.2448 | x | 5 | 4. Significant | 10429 | Predictive Maintenance | 91.25
1005775 | Vacuum Systems - General | B (Average): Asset is sound, operationally safe and exhibits only minor deterioration. | Category 3 (Recommended): Minor work required to prevent a deterioration of the service provided by the asset. | 20 | 2006-12-03 | 17.3936 | 60.6064 | x | 5 | 4. Significant | 10429 | Predictive Maintenance | 91.25
1005776 | Pneumatic Equipment/Compressed Air Systems | B (Average): Asset is sound, operationally safe and exhibits only minor deterioration. | Category 3 (Recommended): Minor work required to prevent a deterioration of the service provided by the asset. | 20 | 2017-08-11 | 6.705 | 71.295 | x | 5 | 4. Significant | 10429 | Predictive Maintenance | 91.25
1005777 | Cold Water Storage Tanks and Cisterns | B (Average): Asset is sound, operationally safe and exhibits only minor deterioration. | Category 3 (Recommended): Minor work required to prevent a deterioration of the service provided by the asset. | 15 | 2023-08-15 | 0.69541 | 77.0728 | x | 5 | 4. Significant | 10429 | Predictive Maintenance | 91.25
1005778 | Hot Water Calorifiers - Heated by LTHW | A (Good): Asset is as new and can be expected to perform adequately to its full normal life if maintained appropriately. | Category 4 (Normal): No work required beyond normal maintenance. | 20 | 2008-06-21 | 15.8439 | 76.1561 | x | 5 | 4. Significant | 10429 | Predictive Maintenance | 162.5
1005781 | Atmospheric Gas Burner - Condensing Boiler | B (Average): Asset is sound, operationally safe and exhibits only minor deterioration. | Category 3 (Recommended): Minor work required to prevent a deterioration of the service provided by the asset. | 20 | 2015-04-19 | 9.0185 | 72.9815 | x | 3 | 4. Significant | 10362 | Predictive Maintenance | 91.25
1005782 | Atmospheric Gas Burner - Condensing Boiler | B (Average): Asset is sound, operationally safe and exhibits only minor deterioration. | Category 3 (Recommended): Minor work required to prevent a deterioration of the service provided by the asset. | 20 | 2017-04-28 | 6.9925 | 75.0075 | x | 3 | 4. Significant | 10362 | Predictive Maintenance | 91.25
1005783 | Atmospheric Gas Burner - Condensing Boiler | B (Average): Asset is sound, operationally safe and exhibits only minor deterioration. | Category 3 (Recommended): Minor work required to prevent a deterioration of the service provided by the asset. | 20 | 2020-06-16 | 3.8576 | 78.1424 | x | 3 | 4. Significant | 10362 | Predictive Maintenance | 91.25
1005784 | Atmospheric Gas Burner - Condensing Boiler | B (Average): Asset is sound, operationally safe and exhibits only minor deterioration. | Category 3 (Recommended): Minor work required to prevent a deterioration of the service provided by the asset. | 20 | 2004-06-29 | 19.822 | 62.178 | x | 3 | 4. Significant | 10362 | Predictive Maintenance | 91.25
1005785 | Atmospheric Gas Burner - Condensing Boiler | B (Average): Asset is sound, operationally safe and exhibits only minor deterioration. | Category 3 (Recommended): Minor work required to prevent a deterioration of the service provided by the asset. | 20 | 2018-05-30 | 5.9055 | 76.0945 | x | 3 | 4. Significant | 10362 | Predictive Maintenance | 91.25
1005786 | Gas Detection/Flammable | B (Average): Asset is sound, operationally safe and exhibits only minor deterioration. | Category 3 (Recommended): Minor work required to prevent a deterioration of the service provided by the asset. | 15 | 2018-11-18 | 5.4346 | 70.7538 | x | 5 | 5. Severe | 10429 | Predictive Maintenance | 28
1005788 | Traction Lifts | B (Average): Asset is sound, operationally safe and exhibits only minor deterioration. | Category 3 (Recommended): Minor work required to prevent a deterioration of the service provided by the asset. | 20 | 2008-06-03 | 15.8932 | 66.1068 | x | 3 | 4. Significant | 11278 | Predictive Maintenance | 91.25
1005789 | Traction Lifts | B (Average): Asset is sound, operationally safe and exhibits only minor deterioration. | Category 3 (Recommended): Minor work required to prevent a deterioration of the service provided by the asset. | 20 | 2019-10-25 | 4.501 | 77.499 | x | 3 | 4. Significant | 11279 | Predictive Maintenance | 91.25
1005793 | Traction Lifts | B (Average): Asset is sound, operationally safe and exhibits only minor deterioration. | Category 3 (Recommended): Minor work required to prevent a deterioration of the service provided by the asset. | 20 | 2021-04-22 | 3.0089 | 78.9911 | x | 3 | 4. Significant | 11283 | Predictive Maintenance | 91.25
1005794 | Expansion Vessels | B (Average): Asset is sound, operationally safe and exhibits only minor deterioration. | Category 3 (Recommended): Minor work required to prevent a deterioration of the service provided by the asset. | 15 | 2010-11-24 | 13.4182 | 68.1091 | x | 1 | 4. Significant | 10368 | Predictive Maintenance | 91.25
1005795 | Expansion Vessels | B (Average): Asset is sound, operationally safe and exhibits only minor deterioration. | Category 3 (Recommended): Minor work required to prevent a deterioration of the service provided by the asset. | 15 | 2016-09-02 | 7.6441 | 75.8079 | x | 1 | 4. Significant | 10368 | Predictive Maintenance | 91.25
1005798 | Hot Water Calorifiers - Heated by LTHW | A (Good): Asset is as new and can be expected to perform adequately to its full normal life if maintained appropriately. | Category 4 (Normal): No work required beyond normal maintenance. | 20 | 2015-06-11 | 8.8734 | 91.1266 | x | 1 | 4. Significant | 10368 | Predictive Maintenance | 162.5
1005799 | Hot Water Calorifiers - Heated by LTHW | B (Average): Asset is sound, operationally safe and exhibits only minor deterioration. | Category 3 (Recommended): Minor work required to prevent a deterioration of the service provided by the asset. | 20 | 2023-11-13 | 0.44901 | 85.551 | x | 1 | 4. Significant | 10368 | Predictive Maintenance | 91.25
1005800 | Hot Water Calorifiers - Heated by LTHW | B (Average): Asset is sound, operationally safe and exhibits only minor deterioration. | Category 3 (Recommended): Minor work required to prevent a deterioration of the service provided by the asset. | 20 | 2009-07-30 | 14.7379 | 71.2621 | x | 1 | 4. Significant | 10368 | Predictive Maintenance | 91.25
1005802 | Expansion Vessels | B (Average): Asset is sound, operationally safe and exhibits only minor deterioration. | Category 3 (Recommended): Minor work required to prevent a deterioration of the service provided by the asset. | 15 | 2011-03-03 | 13.1472 | 68.4705 | x | 1 | 4. Significant | 10102 | Predictive Maintenance | 91.25
1005803 | Expansion Vessels | B (Average): Asset is sound, operationally safe and exhibits only minor deterioration. | Category 3 (Recommended): Minor work required to prevent a deterioration of the service provided by the asset. | 15 | 2016-01-01 | 8.3149 | 74.9135 | x | 1 | 4. Significant | 10102 | Predictive Maintenance | 91.25
1005805 | Outstations | A (Good): Asset is as new and can be expected to perform adequately to its full normal life if maintained appropriately. | Category 4 (Normal): No work required beyond normal maintenance. | 10 | 2015-08-19 | 8.6845 | 82.6311 | x | 1 | 4. Significant | 10102 | Predictive Maintenance | 162.5
1005806 | Atmospheric Gas Burner - Condensing Boiler | A (Good): Asset is as new and can be expected to perform adequately to its full normal life if maintained appropriately. | Category 4 (Normal): No work required beyond normal maintenance. | 20 | 2020-03-16 | 4.1095 | 95.8905 | x | 1 | 4. Significant | 10102 | Predictive Maintenance | 162.5
1005807 | Atmospheric Gas Burner - Condensing Boiler | A (Good): Asset is as new and can be expected to perform adequately to its full normal life if maintained appropriately. | Category 4 (Normal): No work required beyond normal maintenance. | 20 | 2022-05-03 | 1.9795 | 98.0205 | x | 1 | 4. Significant | 10102 | Predictive Maintenance | 162.5
1005808 | Atmospheric Gas Burner - Condensing Boiler | A (Good): Asset is as new and can be expected to perform adequately to its full normal life if maintained appropriately. | Category 4 (Normal): No work required beyond normal maintenance. | 20 | 2020-03-11 | 4.1232 | 95.8768 | x | 1 | 4. Significant | 10102 | Predictive Maintenance | 162.5
1005809 | Atmospheric Gas Burner - Condensing Boiler | A (Good): Asset is as new and can be expected to perform adequately to its full normal life if maintained appropriately. | Category 4 (Normal): No work required beyond normal maintenance. | 20 | 2009-10-31 | 14.4832 | 85.5168 | x | 1 | 4. Significant | 10102 | Predictive Maintenance | 162.5
1005810 | Atmospheric Gas Burner - Condensing Boiler | A (Good): Asset is as new and can be expected to perform adequately to its full normal life if maintained appropriately. | Category 4 (Normal): No work required beyond normal maintenance. | 20 | 2018-02-13 | 6.1958 | 93.8042 | x | 1 | 4. Significant | 10102 | Predictive Maintenance | 162.5
1005811 | Atmospheric Gas Burner - Condensing Boiler | A (Good): Asset is as new and can be expected to perform adequately to its full normal life if maintained appropriately. | Category 4 (Normal): No work required beyond normal maintenance. | 20 | 2021-07-17 | 2.7734 | 97.2266 | x | 1 | 4. Significant | 10102 | Predictive Maintenance | 162.5
1005812 | Atmospheric Gas Burner - Condensing Boiler | A (Good): Asset is as new and can be expected to perform adequately to its full normal life if maintained appropriately. | Category 4 (Normal): No work required beyond normal maintenance. | 20 | 2005-06-07 | 18.883 | 81.117 | x | 1 | 4. Significant | 10102 | Predictive Maintenance | 162.5
1005813 | Atmospheric Gas Burner - Condensing Boiler | A (Good): Asset is as new and can be expected to perform adequately to its full normal life if maintained appropriately. | Category 4 (Normal): No work required beyond normal maintenance. | 20 | 2016-07-06 | 7.8029 | 92.1971 | x | 1 | 4. Significant | 10102 | Predictive Maintenance | 162.5
1005815 | Expansion Vessels | B (Average): Asset is sound, operationally safe and exhibits only minor deterioration. | Category 3 (Recommended): Minor work required to prevent a deterioration of the service provided by the asset. | 15 | 2022-05-04 | 1.9767 | 83.3644 | x | 1 | 4. Significant | 10102 | Predictive Maintenance | 91.25
1005817 | Gas Detection/Flammable | B (Average): Asset is sound, operationally safe and exhibits only minor deterioration. | Category 3 (Recommended): Minor work required to prevent a deterioration of the service provided by the asset. | 15 | 2017-09-18 | 6.601 | 77.1987 | x | 1 | 5. Severe | 10102 | Predictive Maintenance | 28
1005818 | Water Booster Pumps | B (Average): Asset is sound, operationally safe and exhibits only minor deterioration. | Category 3 (Recommended): Minor work required to prevent a deterioration of the service provided by the asset. | 15 | 2019-05-12 | 4.9555 | 79.3927 | x | 1 | 4. Significant | 10183 | Predictive Maintenance | 91.25
1005819 | Water Booster Pumps | B (Average): Asset is sound, operationally safe and exhibits only minor deterioration. | Category 3 (Recommended): Minor work required to prevent a deterioration of the service provided by the asset. | 15 | 2014-08-30 | 9.6537 | 73.1285 | x | 1 | 4. Significant | 10183 | Predictive Maintenance | 91.25
1005820 | Expansion Vessels | B (Average): Asset is sound, operationally safe and exhibits only minor deterioration. | Category 3 (Recommended): Minor work required to prevent a deterioration of the service provided by the asset. | 15 | 2010-06-16 | 13.859 | 67.5213 | x | 1 | 4. Significant | 10183 | Predictive Maintenance | 91.25
1005821 | Cold Water Storage Tanks and Cisterns | B (Average): Asset is sound, operationally safe and exhibits only minor deterioration. | Category 3 (Recommended): Minor work required to prevent a deterioration of the service provided by the asset. | 25 | 2001-06-28 | 22.8255 | 67.7396 | x | 1 | 4. Significant | 10183 | Predictive Maintenance | 91.25
1005825 | Atmospheric Gas Burner - Condensing Boiler | B (Average): Asset is sound, operationally safe and exhibits only minor deterioration. | Category 3 (Recommended): Minor work required to prevent a deterioration of the service provided by the asset. | 20 | 2020-10-28 | 3.4908 | 82.5092 | x | 1 | 4. Significant | 10079 | Predictive Maintenance | 91.25
1005826 | Atmospheric Gas Burner - Condensing Boiler | B (Average): Asset is sound, operationally safe and exhibits only minor deterioration. | Category 3 (Recommended): Minor work required to prevent a deterioration of the service provided by the asset. | 20 | 2007-02-12 | 17.1992 | 68.8008 | x | 1 | 4. Significant | 10602 | Predictive Maintenance | 91.25
1005827 | Expansion Vessels | B (Average): Asset is sound, operationally safe and exhibits only minor deterioration. | Category 3 (Recommended): Minor work required to prevent a deterioration of the service provided by the asset. | 15 | 2013-03-13 | 11.1184 | 71.1755 | x | 1 | 4. Significant | 10079 | Predictive Maintenance | 91.25
1005828 | Expansion Vessels | B (Average): Asset is sound, operationally safe and exhibits only minor deterioration. | Category 3 (Recommended): Minor work required to prevent a deterioration of the service provided by the asset. | 15 | 2017-12-18 | 6.3518 | 77.5309 | x | 1 | 4. Significant | 10079 | Predictive Maintenance | 91.25
1005829 | Expansion Vessels | B (Average): Asset is sound, operationally safe and exhibits only minor deterioration. | Category 3 (Recommended): Minor work required to prevent a deterioration of the service provided by the asset. | 15 | 2010-04-10 | 14.0424 | 67.2768 | x | 1 | 4. Significant | 10079 | Predictive Maintenance | 91.25
1005830 | Outstations | B (Average): Asset is sound, operationally safe and exhibits only minor deterioration. | Category 3 (Recommended): Minor work required to prevent a deterioration of the service provided by the asset. | 10 | 2022-10-02 | 1.5633 | 82.8734 | x | 1 | 4. Significant | 10079 | Predictive Maintenance | 91.25
1005833 | Water Booster Pumps | A (Good): Asset is as new and can be expected to perform adequately to its full normal life if maintained appropriately. | Category 4 (Normal): No work required beyond normal maintenance. | 15 | 2019-02-20 | 5.1773 | 93.097 | x | 1 | 4. Significant | 10079 | Predictive Maintenance | 162.5
1005834 | Expansion Vessels | B (Average): Asset is sound, operationally safe and exhibits only minor deterioration. | Category 3 (Recommended): Minor work required to prevent a deterioration of the service provided by the asset. | 15 | 2023-08-27 | 0.66256 | 85.1166 | x | 1 | 4. Significant | 10079 | Predictive Maintenance | 91.25
1005835 | Cold Water Storage Tanks and Cisterns | B (Average): Asset is sound, operationally safe and exhibits only minor deterioration. | Category 3 (Recommended): Minor work required to prevent a deterioration of the service provided by the asset. | 15 | 2019-10-31 | 4.4846 | 80.0205 | x | 1 | 4. Significant | 10079 | Predictive Maintenance | 91.25
1005836 | Cold Water Storage Tanks and Cisterns | B (Average): Asset is sound, operationally safe and exhibits only minor deterioration. | Category 3 (Recommended): Minor work required to prevent a deterioration of the service provided by the asset. | 35 | 2013-10-07 | 10.5489 | 79.972 | x | 1 | 4. Significant | 10079 | Predictive Maintenance | 91.25
1005837 | Hot Water Calorifiers - Heated by LTHW | B (Average): Asset is sound, operationally safe and exhibits only minor deterioration. | Category 3 (Recommended): Minor work required to prevent a deterioration of the service provided by the asset. | 20 | 2023-01-06 | 1.3005 | 84.6995 | x | 1 | 4. Significant | 10079 | Predictive Maintenance | 91.25
1005840 | Hot Water Calorifiers - Heated by LTHW | B (Average): Asset is sound, operationally safe and exhibits only minor deterioration. | Category 3 (Recommended): Minor work required to prevent a deterioration of the service provided by the asset. | 20 | 2004-03-29 | 20.0739 | 61.9261 | x | 3 | 4. Significant | 10378 | Predictive Maintenance | 91.25
1005841 | Hot Water Calorifiers - Heated by LTHW | B (Average): Asset is sound, operationally safe and exhibits only minor deterioration. | Category 3 (Recommended): Minor work required to prevent a deterioration of the service provided by the asset. | 20 | 2017-05-07 | 6.9678 | 75.0322 | x | 3 | 4. Significant | 10365 | Predictive Maintenance | 91.25
1005842 | Hot Water Calorifiers - Heated by LTHW | B (Average): Asset is sound, operationally safe and exhibits only minor deterioration. | Category 3 (Recommended): Minor work required to prevent a deterioration of the service provided by the asset. | 20 | 2004-01-05 | 20.3039 | 65.6961 | x | 1 | 4. Significant | 10383 | Predictive Maintenance | 91.25
1005844 | Cold Water Storage Tanks and Cisterns | B (Average): Asset is sound, operationally safe and exhibits only minor deterioration. | Category 3 (Recommended): Minor work required to prevent a deterioration of the service provided by the asset. | 20 | 2017-02-17 | 7.1841 | 74.8159 | x | 3 | 4. Significant | 11287 | Predictive Maintenance | 91.25
1005845 | Gas Detection/Flammable | B (Average): Asset is sound, operationally safe and exhibits only minor deterioration. | Category 3 (Recommended): Minor work required to prevent a deterioration of the service provided by the asset. | 15 | 2010-06-24 | 13.8371 | 63.5505 | x | 3 | 5. Severe | 10362 | Predictive Maintenance | 28
1005846 | Roller Shutter Doors | B (Average): Asset is sound, operationally safe and exhibits only minor deterioration. | Category 3 (Recommended): Minor work required to prevent a deterioration of the service provided by the asset. | 15 | 2012-10-17 | 11.5209 | 66.6388 | x | 3 | 3. Moderate | 11288 | Predictive Maintenance | 91.25
1005847 | Point of Use Water Dispenser | B (Average): Asset is sound, operationally safe and exhibits only minor deterioration. | Category 3 (Recommended): Minor work required to prevent a deterioration of the service provided by the asset. | 15 | 2023-03-18 | 1.1061 | 80.5252 | x | 3 | 2. Minor | 11289 | Predictive Maintenance | 182.5
1005848 | Room Air Conditioners | B (Average): Asset is sound, operationally safe and exhibits only minor deterioration. | Category 3 (Recommended): Minor work required to prevent a deterioration of the service provided by the asset. | 15 | 2011-10-20 | 12.5147 | 65.3137 | x | 3 | 3. Moderate | 11289 | Predictive Maintenance | 91.25
1005849 | Room Air Conditioners | B (Average): Asset is sound, operationally safe and exhibits only minor deterioration. | Category 3 (Recommended): Minor work required to prevent a deterioration of the service provided by the asset. | 15 | 2019-10-28 | 4.4928 | 76.0096 | x | 3 | 3. Moderate | 11289 | Predictive Maintenance | 91.25
1005850 | Gas Detection/Flammable | B (Average): Asset is sound, operationally safe and exhibits only minor deterioration. | Category 3 (Recommended): Minor work required to prevent a deterioration of the service provided by the asset. | 15 | 2021-07-29 | 2.7406 | 82.3459 | x | 1 | 5. Severe | 10428 | Predictive Maintenance | 28
1005852 | Expansion Vessels | A (Good): Asset is as new and can be expected to perform adequately to its full normal life if maintained appropriately. | Category 4 (Normal): No work required beyond normal maintenance. | 15 | 2011-01-12 | 13.2841 | 78.2879 | x | 3 | 4. Significant | 10362 | Predictive Maintenance | 162.5
1005853 | Cold Water Storage Tanks and Cisterns | B (Average): Asset is sound, operationally safe and exhibits only minor deterioration. | Category 3 (Recommended): Minor work required to prevent a deterioration of the service provided by the asset. | 25 | 1999-01-04 | 25.306 | 61.7552 | x | 3 | 4. Significant | 10362 | Predictive Maintenance | 91.25
1005855 | Ducting - Volume Control Dampers and Fire/Smoke Dampers | B (Average): Asset is sound, operationally safe and exhibits only minor deterioration. | Category 3 (Recommended): Minor work required to prevent a deterioration of the service provided by the asset. | 15 | 2015-04-24 | 9.0048 | 73.9936 | x | 1 | 5. Severe | 11290 | Predictive Maintenance | 28
1005856 | Pressurisation Units - Chilled Water, Condenser Water and LTHW Types | A (Good): Asset is as new and can be expected to perform adequately to its full normal life if maintained appropriately. | Category 4 (Normal): No work required beyond normal maintenance. | 15 | 2023-07-02 | 0.81588 | 96.9122 | x | 2 | 4. Significant | 10132 | Predictive Maintenance | 162.5
1005857 | Distribution Boards | B (Average): Asset is sound, operationally safe and exhibits only minor deterioration. | Category 3 (Recommended): Minor work required to prevent a deterioration of the service provided by the asset. | 20 | 2022-10-25 | 1.5003 | 84.4997 | x | 1 | 4. Significant | 10240 | Predictive Maintenance | 91.25
1005862 | Hot Water Calorifiers - Heated by LTHW | B (Average): Asset is sound, operationally safe and exhibits only minor deterioration. | Category 3 (Recommended): Minor work required to prevent a deterioration of the service provided by the asset. | 20 | 2011-02-19 | 13.18 | 68.82 | x | 3 | 4. Significant | 10381 | Predictive Maintenance | 91.25
1005863 | Hot Water Calorifiers - Heated by LTHW | B (Average): Asset is sound, operationally safe and exhibits only minor deterioration. | Category 3 (Recommended): Minor work required to prevent a deterioration of the service provided by the asset. | 20 | 2008-03-23 | 16.0903 | 65.9097 | x | 3 | 4. Significant | 10361 | Predictive Maintenance | 91.25
1005866 | Hot Water Calorifiers - Heated by LTHW | B (Average): Asset is sound, operationally safe and exhibits only minor deterioration. | Category 3 (Recommended): Minor work required to prevent a deterioration of the service provided by the asset. | 20 | 2016-08-25 | 7.666 | 78.334 | x | 1 | 4. Significant | 10367 | Predictive Maintenance | 91.25
1005868 | Hot Water Calorifiers - Heated by LTHW | B (Average): Asset is sound, operationally safe and exhibits only minor deterioration. | Category 3 (Recommended): Minor work required to prevent a deterioration of the service provided by the asset. | 20 | 2018-10-13 | 5.5332 | 80.4668 | x | 1 | 4. Significant | 10380 | Predictive Maintenance | 91.25
1005869 | Hot Water Calorifiers - Heated by LTHW | B (Average): Asset is sound, operationally safe and exhibits only minor deterioration. | Category 3 (Recommended): Minor work required to prevent a deterioration of the service provided by the asset. | 20 | 2011-10-11 | 12.5394 | 73.4606 | x | 1 | 4. Significant | 10370 | Predictive Maintenance | 91.25
1005870 | Hot Water Calorifiers - Heated by LTHW | B (Average): Asset is sound, operationally safe and exhibits only minor deterioration. | Category 3 (Recommended): Minor work required to prevent a deterioration of the service provided by the asset. | 20 | 2022-10-29 | 1.4894 | 84.5106 | x | 1 | 4. Significant | 10376 | Predictive Maintenance | 91.25
1005871 | Hot Water Calorifiers - Heated by LTHW | B (Average): Asset is sound, operationally safe and exhibits only minor deterioration. | Category 3 (Recommended): Minor work required to prevent a deterioration of the service provided by the asset. | 20 | 2015-01-25 | 9.2485 | 76.7515 | x | 1 | 4. Significant | 11292 | Predictive Maintenance | 91.25
1005872 | Hot Water Calorifiers - Heated by LTHW | B (Average): Asset is sound, operationally safe and exhibits only minor deterioration. | Category 3 (Recommended): Minor work required to prevent a deterioration of the service provided by the asset. | 20 | 2010-03-18 | 14.1054 | 71.8946 | x | 1 | 4. Significant | 10377 | Predictive Maintenance | 91.25
1005873 | Hot Water Calorifiers - Heated by LTHW | B (Average): Asset is sound, operationally safe and exhibits only minor deterioration. | Category 3 (Recommended): Minor work required to prevent a deterioration of the service provided by the asset. | 20 | 2004-03-31 | 20.0684 | 65.9316 | x | 1 | 4. Significant | 10373 | Predictive Maintenance | 91.25
1005874 | Hot Water Calorifiers - Heated by LTHW | B (Average): Asset is sound, operationally safe and exhibits only minor deterioration. | Category 3 (Recommended): Minor work required to prevent a deterioration of the service provided by the asset. | 20 | 2004-11-04 | 19.4716 | 66.5284 | x | 1 | 4. Significant | 10355 | Predictive Maintenance | 91.25
1005875 | Hot Water Calorifiers - Heated by LTHW | B (Average): Asset is sound, operationally safe and exhibits only minor deterioration. | Category 3 (Recommended): Minor work required to prevent a deterioration of the service provided by the asset. | 20 | 2010-05-10 | 13.9603 | 68.0397 | x | 3 | 4. Significant | 10374 | Predictive Maintenance | 91.25
1005876 | Hot Water Calorifiers - Heated by LTHW | B (Average): Asset is sound, operationally safe and exhibits only minor deterioration. | Category 3 (Recommended): Minor work required to prevent a deterioration of the service provided by the asset. | 20 | 2015-09-01 | 8.6489 | 77.3511 | x | 1 | 4. Significant | 10345 | Predictive Maintenance | 91.25
1005877 | Hot Water Calorifiers - Heated by LTHW | B (Average): Asset is sound, operationally safe and exhibits only minor deterioration. | Category 3 (Recommended): Minor work required to prevent a deterioration of the service provided by the asset. | 20 | 2005-03-05 | 19.1403 | 62.8597 | x | 3 | 4. Significant | 10371 | Predictive Maintenance | 91.25
1005879 | Hot Water Calorifiers - Heated by LTHW | B (Average): Asset is sound, operationally safe and exhibits only minor deterioration. | Category 3 (Recommended): Minor work required to prevent a deterioration of the service provided by the asset. | 20 | 2021-12-30 | 2.319 | 79.681 | x | 3 | 4. Significant | 10348 | Predictive Maintenance | 91.25
1005880 | Hot Water Calorifiers - Heated by LTHW | C (Poor): Asset is operational but major repair or replacement will be needed. | Category 3 (Recommended): Minor work required to prevent a deterioration of the service provided by the asset. | 20 | 2012-08-25 | 11.666 | 56.334 | x | 3 | 4. Significant | 10354 | Predictive Maintenance | 91.25
1005881 | Hot Water Calorifiers - Heated by LTHW | C (Poor): Asset is operational but major repair or replacement will be needed. | Category 3 (Recommended): Minor work required to prevent a deterioration of the service provided by the asset. | 20 | 2009-07-10 | 14.7926 | 57.2074 | x | 1 | 4. Significant | 10372 | Predictive Maintenance | 91.25
1005882 | Hot Water Calorifiers - Heated by LTHW | C (Poor): Asset is operational but major repair or replacement will be needed. | Category 3 (Recommended): Minor work required to prevent a deterioration of the service provided by the asset. | 20 | 2015-01-29 | 9.2375 | 62.7625 | x | 1 | 4. Significant | 10335 | Predictive Maintenance | 91.25
1005883 | Hot Water Calorifiers - Heated by LTHW | C (Poor): Asset is operational but major repair or replacement will be needed. | Category 3 (Recommended): Minor work required to prevent a deterioration of the service provided by the asset. | 20 | 2011-12-07 | 12.3833 | 59.6167 | x | 1 | 4. Significant | 10336 | Predictive Maintenance | 91.25
1005884 | Distribution Boards | B (Average): Asset is sound, operationally safe and exhibits only minor deterioration. | Category 3 (Recommended): Minor work required to prevent a deterioration of the service provided by the asset. | 20 | 2019-07-19 | 4.7693 | 77.2307 | x | 3 | 4. Significant | 10592 | Predictive Maintenance | 91.25
1005885 | Distribution Boards | B (Average): Asset is sound, operationally safe and exhibits only minor deterioration. | Category 3 (Recommended): Minor work required to prevent a deterioration of the service provided by the asset. | 20 | 2012-04-17 | 12.0219 | 69.9781 | x | 3 | 4. Significant | 10592 | Predictive Maintenance | 91.25
1005886 | Distribution Boards | B (Average): Asset is sound, operationally safe and exhibits only minor deterioration. | Category 3 (Recommended): Minor work required to prevent a deterioration of the service provided by the asset. | 20 | 2016-02-16 | 8.1889 | 73.8111 | x | 3 | 4. Significant | 10592 | Predictive Maintenance | 91.25
1005887 | Distribution Boards | B (Average): Asset is sound, operationally safe and exhibits only minor deterioration. | Category 3 (Recommended): Minor work required to prevent a deterioration of the service provided by the asset. | 20 | 2022-07-31 | 1.7358 | 80.2642 | x | 3 | 4. Significant | 10594 | Predictive Maintenance | 91.25
1005888 | Distribution Boards | B (Average): Asset is sound, operationally safe and exhibits only minor deterioration. | Category 3 (Recommended): Minor work required to prevent a deterioration of the service provided by the asset. | 20 | 2020-03-27 | 4.0794 | 77.9206 | x | 3 | 4. Significant | 10594 | Predictive Maintenance | 91.25
1005889 | Distribution Boards | B (Average): Asset is sound, operationally safe and exhibits only minor deterioration. | Category 3 (Recommended): Minor work required to prevent a deterioration of the service provided by the asset. | 20 | 2013-08-30 | 10.653 | 71.347 | x | 3 | 4. Significant | 10594 | Predictive Maintenance | 91.25
1005890 | Distribution Boards | B (Average): Asset is sound, operationally safe and exhibits only minor deterioration. | Category 3 (Recommended): Minor work required to prevent a deterioration of the service provided by the asset. | 20 | 2014-08-07 | 9.7166 | 72.2834 | x | 3 | 4. Significant | 10595 | Predictive Maintenance | 91.25
1005891 | Distribution Boards | B (Average): Asset is sound, operationally safe and exhibits only minor deterioration. | Category 3 (Recommended): Minor work required to prevent a deterioration of the service provided by the asset. | 20 | 2014-06-26 | 9.8316 | 72.1684 | x | 3 | 4. Significant | 10595 | Predictive Maintenance | 91.25
1005892 | Distribution Boards | B (Average): Asset is sound, operationally safe and exhibits only minor deterioration. | Category 3 (Recommended): Minor work required to prevent a deterioration of the service provided by the asset. | 20 | 2007-12-15 | 16.3614 | 65.6386 | x | 3 | 4. Significant | 11293 | Predictive Maintenance | 91.25
1005893 | Distribution Boards | B (Average): Asset is sound, operationally safe and exhibits only minor deterioration. | Category 3 (Recommended): Minor work required to prevent a deterioration of the service provided by the asset. | 20 | 2011-02-17 | 13.1855 | 68.8145 | x | 3 | 4. Significant | 11293 | Predictive Maintenance | 91.25
1005894 | Distribution Boards | B (Average): Asset is sound, operationally safe and exhibits only minor deterioration. | Category 3 (Recommended): Minor work required to prevent a deterioration of the service provided by the asset. | 20 | 2011-04-06 | 13.0541 | 68.9459 | x | 3 | 4. Significant | 11293 | Predictive Maintenance | 91.25
1005895 | Distribution Boards | B (Average): Asset is sound, operationally safe and exhibits only minor deterioration. | Category 3 (Recommended): Minor work required to prevent a deterioration of the service provided by the asset. | 20 | 2010-03-01 | 14.152 | 67.848 | x | 3 | 4. Significant | 11293 | Predictive Maintenance | 91.25
1005896 | Distribution Boards | B (Average): Asset is sound, operationally safe and exhibits only minor deterioration. | Category 3 (Recommended): Minor work required to prevent a deterioration of the service provided by the asset. | 20 | 2012-05-06 | 11.9699 | 70.0301 | x | 3 | 4. Significant | 10556 | Predictive Maintenance | 91.25
1005897 | Distribution Boards | B (Average): Asset is sound, operationally safe and exhibits only minor deterioration. | Category 3 (Recommended): Minor work required to prevent a deterioration of the service provided by the asset. | 20 | 2011-01-03 | 13.3087 | 68.6913 | x | 3 | 4. Significant | 10556 | Predictive Maintenance | 91.25
1005898 | Distribution Boards | B (Average): Asset is sound, operationally safe and exhibits only minor deterioration. | Category 3 (Recommended): Minor work required to prevent a deterioration of the service provided by the asset. | 20 | 2017-03-16 | 7.1102 | 74.8898 | x | 3 | 4. Significant | 10556 | Predictive Maintenance | 91.25
1005899 | Distribution Boards | B (Average): Asset is sound, operationally safe and exhibits only minor deterioration. | Category 3 (Recommended): Minor work required to prevent a deterioration of the service provided by the asset. | 20 | 2010-08-27 | 13.6619 | 72.3381 | x | 1 | 4. Significant | 10554 | Predictive Maintenance | 91.25
1005900 | Distribution Boards | B (Average): Asset is sound, operationally safe and exhibits only minor deterioration. | Category 3 (Recommended): Minor work required to prevent a deterioration of the service provided by the asset. | 20 | 2021-11-01 | 2.4805 | 83.5195 | x | 1 | 4. Significant | 10554 | Predictive Maintenance | 91.25
1005901 | Distribution Boards | B (Average): Asset is sound, operationally safe and exhibits only minor deterioration. | Category 3 (Recommended): Minor work required to prevent a deterioration of the service provided by the asset. | 20 | 2022-02-15 | 2.1903 | 83.8097 | x | 1 | 4. Significant | 10554 | Predictive Maintenance | 91.25
1005902 | Distribution Boards | B (Average): Asset is sound, operationally safe and exhibits only minor deterioration. | Category 3 (Recommended): Minor work required to prevent a deterioration of the service provided by the asset. | 20 | 2019-11-02 | 4.4791 | 81.5209 | x | 1 | 4. Significant | 10554 | Predictive Maintenance | 91.25
1005903 | Distribution Boards | B (Average): Asset is sound, operationally safe and exhibits only minor deterioration. | Category 3 (Recommended): Minor work required to prevent a deterioration of the service provided by the asset. | 20 | 2021-11-04 | 2.4723 | 83.5277 | x | 1 | 4. Significant | 10554 | Predictive Maintenance | 91.25
1005904 | Distribution Boards | B (Average): Asset is sound, operationally safe and exhibits only minor deterioration. | Category 3 (Recommended): Minor work required to prevent a deterioration of the service provided by the asset. | 20 | 2015-06-14 | 8.8652 | 77.1348 | x | 1 | 4. Significant | 10552 | Predictive Maintenance | 91.25
1005905 | Distribution Boards | B (Average): Asset is sound, operationally safe and exhibits only minor deterioration. | Category 3 (Recommended): Minor work required to prevent a deterioration of the service provided by the asset. | 20 | 2012-11-01 | 11.4798 | 74.5202 | x | 1 | 4. Significant | 10552 | Predictive Maintenance | 91.25
1005906 | Distribution Boards | B (Average): Asset is sound, operationally safe and exhibits only minor deterioration. | Category 3 (Recommended): Minor work required to prevent a deterioration of the service provided by the asset. | 20 | 2020-11-19 | 3.4305 | 82.5695 | x | 1 | 4. Significant | 10552 | Predictive Maintenance | 91.25
1005907 | Distribution Boards | B (Average): Asset is sound, operationally safe and exhibits only minor deterioration. | Category 3 (Recommended): Minor work required to prevent a deterioration of the service provided by the asset. | 20 | 2017-09-08 | 6.6283 | 79.3717 | x | 1 | 4. Significant | 10552 | Predictive Maintenance | 91.25
1005908 | Distribution Boards | B (Average): Asset is sound, operationally safe and exhibits only minor deterioration. | Category 3 (Recommended): Minor work required to prevent a deterioration of the service provided by the asset. | 20 | 2018-06-17 | 5.8563 | 80.1437 | x | 1 | 4. Significant | 10552 | Predictive Maintenance | 91.25
1005909 | Meter Reading - Water | B (Average): Asset is sound, operationally safe and exhibits only minor deterioration. | Category 3 (Recommended): Minor work required to prevent a deterioration of the service provided by the asset. | 20 | 2011-10-22 | 12.5092 | 73.4908 | x | 1 | 2. Minor | 10187 | Predictive Maintenance | 182.5
1005910 | Distribution Boards | B (Average): Asset is sound, operationally safe and exhibits only minor deterioration. | Category 3 (Recommended): Minor work required to prevent a deterioration of the service provided by the asset. | 20 | 2022-08-27 | 1.6619 | 80.3381 | x | 3 | 4. Significant | 11294 | Predictive Maintenance | 91.25
1005911 | Roller Shutter Doors | B (Average): Asset is sound, operationally safe and exhibits only minor deterioration. | Category 3 (Recommended): Minor work required to prevent a deterioration of the service provided by the asset. | 15 | 2023-12-21 | 0.34497 | 81.54 | x | 3 | 3. Moderate | 11294 | Predictive Maintenance | 91.25
1005912 | Distribution Boards | B (Average): Asset is sound, operationally safe and exhibits only minor deterioration. | Category 3 (Recommended): Minor work required to prevent a deterioration of the service provided by the asset. | 20 | 2005-07-21 | 18.7625 | 67.2375 | x | 1 | 4. Significant | 10558 | Predictive Maintenance | 91.25
1005913 | Distribution Boards | B (Average): Asset is sound, operationally safe and exhibits only minor deterioration. | Category 3 (Recommended): Minor work required to prevent a deterioration of the service provided by the asset. | 20 | 2016-06-01 | 7.8987 | 78.1013 | x | 1 | 4. Significant | 10558 | Predictive Maintenance | 91.25
1005914 | Distribution Boards | B (Average): Asset is sound, operationally safe and exhibits only minor deterioration. | Category 3 (Recommended): Minor work required to prevent a deterioration of the service provided by the asset. | 20 | 2006-09-04 | 17.64 | 68.36 | x | 1 | 4. Significant | 10558 | Predictive Maintenance | 91.25
1005916 | Hot Water Calorifiers - Heated by LTHW | B (Average): Asset is sound, operationally safe and exhibits only minor deterioration. | Category 3 (Recommended): Minor work required to prevent a deterioration of the service provided by the asset. | 20 | 2022-01-12 | 2.2834 | 79.7166 | x | 3 | 4. Significant | 10352 | Predictive Maintenance | 91.25
1005917 | Hot Water Calorifiers - Heated by LTHW | B (Average): Asset is sound, operationally safe and exhibits only minor deterioration. | Category 3 (Recommended): Minor work required to prevent a deterioration of the service provided by the asset. | 20 | 2006-11-02 | 17.4784 | 68.5216 | x | 1 | 4. Significant | 10353 | Predictive Maintenance | 91.25
1005918 | Hot Water Calorifiers - Heated by LTHW | B (Average): Asset is sound, operationally safe and exhibits only minor deterioration. | Category 3 (Recommended): Minor work required to prevent a deterioration of the service provided by the asset. | 20 | 2022-10-12 | 1.5359 | 80.4641 | x | 3 | 4. Significant | 10356 | Predictive Maintenance | 91.25
1005919 | Hot Water Calorifiers - Heated by LTHW | B (Average): Asset is sound, operationally safe and exhibits only minor deterioration. | Category 3 (Recommended): Minor work required to prevent a deterioration of the service provided by the asset. | 20 | 2011-12-11 | 12.3723 | 73.6277 | x | 1 | 4. Significant | 10358 | Predictive Maintenance | 91.25
1005921 | Hot Water Calorifiers - Heated by LTHW | B (Average): Asset is sound, operationally safe and exhibits only minor deterioration. | Category 3 (Recommended): Minor work required to prevent a deterioration of the service provided by the asset. | 20 | 2006-04-02 | 18.0643 | 63.9357 | x | 3 | 4. Significant | 10178 | Predictive Maintenance | 91.25
1005922 | Hot Water Calorifiers - Heated by LTHW | B (Average): Asset is sound, operationally safe and exhibits only minor deterioration. | Category 3 (Recommended): Minor work required to prevent a deterioration of the service provided by the asset. | 20 | 2012-10-16 | 11.5236 | 74.4764 | x | 1 | 4. Significant | 10346 | Predictive Maintenance | 91.25
1005924 | Hot Water Calorifiers - Heated by LTHW | B (Average): Asset is sound, operationally safe and exhibits only minor deterioration. | Category 3 (Recommended): Minor work required to prevent a deterioration of the service provided by the asset. | 20 | 2015-12-27 | 8.3285 | 73.6715 | x | 3 | 4. Significant | 10131 | Predictive Maintenance | 91.25
1005926 | Hot Water Calorifiers - Heated by LTHW | B (Average): Asset is sound, operationally safe and exhibits only minor deterioration. | Category 3 (Recommended): Minor work required to prevent a deterioration of the service provided by the asset. | 20 | 2017-08-29 | 6.6557 | 75.3443 | x | 3 | 4. Significant | 11295 | Predictive Maintenance | 91.25
1005928 | Distribution Boards | B (Average): Asset is sound, operationally safe and exhibits only minor deterioration. | Category 3 (Recommended): Minor work required to prevent a deterioration of the service provided by the asset. | 20 | 2011-06-03 | 12.8953 | 73.1047 | x | 1 | 4. Significant | 10561 | Predictive Maintenance | 91.25
1005929 | Distribution Boards | B (Average): Asset is sound, operationally safe and exhibits only minor deterioration. | Category 3 (Recommended): Minor work required to prevent a deterioration of the service provided by the asset. | 20 | 2007-08-04 | 16.7255 | 69.2745 | x | 1 | 4. Significant | 10561 | Predictive Maintenance | 91.25
1005930 | Distribution Boards | B (Average): Asset is sound, operationally safe and exhibits only minor deterioration. | Category 3 (Recommended): Minor work required to prevent a deterioration of the service provided by the asset. | 20 | 2021-11-19 | 2.4312 | 83.5688 | x | 1 | 4. Significant | 10561 | Predictive Maintenance | 91.25
1005931 | Distribution Boards | B (Average): Asset is sound, operationally safe and exhibits only minor deterioration. | Category 3 (Recommended): Minor work required to prevent a deterioration of the service provided by the asset. | 20 | 2005-02-05 | 19.217 | 66.783 | x | 1 | 4. Significant | 10560 | Predictive Maintenance | 91.25
1005932 | Distribution Boards | B (Average): Asset is sound, operationally safe and exhibits only minor deterioration. | Category 3 (Recommended): Minor work required to prevent a deterioration of the service provided by the asset. | 20 | 2018-04-17 | 6.0233 | 79.9767 | x | 1 | 4. Significant | 10560 | Predictive Maintenance | 91.25
1005933 | Distribution Boards | B (Average): Asset is sound, operationally safe and exhibits only minor deterioration. | Category 3 (Recommended): Minor work required to prevent a deterioration of the service provided by the asset. | 20 | 2021-04-15 | 3.0281 | 82.9719 | x | 1 | 4. Significant | 10560 | Predictive Maintenance | 91.25
1005934 | Distribution Boards | B (Average): Asset is sound, operationally safe and exhibits only minor deterioration. | Category 3 (Recommended): Minor work required to prevent a deterioration of the service provided by the asset. | 20 | 2010-12-27 | 13.3279 | 68.6721 | x | 3 | 4. Significant | 10568 | Predictive Maintenance | 91.25
1005935 | Distribution Boards | B (Average): Asset is sound, operationally safe and exhibits only minor deterioration. | Category 3 (Recommended): Minor work required to prevent a deterioration of the service provided by the asset. | 20 | 2018-10-30 | 5.4867 | 76.5133 | x | 3 | 4. Significant | 10568 | Predictive Maintenance | 91.25
1005936 | Distribution Boards | B (Average): Asset is sound, operationally safe and exhibits only minor deterioration. | Category 3 (Recommended): Minor work required to prevent a deterioration of the service provided by the asset. | 20 | 2006-08-23 | 17.6728 | 64.3272 | x | 3 | 4. Significant | 10568 | Predictive Maintenance | 91.25
1005937 | Distribution Boards | B (Average): Asset is sound, operationally safe and exhibits only minor deterioration. | Category 3 (Recommended): Minor work required to prevent a deterioration of the service provided by the asset. | 20 | 2016-07-05 | 7.8056 | 78.1944 | x | 1 | 4. Significant | 10565 | Predictive Maintenance | 91.25
1005938 | Distribution Boards | B (Average): Asset is sound, operationally safe and exhibits only minor deterioration. | Category 3 (Recommended): Minor work required to prevent a deterioration of the service provided by the asset. | 20 | 2017-04-17 | 7.0226 | 78.9774 | x | 1 | 4. Significant | 10565 | Predictive Maintenance | 91.25
1005939 | Distribution Boards | B (Average): Asset is sound, operationally safe and exhibits only minor deterioration. | Category 3 (Recommended): Minor work required to prevent a deterioration of the service provided by the asset. | 20 | 2010-03-02 | 14.1492 | 71.8508 | x | 1 | 4. Significant | 10565 | Predictive Maintenance | 91.25
1005940 | Distribution Boards | B (Average): Asset is sound, operationally safe and exhibits only minor deterioration. | Category 3 (Recommended): Minor work required to prevent a deterioration of the service provided by the asset. | 20 | 2010-04-18 | 14.0205 | 67.9795 | x | 3 | 4. Significant | 10573 | Predictive Maintenance | 91.25
1005941 | Distribution Boards | B (Average): Asset is sound, operationally safe and exhibits only minor deterioration. | Category 3 (Recommended): Minor work required to prevent a deterioration of the service provided by the asset. | 20 | 2007-01-22 | 17.2567 | 64.7433 | x | 3 | 4. Significant | 10573 | Predictive Maintenance | 91.25
1005942 | Distribution Boards | B (Average): Asset is sound, operationally safe and exhibits only minor deterioration. | Category 3 (Recommended): Minor work required to prevent a deterioration of the service provided by the asset. | 20 | 2011-09-17 | 12.6051 | 69.3949 | x | 3 | 4. Significant | 10573 | Predictive Maintenance | 91.25
1005943 | Distribution Boards | B (Average): Asset is sound, operationally safe and exhibits only minor deterioration. | Category 3 (Recommended): Minor work required to prevent a deterioration of the service provided by the asset. | 20 | 2020-04-19 | 4.0164 | 77.9836 | x | 3 | 4. Significant | 10573 | Predictive Maintenance | 91.25
1005944 | Distribution Boards | B (Average): Asset is sound, operationally safe and exhibits only minor deterioration. | Category 3 (Recommended): Minor work required to prevent a deterioration of the service provided by the asset. | 20 | 2009-08-05 | 14.7214 | 67.2786 | x | 3 | 4. Significant | 10573 | Predictive Maintenance | 91.25
1005945 | Distribution Boards | B (Average): Asset is sound, operationally safe and exhibits only minor deterioration. | Category 3 (Recommended): Minor work required to prevent a deterioration of the service provided by the asset. | 20 | 2006-07-01 | 17.8179 | 64.1821 | x | 3 | 4. Significant | 10574 | Predictive Maintenance | 91.25
1005946 | Distribution Boards | B (Average): Asset is sound, operationally safe and exhibits only minor deterioration. | Category 3 (Recommended): Minor work required to prevent a deterioration of the service provided by the asset. | 20 | 2008-03-08 | 16.1314 | 65.8686 | x | 3 | 4. Significant | 10574 | Predictive Maintenance | 91.25
1005947 | Distribution Boards | B (Average): Asset is sound, operationally safe and exhibits only minor deterioration. | Category 3 (Recommended): Minor work required to prevent a deterioration of the service provided by the asset. | 20 | 2016-07-19 | 7.7673 | 74.2327 | x | 3 | 4. Significant | 10574 | Predictive Maintenance | 91.25
1005948 | Distribution Boards | B (Average): Asset is sound, operationally safe and exhibits only minor deterioration. | Category 3 (Recommended): Minor work required to prevent a deterioration of the service provided by the asset. | 20 | 2018-01-31 | 6.2313 | 79.7687 | x | 1 | 4. Significant | 10569 | Predictive Maintenance | 91.25
1005949 | Distribution Boards | B (Average): Asset is sound, operationally safe and exhibits only minor deterioration. | Category 3 (Recommended): Minor work required to prevent a deterioration of the service provided by the asset. | 20 | 2005-06-13 | 18.8665 | 67.1335 | x | 1 | 4. Significant | 10569 | Predictive Maintenance | 91.25
1005950 | Distribution Boards | B (Average): Asset is sound, operationally safe and exhibits only minor deterioration. | Category 3 (Recommended): Minor work required to prevent a deterioration of the service provided by the asset. | 20 | 2013-03-13 | 11.1184 | 74.8816 | x | 1 | 4. Significant | 10569 | Predictive Maintenance | 91.25
1005951 | Distribution Boards | B (Average): Asset is sound, operationally safe and exhibits only minor deterioration. | Category 3 (Recommended): Minor work required to prevent a deterioration of the service provided by the asset. | 20 | 2010-05-07 | 13.9685 | 68.0315 | x | 3 | 4. Significant | 10579 | Predictive Maintenance | 91.25
1005952 | Distribution Boards | B (Average): Asset is sound, operationally safe and exhibits only minor deterioration. | Category 3 (Recommended): Minor work required to prevent a deterioration of the service provided by the asset. | 20 | 2018-02-20 | 6.1766 | 75.8234 | x | 3 | 4. Significant | 10579 | Predictive Maintenance | 91.25
1005953 | Distribution Boards | B (Average): Asset is sound, operationally safe and exhibits only minor deterioration. | Category 3 (Recommended): Minor work required to prevent a deterioration of the service provided by the asset. | 20 | 2018-11-18 | 5.4346 | 76.5654 | x | 3 | 4. Significant | 10579 | Predictive Maintenance | 91.25
1005954 | Distribution Boards | B (Average): Asset is sound, operationally safe and exhibits only minor deterioration. | Category 3 (Recommended): Minor work required to prevent a deterioration of the service provided by the asset. | 20 | 2018-04-13 | 6.0342 | 79.9658 | x | 1 | 4. Significant | 10570 | Predictive Maintenance | 91.25
1005955 | Distribution Boards | B (Average): Asset is sound, operationally safe and exhibits only minor deterioration. | Category 3 (Recommended): Minor work required to prevent a deterioration of the service provided by the asset. | 20 | 2014-04-12 | 10.037 | 75.963 | x | 1 | 4. Significant | 10570 | Predictive Maintenance | 91.25
1005956 | Distribution Boards | B (Average): Asset is sound, operationally safe and exhibits only minor deterioration. | Category 3 (Recommended): Minor work required to prevent a deterioration of the service provided by the asset. | 20 | 2005-01-23 | 19.2526 | 66.7474 | x | 1 | 4. Significant | 10572 | Predictive Maintenance | 91.25
1005957 | Distribution Boards | B (Average): Asset is sound, operationally safe and exhibits only minor deterioration. | Category 3 (Recommended): Minor work required to prevent a deterioration of the service provided by the asset. | 20 | 2006-05-25 | 17.9192 | 68.0808 | x | 1 | 4. Significant | 10572 | Predictive Maintenance | 91.25
1005958 | Distribution Boards | B (Average): Asset is sound, operationally safe and exhibits only minor deterioration. | Category 3 (Recommended): Minor work required to prevent a deterioration of the service provided by the asset. | 20 | 2019-08-02 | 4.731 | 81.269 | x | 1 | 4. Significant | 10572 | Predictive Maintenance | 91.25
1005959 | Distribution Boards | B (Average): Asset is sound, operationally safe and exhibits only minor deterioration. | Category 3 (Recommended): Minor work required to prevent a deterioration of the service provided by the asset. | 20 | 2023-05-10 | 0.96099 | 85.039 | x | 1 | 4. Significant | 10571 | Predictive Maintenance | 91.25
1005960 | Distribution Boards | B (Average): Asset is sound, operationally safe and exhibits only minor deterioration. | Category 3 (Recommended): Minor work required to prevent a deterioration of the service provided by the asset. | 20 | 2019-02-22 | 5.1718 | 80.8282 | x | 1 | 4. Significant | 10564 | Predictive Maintenance | 91.25
1005961 | Distribution Boards | B (Average): Asset is sound, operationally safe and exhibits only minor deterioration. | Category 3 (Recommended): Minor work required to prevent a deterioration of the service provided by the asset. | 20 | 2019-12-25 | 4.334 | 81.666 | x | 1 | 4. Significant | 10564 | Predictive Maintenance | 91.25
1005962 | Distribution Boards | B (Average): Asset is sound, operationally safe and exhibits only minor deterioration. | Category 3 (Recommended): Minor work required to prevent a deterioration of the service provided by the asset. | 20 | 2006-09-25 | 17.5825 | 68.4175 | x | 1 | 4. Significant | 10564 | Predictive Maintenance | 91.25
1005963 | Distribution Boards | B (Average): Asset is sound, operationally safe and exhibits only minor deterioration. | Category 3 (Recommended): Minor work required to prevent a deterioration of the service provided by the asset. | 20 | 2018-06-17 | 5.8563 | 80.1437 | x | 1 | 4. Significant | 10564 | Predictive Maintenance | 91.25
1005964 | Distribution Boards | B (Average): Asset is sound, operationally safe and exhibits only minor deterioration. | Category 3 (Recommended): Minor work required to prevent a deterioration of the service provided by the asset. | 20 | 2007-11-25 | 16.4162 | 69.5838 | x | 1 | 4. Significant | 10563 | Predictive Maintenance | 91.25
1005965 | Distribution Boards | B (Average): Asset is sound, operationally safe and exhibits only minor deterioration. | Category 3 (Recommended): Minor work required to prevent a deterioration of the service provided by the asset. | 20 | 2008-12-20 | 15.3457 | 70.6543 | x | 1 | 4. Significant | 10563 | Predictive Maintenance | 91.25
1005966 | Distribution Boards | B (Average): Asset is sound, operationally safe and exhibits only minor deterioration. | Category 3 (Recommended): Minor work required to prevent a deterioration of the service provided by the asset. | 20 | 2021-08-14 | 2.6968 | 83.3032 | x | 1 | 4. Significant | 10563 | Predictive Maintenance | 91.25
1005967 | Distribution Boards | B (Average): Asset is sound, operationally safe and exhibits only minor deterioration. | Category 3 (Recommended): Minor work required to prevent a deterioration of the service provided by the asset. | 20 | 2023-04-30 | 0.98836 | 85.0116 | x | 1 | 4. Significant | 10566 | Predictive Maintenance | 91.25
1005968 | Distribution Boards | B (Average): Asset is sound, operationally safe and exhibits only minor deterioration. | Category 3 (Recommended): Minor work required to prevent a deterioration of the service provided by the asset. | 20 | 2021-09-21 | 2.5927 | 83.4073 | x | 1 | 4. Significant | 10566 | Predictive Maintenance | 91.25
1005969 | Distribution Boards | B (Average): Asset is sound, operationally safe and exhibits only minor deterioration. | Category 3 (Recommended): Minor work required to prevent a deterioration of the service provided by the asset. | 20 | 2018-12-09 | 5.3771 | 80.6229 | x | 1 | 4. Significant | 10566 | Predictive Maintenance | 91.25
1005970 | Distribution Boards | B (Average): Asset is sound, operationally safe and exhibits only minor deterioration. | Category 3 (Recommended): Minor work required to prevent a deterioration of the service provided by the asset. | 20 | 2015-02-25 | 9.1636 | 76.8364 | x | 1 | 4. Significant | 10566 | Predictive Maintenance | 91.25
1005971 | Distribution Boards | B (Average): Asset is sound, operationally safe and exhibits only minor deterioration. | Category 3 (Recommended): Minor work required to prevent a deterioration of the service provided by the asset. | 20 | 2007-01-05 | 17.3032 | 64.6968 | x | 3 | 4. Significant | 10567 | Predictive Maintenance | 91.25
1005972 | Distribution Boards | B (Average): Asset is sound, operationally safe and exhibits only minor deterioration. | Category 3 (Recommended): Minor work required to prevent a deterioration of the service provided by the asset. | 20 | 2018-06-18 | 5.8535 | 76.1465 | x | 3 | 4. Significant | 10567 | Predictive Maintenance | 91.25
1005973 | Distribution Boards | B (Average): Asset is sound, operationally safe and exhibits only minor deterioration. | Category 3 (Recommended): Minor work required to prevent a deterioration of the service provided by the asset. | 20 | 2007-03-19 | 17.1034 | 64.8966 | x | 3 | 4. Significant | 10567 | Predictive Maintenance | 91.25
1005974 | Distribution Boards | B (Average): Asset is sound, operationally safe and exhibits only minor deterioration. | Category 3 (Recommended): Minor work required to prevent a deterioration of the service provided by the asset. | 20 | 2021-03-29 | 3.0746 | 78.9254 | x | 3 | 4. Significant | 10168 | Predictive Maintenance | 91.25
1005975 | Distribution Boards | B (Average): Asset is sound, operationally safe and exhibits only minor deterioration. | Category 3 (Recommended): Minor work required to prevent a deterioration of the service provided by the asset. | 20 | 2022-11-07 | 1.4648 | 80.5352 | x | 3 | 4. Significant | 10168 | Predictive Maintenance | 91.25
1005976 | Distribution Boards | B (Average): Asset is sound, operationally safe and exhibits only minor deterioration. | Category 3 (Recommended): Minor work required to prevent a deterioration of the service provided by the asset. | 20 | 2005-05-13 | 18.9514 | 63.0486 | x | 3 | 4. Significant | 10168 | Predictive Maintenance | 91.25
1005977 | Distribution Boards | B (Average): Asset is sound, operationally safe and exhibits only minor deterioration. | Category 3 (Recommended): Minor work required to prevent a deterioration of the service provided by the asset. | 20 | 2008-12-19 | 15.3484 | 66.6516 | x | 3 | 4. Significant | 10562 | Predictive Maintenance | 91.25
1005978 | Distribution Boards | B (Average): Asset is sound, operationally safe and exhibits only minor deterioration. | Category 3 (Recommended): Minor work required to prevent a deterioration of the service provided by the asset. | 20 | 2005-12-27 | 18.3272 | 63.6728 | x | 3 | 4. Significant | 10562 | Predictive Maintenance | 91.25
1005979 | Distribution Boards | B (Average): Asset is sound, operationally safe and exhibits only minor deterioration. | Category 3 (Recommended): Minor work required to prevent a deterioration of the service provided by the asset. | 20 | 2019-02-28 | 5.1554 | 76.8446 | x | 3 | 4. Significant | 10562 | Predictive Maintenance | 91.25
1005980 | Hot Water Calorifiers - Heated by LTHW | B (Average): Asset is sound, operationally safe and exhibits only minor deterioration. | Category 3 (Recommended): Minor work required to prevent a deterioration of the service provided by the asset. | 20 | 2016-02-20 | 8.178 | 77.822 | x | 1 | 4. Significant | 10190 | Predictive Maintenance | 91.25
1005981 | Distribution Boards | B (Average): Asset is sound, operationally safe and exhibits only minor deterioration. | Category 3 (Recommended): Minor work required to prevent a deterioration of the service provided by the asset. | 20 | 2020-08-29 | 3.655 | 82.345 | x | 1 | 4. Significant | 10559 | Predictive Maintenance | 91.25
1005982 | Distribution Boards | B (Average): Asset is sound, operationally safe and exhibits only minor deterioration. | Category 3 (Recommended): Minor work required to prevent a deterioration of the service provided by the asset. | 20 | 2014-11-15 | 9.4428 | 76.5572 | x | 1 | 4. Significant | 10559 | Predictive Maintenance | 91.25
1005983 | Distribution Boards | B (Average): Asset is sound, operationally safe and exhibits only minor deterioration. | Category 3 (Recommended): Minor work required to prevent a deterioration of the service provided by the asset. | 20 | 2016-03-20 | 8.0986 | 77.9014 | x | 1 | 4. Significant | 10559 | Predictive Maintenance | 91.25
1005984 | Distribution Boards | B (Average): Asset is sound, operationally safe and exhibits only minor deterioration. | Category 3 (Recommended): Minor work required to prevent a deterioration of the service provided by the asset. | 20 | 2016-01-15 | 8.2765 | 77.7235 | x | 1 | 4. Significant | 10559 | Predictive Maintenance | 91.25
1005986 | Distribution Boards | B (Average): Asset is sound, operationally safe and exhibits only minor deterioration. | Category 3 (Recommended): Minor work required to prevent a deterioration of the service provided by the asset. | 20 | 2006-05-30 | 17.9055 | 64.0945 | x | 3 | 4. Significant | 11296 | Predictive Maintenance | 91.25
1005987 | Distribution Boards | B (Average): Asset is sound, operationally safe and exhibits only minor deterioration. | Category 3 (Recommended): Minor work required to prevent a deterioration of the service provided by the asset. | 20 | 2005-04-07 | 19.05 | 62.95 | x | 3 | 4. Significant | 11296 | Predictive Maintenance | 91.25
1005988 | Electric/Air Heater | B (Average): Asset is sound, operationally safe and exhibits only minor deterioration. | Category 3 (Recommended): Minor work required to prevent a deterioration of the service provided by the asset. | 10 | 2016-05-15 | 7.9452 | 66.1095 | x | 3 | 2. Minor | 11297 | Predictive Maintenance | 182.5
1005989 | Distribution Boards | A (Good): Asset is as new and can be expected to perform adequately to its full normal life if maintained appropriately. | Category 4 (Normal): No work required beyond normal maintenance. | 20 | 2009-10-12 | 14.5352 | 81.4648 | x | 3 | 4. Significant | 11297 | Predictive Maintenance | 162.5
1005990 | Roller Shutter Doors | A (Good): Asset is as new and can be expected to perform adequately to its full normal life if maintained appropriately. | Category 4 (Normal): No work required beyond normal maintenance. | 15 | 2018-10-15 | 5.5277 | 88.6297 | x | 3 | 3. Moderate | 11297 | Predictive Maintenance | 365
1005991 | Fixed Access Ladders and Stairs | B (Average): Asset is sound, operationally safe and exhibits only minor deterioration. | Category 3 (Recommended): Minor work required to prevent a deterioration of the service provided by the asset. | 20 | 2018-01-30 | 6.2341 | 73.7659 | x | 4 | 3. Moderate | 11298 | Predictive Maintenance | 91.25
1005992 | Ventilating Fans - General | B (Average): Asset is sound, operationally safe and exhibits only minor deterioration. | Category 3 (Recommended): Minor work required to prevent a deterioration of the service provided by the asset. | 20 | 2019-06-27 | 4.8296 | 77.1704 | x | 3 | 2. Minor | 10788 | Predictive Maintenance | 182.5
1005993 | Meter Reading - Electric | B (Average): Asset is sound, operationally safe and exhibits only minor deterioration. | Category 3 (Recommended): Minor work required to prevent a deterioration of the service provided by the asset. | 20 | 2012-01-09 | 12.293 | 73.707 | x | 1 | 2. Minor | 10602 | Predictive Maintenance | 182.5
1005994 | Meter Reading - Electric | B (Average): Asset is sound, operationally safe and exhibits only minor deterioration. | Category 3 (Recommended): Minor work required to prevent a deterioration of the service provided by the asset. | 20 | 2007-01-28 | 17.2402 | 68.7598 | x | 1 | 2. Minor | 10602 | Predictive Maintenance | 182.5
1005995 | Meter Reading - Electric | B (Average): Asset is sound, operationally safe and exhibits only minor deterioration. | Category 3 (Recommended): Minor work required to prevent a deterioration of the service provided by the asset. | 20 | 2022-03-09 | 2.13 | 83.87 | x | 1 | 2. Minor | 10602 | Predictive Maintenance | 182.5
1005996 | Meter Reading - Electric | B (Average): Asset is sound, operationally safe and exhibits only minor deterioration. | Category 3 (Recommended): Minor work required to prevent a deterioration of the service provided by the asset. | 20 | 2012-02-03 | 12.2245 | 73.7755 | x | 1 | 2. Minor | 10602 | Predictive Maintenance | 182.5
1005997 | Meter Reading - Electric | B (Average): Asset is sound, operationally safe and exhibits only minor deterioration. | Category 3 (Recommended): Minor work required to prevent a deterioration of the service provided by the asset. | 20 | 2007-04-08 | 17.0486 | 68.9514 | x | 1 | 2. Minor | 10602 | Predictive Maintenance | 182.5
1005998 | Fixed Access Ladders and Stairs | B (Average): Asset is sound, operationally safe and exhibits only minor deterioration. | Category 3 (Recommended): Minor work required to prevent a deterioration of the service provided by the asset. | 20 | 2021-12-29 | 2.3217 | 79.6783 | x | 3 | 3. Moderate | 11299 | Predictive Maintenance | 91.25
1005999 | Fixed Access Ladders and Stairs | B (Average): Asset is sound, operationally safe and exhibits only minor deterioration. | Category 3 (Recommended): Minor work required to prevent a deterioration of the service provided by the asset. | 20 | 2007-09-28 | 16.5749 | 65.4251 | x | 3 | 3. Moderate | 11300 | Predictive Maintenance | 91.25
1006000 | Fixed Access Ladders and Stairs | B (Average): Asset is sound, operationally safe and exhibits only minor deterioration. | Category 3 (Recommended): Minor work required to prevent a deterioration of the service provided by the asset. | 20 | 2023-12-24 | 0.33676 | 81.6632 | x | 3 | 3. Moderate | 11301 | Predictive Maintenance | 91.25
1006001 | Distribution Boards | B (Average): Asset is sound, operationally safe and exhibits only minor deterioration. | Category 3 (Recommended): Minor work required to prevent a deterioration of the service provided by the asset. | 20 | 2011-08-26 | 12.6653 | 69.3347 | x | 3 | 4. Significant | 10580 | Predictive Maintenance | 91.25
1006002 | Distribution Boards | B (Average): Asset is sound, operationally safe and exhibits only minor deterioration. | Category 3 (Recommended): Minor work required to prevent a deterioration of the service provided by the asset. | 20 | 2021-11-16 | 2.4394 | 79.5606 | x | 3 | 4. Significant | 10580 | Predictive Maintenance | 91.25
1006003 | Distribution Boards | B (Average): Asset is sound, operationally safe and exhibits only minor deterioration. | Category 3 (Recommended): Minor work required to prevent a deterioration of the service provided by the asset. | 20 | 2012-11-17 | 11.436 | 70.564 | x | 3 | 4. Significant | 10580 | Predictive Maintenance | 91.25
1006004 | Distribution Boards | B (Average): Asset is sound, operationally safe and exhibits only minor deterioration. | Category 3 (Recommended): Minor work required to prevent a deterioration of the service provided by the asset. | 20 | 2006-11-18 | 17.4346 | 68.5654 | x | 1 | 4. Significant | 10576 | Predictive Maintenance | 91.25
1006005 | Distribution Boards | B (Average): Asset is sound, operationally safe and exhibits only minor deterioration. | Category 3 (Recommended): Minor work required to prevent a deterioration of the service provided by the asset. | 20 | 2013-05-20 | 10.9322 | 75.0678 | x | 1 | 4. Significant | 10576 | Predictive Maintenance | 91.25
1006006 | Distribution Boards | B (Average): Asset is sound, operationally safe and exhibits only minor deterioration. | Category 3 (Recommended): Minor work required to prevent a deterioration of the service provided by the asset. | 20 | 2021-02-23 | 3.1677 | 82.8323 | x | 1 | 4. Significant | 10576 | Predictive Maintenance | 91.25
1006007 | Distribution Boards | B (Average): Asset is sound, operationally safe and exhibits only minor deterioration. | Category 3 (Recommended): Minor work required to prevent a deterioration of the service provided by the asset. | 20 | 2017-10-13 | 6.5325 | 75.4675 | x | 3 | 4. Significant | 10584 | Predictive Maintenance | 91.25
1006008 | Distribution Boards | B (Average): Asset is sound, operationally safe and exhibits only minor deterioration. | Category 3 (Recommended): Minor work required to prevent a deterioration of the service provided by the asset. | 20 | 2009-01-19 | 15.2635 | 66.7365 | x | 3 | 4. Significant | 10584 | Predictive Maintenance | 91.25
1006009 | Distribution Boards | B (Average): Asset is sound, operationally safe and exhibits only minor deterioration. | Category 3 (Recommended): Minor work required to prevent a deterioration of the service provided by the asset. | 20 | 2008-08-07 | 15.7153 | 66.2847 | x | 3 | 4. Significant | 10584 | Predictive Maintenance | 91.25
1006010 | Distribution Boards | B (Average): Asset is sound, operationally safe and exhibits only minor deterioration. | Category 3 (Recommended): Minor work required to prevent a deterioration of the service provided by the asset. | 20 | 2006-01-21 | 18.2587 | 63.7413 | x | 3 | 4. Significant | 10313 | Predictive Maintenance | 91.25
1006011 | Distribution Boards | B (Average): Asset is sound, operationally safe and exhibits only minor deterioration. | Category 3 (Recommended): Minor work required to prevent a deterioration of the service provided by the asset. | 20 | 2006-05-12 | 17.9548 | 64.0452 | x | 3 | 4. Significant | 10313 | Predictive Maintenance | 91.25
1006012 | Distribution Boards | B (Average): Asset is sound, operationally safe and exhibits only minor deterioration. | Category 3 (Recommended): Minor work required to prevent a deterioration of the service provided by the asset. | 20 | 2021-02-17 | 3.1841 | 78.8159 | x | 3 | 4. Significant | 10313 | Predictive Maintenance | 91.25
1006013 | Distribution Boards | B (Average): Asset is sound, operationally safe and exhibits only minor deterioration. | Category 3 (Recommended): Minor work required to prevent a deterioration of the service provided by the asset. | 20 | 2015-01-03 | 9.3087 | 72.6913 | x | 3 | 4. Significant | 10313 | Predictive Maintenance | 91.25
1006014 | Distribution Boards | B (Average): Asset is sound, operationally safe and exhibits only minor deterioration. | Category 3 (Recommended): Minor work required to prevent a deterioration of the service provided by the asset. | 20 | 2008-11-26 | 15.4114 | 70.5886 | x | 1 | 4. Significant | 10583 | Predictive Maintenance | 91.25
1006015 | Distribution Boards | B (Average): Asset is sound, operationally safe and exhibits only minor deterioration. | Category 3 (Recommended): Minor work required to prevent a deterioration of the service provided by the asset. | 20 | 2007-01-02 | 17.3114 | 68.6886 | x | 1 | 4. Significant | 10583 | Predictive Maintenance | 91.25
1006016 | Distribution Boards | B (Average): Asset is sound, operationally safe and exhibits only minor deterioration. | Category 3 (Recommended): Minor work required to prevent a deterioration of the service provided by the asset. | 20 | 2008-10-26 | 15.4962 | 70.5038 | x | 1 | 4. Significant | 10583 | Predictive Maintenance | 91.25
1006017 | Distribution Boards | B (Average): Asset is sound, operationally safe and exhibits only minor deterioration. | Category 3 (Recommended): Minor work required to prevent a deterioration of the service provided by the asset. | 20 | 2006-01-29 | 18.2368 | 67.7632 | x | 1 | 4. Significant | 10581 | Predictive Maintenance | 91.25
1006018 | Distribution Boards | B (Average): Asset is sound, operationally safe and exhibits only minor deterioration. | Category 3 (Recommended): Minor work required to prevent a deterioration of the service provided by the asset. | 20 | 2017-08-06 | 6.7187 | 79.2813 | x | 1 | 4. Significant | 10581 | Predictive Maintenance | 91.25
1006019 | Distribution Boards | B (Average): Asset is sound, operationally safe and exhibits only minor deterioration. | Category 3 (Recommended): Minor work required to prevent a deterioration of the service provided by the asset. | 20 | 2014-01-25 | 10.2478 | 75.7522 | x | 1 | 4. Significant | 10581 | Predictive Maintenance | 91.25
1006020 | Distribution Boards | B (Average): Asset is sound, operationally safe and exhibits only minor deterioration. | Category 3 (Recommended): Minor work required to prevent a deterioration of the service provided by the asset. | 20 | 2023-09-05 | 0.63792 | 85.3621 | x | 1 | 4. Significant | 10581 | Predictive Maintenance | 91.25
1006021 | Distribution Boards | B (Average): Asset is sound, operationally safe and exhibits only minor deterioration. | Category 3 (Recommended): Minor work required to prevent a deterioration of the service provided by the asset. | 20 | 2017-06-22 | 6.8419 | 79.1581 | x | 1 | 4. Significant | 10587 | Predictive Maintenance | 91.25
1006022 | Distribution Boards | B (Average): Asset is sound, operationally safe and exhibits only minor deterioration. | Category 3 (Recommended): Minor work required to prevent a deterioration of the service provided by the asset. | 20 | 2010-06-22 | 13.8426 | 72.1574 | x | 1 | 4. Significant | 10587 | Predictive Maintenance | 91.25
1006023 | Distribution Boards | B (Average): Asset is sound, operationally safe and exhibits only minor deterioration. | Category 3 (Recommended): Minor work required to prevent a deterioration of the service provided by the asset. | 20 | 2004-03-09 | 20.1287 | 65.8713 | x | 1 | 4. Significant | 10587 | Predictive Maintenance | 91.25
1006024 | Distribution Boards | B (Average): Asset is sound, operationally safe and exhibits only minor deterioration. | Category 3 (Recommended): Minor work required to prevent a deterioration of the service provided by the asset. | 20 | 2015-04-06 | 9.0541 | 72.9459 | x | 3 | 4. Significant | 10540 | Predictive Maintenance | 91.25
1006025 | Distribution Boards | B (Average): Asset is sound, operationally safe and exhibits only minor deterioration. | Category 3 (Recommended): Minor work required to prevent a deterioration of the service provided by the asset. | 20 | 2014-04-28 | 9.9932 | 72.0068 | x | 3 | 4. Significant | 10540 | Predictive Maintenance | 91.25
1006026 | Distribution Boards | B (Average): Asset is sound, operationally safe and exhibits only minor deterioration. | Category 3 (Recommended): Minor work required to prevent a deterioration of the service provided by the asset. | 20 | 2016-03-02 | 8.1478 | 73.8522 | x | 3 | 4. Significant | 10540 | Predictive Maintenance | 91.25
1006027 | Distribution Boards | B (Average): Asset is sound, operationally safe and exhibits only minor deterioration. | Category 3 (Recommended): Minor work required to prevent a deterioration of the service provided by the asset. | 20 | 2006-05-28 | 17.911 | 64.089 | x | 3 | 4. Significant | 10540 | Predictive Maintenance | 91.25
1006028 | Distribution Boards | B (Average): Asset is sound, operationally safe and exhibits only minor deterioration. | Category 3 (Recommended): Minor work required to prevent a deterioration of the service provided by the asset. | 20 | 2016-10-14 | 7.5291 | 78.4709 | x | 1 | 4. Significant | 10586 | Predictive Maintenance | 91.25
1006029 | Distribution Boards | B (Average): Asset is sound, operationally safe and exhibits only minor deterioration. | Category 3 (Recommended): Minor work required to prevent a deterioration of the service provided by the asset. | 20 | 2020-08-23 | 3.6715 | 82.3285 | x | 1 | 4. Significant | 10586 | Predictive Maintenance | 91.25
1006030 | Distribution Boards | B (Average): Asset is sound, operationally safe and exhibits only minor deterioration. | Category 3 (Recommended): Minor work required to prevent a deterioration of the service provided by the asset. | 20 | 2016-06-01 | 7.8987 | 78.1013 | x | 1 | 4. Significant | 10586 | Predictive Maintenance | 91.25
1006031 | Distribution Boards | B (Average): Asset is sound, operationally safe and exhibits only minor deterioration. | Category 3 (Recommended): Minor work required to prevent a deterioration of the service provided by the asset. | 20 | 2004-01-19 | 20.2656 | 65.7344 | x | 1 | 4. Significant | 10585 | Predictive Maintenance | 91.25
1006032 | Distribution Boards | B (Average): Asset is sound, operationally safe and exhibits only minor deterioration. | Category 3 (Recommended): Minor work required to prevent a deterioration of the service provided by the asset. | 20 | 2016-07-21 | 7.7618 | 78.2382 | x | 1 | 4. Significant | 10585 | Predictive Maintenance | 91.25
1006033 | Distribution Boards | B (Average): Asset is sound, operationally safe and exhibits only minor deterioration. | Category 3 (Recommended): Minor work required to prevent a deterioration of the service provided by the asset. | 20 | 2007-07-10 | 16.794 | 69.206 | x | 1 | 4. Significant | 10585 | Predictive Maintenance | 91.25
1006034 | Distribution Boards | B (Average): Asset is sound, operationally safe and exhibits only minor deterioration. | Category 3 (Recommended): Minor work required to prevent a deterioration of the service provided by the asset. | 20 | 2006-10-19 | 17.5168 | 68.4832 | x | 1 | 4. Significant | 10588 | Predictive Maintenance | 91.25
1006035 | Distribution Boards | B (Average): Asset is sound, operationally safe and exhibits only minor deterioration. | Category 3 (Recommended): Minor work required to prevent a deterioration of the service provided by the asset. | 20 | 2004-04-12 | 20.0356 | 61.9644 | x | 3 | 4. Significant | 10590 | Predictive Maintenance | 91.25
1006036 | Distribution Boards | B (Average): Asset is sound, operationally safe and exhibits only minor deterioration. | Category 3 (Recommended): Minor work required to prevent a deterioration of the service provided by the asset. | 20 | 2009-12-28 | 14.3244 | 67.6756 | x | 3 | 4. Significant | 10590 | Predictive Maintenance | 91.25
1006037 | Distribution Boards | B (Average): Asset is sound, operationally safe and exhibits only minor deterioration. | Category 3 (Recommended): Minor work required to prevent a deterioration of the service provided by the asset. | 20 | 2016-10-21 | 7.5099 | 74.4901 | x | 3 | 4. Significant | 10590 | Predictive Maintenance | 91.25
1006038 | Distribution Boards | B (Average): Asset is sound, operationally safe and exhibits only minor deterioration. | Category 3 (Recommended): Minor work required to prevent a deterioration of the service provided by the asset. | 20 | 2021-04-23 | 3.0062 | 78.9938 | x | 3 | 4. Significant | 10589 | Predictive Maintenance | 91.25
1006039 | Distribution Boards | B (Average): Asset is sound, operationally safe and exhibits only minor deterioration. | Category 3 (Recommended): Minor work required to prevent a deterioration of the service provided by the asset. | 20 | 2015-09-30 | 8.5695 | 73.4305 | x | 3 | 4. Significant | 10589 | Predictive Maintenance | 91.25
1006040 | Distribution Boards | B (Average): Asset is sound, operationally safe and exhibits only minor deterioration. | Category 3 (Recommended): Minor work required to prevent a deterioration of the service provided by the asset. | 20 | 2012-05-11 | 11.9562 | 70.0438 | x | 3 | 4. Significant | 10589 | Predictive Maintenance | 91.25
1006041 | Distribution Boards | B (Average): Asset is sound, operationally safe and exhibits only minor deterioration. | Category 3 (Recommended): Minor work required to prevent a deterioration of the service provided by the asset. | 20 | 2009-11-07 | 14.4641 | 71.5359 | x | 1 | 4. Significant | 10169 | Predictive Maintenance | 91.25
1006042 | Distribution Boards | B (Average): Asset is sound, operationally safe and exhibits only minor deterioration. | Category 3 (Recommended): Minor work required to prevent a deterioration of the service provided by the asset. | 20 | 2011-07-25 | 12.7529 | 73.2471 | x | 1 | 4. Significant | 10169 | Predictive Maintenance | 91.25
1006043 | Distribution Boards | B (Average): Asset is sound, operationally safe and exhibits only minor deterioration. | Category 3 (Recommended): Minor work required to prevent a deterioration of the service provided by the asset. | 20 | 2017-01-17 | 7.269 | 78.731 | x | 1 | 4. Significant | 10169 | Predictive Maintenance | 91.25
1006044 | Distribution Boards | B (Average): Asset is sound, operationally safe and exhibits only minor deterioration. | Category 3 (Recommended): Minor work required to prevent a deterioration of the service provided by the asset. | 20 | 2017-10-27 | 6.4942 | 79.5058 | x | 1 | 4. Significant | 10582 | Predictive Maintenance | 91.25
1006045 | Distribution Boards | B (Average): Asset is sound, operationally safe and exhibits only minor deterioration. | Category 3 (Recommended): Minor work required to prevent a deterioration of the service provided by the asset. | 20 | 2013-03-29 | 11.0746 | 74.9254 | x | 1 | 4. Significant | 10582 | Predictive Maintenance | 91.25
1006046 | Distribution Boards | B (Average): Asset is sound, operationally safe and exhibits only minor deterioration. | Category 3 (Recommended): Minor work required to prevent a deterioration of the service provided by the asset. | 20 | 2016-02-17 | 8.1862 | 77.8138 | x | 1 | 4. Significant | 10582 | Predictive Maintenance | 91.25
1006047 | Distribution Boards | B (Average): Asset is sound, operationally safe and exhibits only minor deterioration. | Category 3 (Recommended): Minor work required to prevent a deterioration of the service provided by the asset. | 20 | 2005-10-24 | 18.5024 | 67.4976 | x | 1 | 4. Significant | 10582 | Predictive Maintenance | 91.25
1006048 | Distribution Boards | B (Average): Asset is sound, operationally safe and exhibits only minor deterioration. | Category 3 (Recommended): Minor work required to prevent a deterioration of the service provided by the asset. | 20 | 2013-12-27 | 10.3272 | 75.6728 | x | 1 | 4. Significant | 10575 | Predictive Maintenance | 91.25
1006049 | Distribution Boards | B (Average): Asset is sound, operationally safe and exhibits only minor deterioration. | Category 3 (Recommended): Minor work required to prevent a deterioration of the service provided by the asset. | 20 | 2018-10-04 | 5.5578 | 80.4422 | x | 1 | 4. Significant | 10575 | Predictive Maintenance | 91.25
1006050 | Distribution Boards | B (Average): Asset is sound, operationally safe and exhibits only minor deterioration. | Category 3 (Recommended): Minor work required to prevent a deterioration of the service provided by the asset. | 20 | 2015-09-11 | 8.6215 | 77.3785 | x | 1 | 4. Significant | 10575 | Predictive Maintenance | 91.25
1006051 | Distribution Boards | B (Average): Asset is sound, operationally safe and exhibits only minor deterioration. | Category 3 (Recommended): Minor work required to prevent a deterioration of the service provided by the asset. | 20 | 2018-03-12 | 6.1218 | 79.8782 | x | 1 | 4. Significant | 10578 | Predictive Maintenance | 91.25
1006052 | Distribution Boards | B (Average): Asset is sound, operationally safe and exhibits only minor deterioration. | Category 3 (Recommended): Minor work required to prevent a deterioration of the service provided by the asset. | 20 | 2009-08-19 | 14.6831 | 71.3169 | x | 1 | 4. Significant | 10578 | Predictive Maintenance | 91.25
1006053 | Distribution Boards | B (Average): Asset is sound, operationally safe and exhibits only minor deterioration. | Category 3 (Recommended): Minor work required to prevent a deterioration of the service provided by the asset. | 20 | 2007-05-19 | 16.9363 | 69.0637 | x | 1 | 4. Significant | 10578 | Predictive Maintenance | 91.25
1006054 | Distribution Boards | B (Average): Asset is sound, operationally safe and exhibits only minor deterioration. | Category 3 (Recommended): Minor work required to prevent a deterioration of the service provided by the asset. | 20 | 2004-01-07 | 20.2984 | 65.7016 | x | 1 | 4. Significant | 10577 | Predictive Maintenance | 91.25
1006055 | Distribution Boards | B (Average): Asset is sound, operationally safe and exhibits only minor deterioration. | Category 3 (Recommended): Minor work required to prevent a deterioration of the service provided by the asset. | 20 | 2019-06-28 | 4.8268 | 81.1732 | x | 1 | 4. Significant | 10577 | Predictive Maintenance | 91.25
1006056 | Distribution Boards | B (Average): Asset is sound, operationally safe and exhibits only minor deterioration. | Category 3 (Recommended): Minor work required to prevent a deterioration of the service provided by the asset. | 20 | 2009-11-07 | 14.4641 | 71.5359 | x | 1 | 4. Significant | 10577 | Predictive Maintenance | 91.25
1006057 | Distribution Boards | B (Average): Asset is sound, operationally safe and exhibits only minor deterioration. | Category 3 (Recommended): Minor work required to prevent a deterioration of the service provided by the asset. | 20 | 2005-07-13 | 18.7844 | 63.2156 | x | 3 | 4. Significant | 10539 | Predictive Maintenance | 91.25
1006058 | Distribution Boards | B (Average): Asset is sound, operationally safe and exhibits only minor deterioration. | Category 3 (Recommended): Minor work required to prevent a deterioration of the service provided by the asset. | 20 | 2013-11-27 | 10.4093 | 71.5907 | x | 3 | 4. Significant | 10539 | Predictive Maintenance | 91.25
1006059 | Distribution Boards | B (Average): Asset is sound, operationally safe and exhibits only minor deterioration. | Category 3 (Recommended): Minor work required to prevent a deterioration of the service provided by the asset. | 20 | 2005-05-17 | 18.9405 | 63.0595 | x | 3 | 4. Significant | 10539 | Predictive Maintenance | 91.25
1006060 | Distribution Boards | B (Average): Asset is sound, operationally safe and exhibits only minor deterioration. | Category 3 (Recommended): Minor work required to prevent a deterioration of the service provided by the asset. | 20 | 2016-11-30 | 7.4004 | 74.5996 | x | 3 | 4. Significant | 10546 | Predictive Maintenance | 91.25
1006061 | Distribution Boards | B (Average): Asset is sound, operationally safe and exhibits only minor deterioration. | Category 3 (Recommended): Minor work required to prevent a deterioration of the service provided by the asset. | 20 | 2004-09-25 | 19.5811 | 62.4189 | x | 3 | 4. Significant | 10546 | Predictive Maintenance | 91.25
1006062 | Distribution Boards | B (Average): Asset is sound, operationally safe and exhibits only minor deterioration. | Category 3 (Recommended): Minor work required to prevent a deterioration of the service provided by the asset. | 20 | 2004-10-01 | 19.5647 | 62.4353 | x | 3 | 4. Significant | 10546 | Predictive Maintenance | 91.25
1006063 | Distribution Boards | B (Average): Asset is sound, operationally safe and exhibits only minor deterioration. | Category 3 (Recommended): Minor work required to prevent a deterioration of the service provided by the asset. | 20 | 2018-08-29 | 5.6564 | 76.3436 | x | 3 | 4. Significant | 10593 | Predictive Maintenance | 91.25
1006064 | Distribution Boards | B (Average): Asset is sound, operationally safe and exhibits only minor deterioration. | Category 3 (Recommended): Minor work required to prevent a deterioration of the service provided by the asset. | 20 | 2006-04-21 | 18.0123 | 63.9877 | x | 3 | 4. Significant | 10593 | Predictive Maintenance | 91.25
1006065 | Distribution Boards | B (Average): Asset is sound, operationally safe and exhibits only minor deterioration. | Category 3 (Recommended): Minor work required to prevent a deterioration of the service provided by the asset. | 20 | 2023-09-09 | 0.62697 | 81.373 | x | 3 | 4. Significant | 10593 | Predictive Maintenance | 91.25
1006066 | Distribution Boards | B (Average): Asset is sound, operationally safe and exhibits only minor deterioration. | Category 3 (Recommended): Minor work required to prevent a deterioration of the service provided by the asset. | 20 | 2008-09-11 | 15.6194 | 66.3806 | x | 3 | 4. Significant | 10379 | Predictive Maintenance | 91.25
1006067 | Distribution Boards | B (Average): Asset is sound, operationally safe and exhibits only minor deterioration. | Category 3 (Recommended): Minor work required to prevent a deterioration of the service provided by the asset. | 20 | 2010-08-20 | 13.681 | 68.319 | x | 3 | 4. Significant | 10379 | Predictive Maintenance | 91.25
1006068 | Distribution Boards | B (Average): Asset is sound, operationally safe and exhibits only minor deterioration. | Category 3 (Recommended): Minor work required to prevent a deterioration of the service provided by the asset. | 20 | 2006-09-14 | 17.6126 | 64.3874 | x | 3 | 4. Significant | 10379 | Predictive Maintenance | 91.25
1006069 | Distribution Boards | B (Average): Asset is sound, operationally safe and exhibits only minor deterioration. | Category 3 (Recommended): Minor work required to prevent a deterioration of the service provided by the asset. | 20 | 2015-07-05 | 8.8077 | 73.1923 | x | 3 | 4. Significant | 10379 | Predictive Maintenance | 91.25
1006070 | Distribution Boards | B (Average): Asset is sound, operationally safe and exhibits only minor deterioration. | Category 3 (Recommended): Minor work required to prevent a deterioration of the service provided by the asset. | 20 | 2019-05-10 | 4.961 | 77.039 | x | 3 | 4. Significant | 10379 | Predictive Maintenance | 91.25
1006071 | Distribution Boards | B (Average): Asset is sound, operationally safe and exhibits only minor deterioration. | Category 3 (Recommended): Minor work required to prevent a deterioration of the service provided by the asset. | 20 | 2019-04-29 | 4.9911 | 77.0089 | x | 3 | 4. Significant | 10379 | Predictive Maintenance | 91.25
1006072 | Distribution Boards | B (Average): Asset is sound, operationally safe and exhibits only minor deterioration. | Category 3 (Recommended): Minor work required to prevent a deterioration of the service provided by the asset. | 20 | 2018-04-15 | 6.0287 | 79.9713 | x | 1 | 4. Significant | 10544 | Predictive Maintenance | 91.25
1006073 | Distribution Boards | B (Average): Asset is sound, operationally safe and exhibits only minor deterioration. | Category 3 (Recommended): Minor work required to prevent a deterioration of the service provided by the asset. | 20 | 2012-04-21 | 12.011 | 73.989 | x | 1 | 4. Significant | 10544 | Predictive Maintenance | 91.25
1006074 | Distribution Boards | B (Average): Asset is sound, operationally safe and exhibits only minor deterioration. | Category 3 (Recommended): Minor work required to prevent a deterioration of the service provided by the asset. | 20 | 2007-07-20 | 16.7666 | 69.2334 | x | 1 | 4. Significant | 10544 | Predictive Maintenance | 91.25
1006075 | Distribution Boards | B (Average): Asset is sound, operationally safe and exhibits only minor deterioration. | Category 3 (Recommended): Minor work required to prevent a deterioration of the service provided by the asset. | 20 | 2018-01-29 | 6.2368 | 79.7632 | x | 1 | 4. Significant | 10553 | Predictive Maintenance | 91.25
1006076 | Distribution Boards | B (Average): Asset is sound, operationally safe and exhibits only minor deterioration. | Category 3 (Recommended): Minor work required to prevent a deterioration of the service provided by the asset. | 20 | 2015-11-01 | 8.4819 | 77.5181 | x | 1 | 4. Significant | 10553 | Predictive Maintenance | 91.25
1006077 | Distribution Boards | B (Average): Asset is sound, operationally safe and exhibits only minor deterioration. | Category 3 (Recommended): Minor work required to prevent a deterioration of the service provided by the asset. | 20 | 2021-10-18 | 2.5188 | 83.4812 | x | 1 | 4. Significant | 10553 | Predictive Maintenance | 91.25
1006078 | Distribution Boards | B (Average): Asset is sound, operationally safe and exhibits only minor deterioration. | Category 3 (Recommended): Minor work required to prevent a deterioration of the service provided by the asset. | 20 | 2021-08-12 | 2.7023 | 83.2977 | x | 1 | 4. Significant | 10553 | Predictive Maintenance | 91.25
1006079 | Distribution Boards | B (Average): Asset is sound, operationally safe and exhibits only minor deterioration. | Category 3 (Recommended): Minor work required to prevent a deterioration of the service provided by the asset. | 20 | 2023-12-06 | 0.38604 | 85.614 | x | 1 | 4. Significant | 10553 | Predictive Maintenance | 91.25
1006080 | Distribution Boards | B (Average): Asset is sound, operationally safe and exhibits only minor deterioration. | Category 3 (Recommended): Minor work required to prevent a deterioration of the service provided by the asset. | 20 | 2012-03-06 | 12.1369 | 73.8631 | x | 1 | 4. Significant | 10555 | Predictive Maintenance | 91.25
1006081 | Distribution Boards | B (Average): Asset is sound, operationally safe and exhibits only minor deterioration. | Category 3 (Recommended): Minor work required to prevent a deterioration of the service provided by the asset. | 20 | 2008-02-02 | 16.2272 | 69.7728 | x | 1 | 4. Significant | 10555 | Predictive Maintenance | 91.25
1006082 | Distribution Boards | B (Average): Asset is sound, operationally safe and exhibits only minor deterioration. | Category 3 (Recommended): Minor work required to prevent a deterioration of the service provided by the asset. | 20 | 2022-06-08 | 1.8809 | 84.1191 | x | 1 | 4. Significant | 10555 | Predictive Maintenance | 91.25
1006083 | Distribution Boards | B (Average): Asset is sound, operationally safe and exhibits only minor deterioration. | Category 3 (Recommended): Minor work required to prevent a deterioration of the service provided by the asset. | 20 | 2018-10-31 | 5.4839 | 80.5161 | x | 1 | 4. Significant | 10555 | Predictive Maintenance | 91.25
1006084 | Distribution Boards | B (Average): Asset is sound, operationally safe and exhibits only minor deterioration. | Category 3 (Recommended): Minor work required to prevent a deterioration of the service provided by the asset. | 20 | 2013-09-26 | 10.5791 | 71.4209 | x | 3 | 4. Significant | 10557 | Predictive Maintenance | 91.25
1006085 | Distribution Boards | B (Average): Asset is sound, operationally safe and exhibits only minor deterioration. | Category 3 (Recommended): Minor work required to prevent a deterioration of the service provided by the asset. | 20 | 2021-01-04 | 3.3046 | 78.6954 | x | 3 | 4. Significant | 10557 | Predictive Maintenance | 91.25
1006086 | Distribution Boards | B (Average): Asset is sound, operationally safe and exhibits only minor deterioration. | Category 3 (Recommended): Minor work required to prevent a deterioration of the service provided by the asset. | 20 | 2020-06-24 | 3.8357 | 78.1643 | x | 3 | 4. Significant | 10557 | Predictive Maintenance | 91.25
1006087 | Distribution Boards | B (Average): Asset is sound, operationally safe and exhibits only minor deterioration. | Category 3 (Recommended): Minor work required to prevent a deterioration of the service provided by the asset. | 20 | 2016-03-26 | 8.0821 | 73.9179 | x | 3 | 4. Significant | 10591 | Predictive Maintenance | 91.25
1006088 | Distribution Boards | B (Average): Asset is sound, operationally safe and exhibits only minor deterioration. | Category 3 (Recommended): Minor work required to prevent a deterioration of the service provided by the asset. | 20 | 2010-03-30 | 14.0726 | 71.9274 | x | 1 | 4. Significant | 10547 | Predictive Maintenance | 91.25
1006089 | Distribution Boards | B (Average): Asset is sound, operationally safe and exhibits only minor deterioration. | Category 3 (Recommended): Minor work required to prevent a deterioration of the service provided by the asset. | 20 | 2011-03-29 | 13.076 | 72.924 | x | 1 | 4. Significant | 10547 | Predictive Maintenance | 91.25
1006090 | Distribution Boards | B (Average): Asset is sound, operationally safe and exhibits only minor deterioration. | Category 3 (Recommended): Minor work required to prevent a deterioration of the service provided by the asset. | 20 | 2021-03-15 | 3.1129 | 82.8871 | x | 1 | 4. Significant | 10547 | Predictive Maintenance | 91.25
1006091 | Distribution Boards | B (Average): Asset is sound, operationally safe and exhibits only minor deterioration. | Category 3 (Recommended): Minor work required to prevent a deterioration of the service provided by the asset. | 20 | 2022-04-28 | 1.9932 | 84.0068 | x | 1 | 4. Significant | 10318 | Predictive Maintenance | 91.25
1006092 | Distribution Boards | B (Average): Asset is sound, operationally safe and exhibits only minor deterioration. | Category 3 (Recommended): Minor work required to prevent a deterioration of the service provided by the asset. | 20 | 2019-08-02 | 4.731 | 81.269 | x | 1 | 4. Significant | 10318 | Predictive Maintenance | 91.25
1006093 | Distribution Boards | B (Average): Asset is sound, operationally safe and exhibits only minor deterioration. | Category 3 (Recommended): Minor work required to prevent a deterioration of the service provided by the asset. | 20 | 2014-02-27 | 10.1574 | 75.8426 | x | 1 | 4. Significant | 10318 | Predictive Maintenance | 91.25
1006094 | Distribution Boards | B (Average): Asset is sound, operationally safe and exhibits only minor deterioration. | Category 3 (Recommended): Minor work required to prevent a deterioration of the service provided by the asset. | 20 | 2022-12-07 | 1.3826 | 84.6174 | x | 1 | 4. Significant | 10549 | Predictive Maintenance | 91.25
1006095 | Distribution Boards | B (Average): Asset is sound, operationally safe and exhibits only minor deterioration. | Category 3 (Recommended): Minor work required to prevent a deterioration of the service provided by the asset. | 20 | 2019-08-22 | 4.6762 | 81.3238 | x | 1 | 4. Significant | 10549 | Predictive Maintenance | 91.25
1006096 | Distribution Boards | B (Average): Asset is sound, operationally safe and exhibits only minor deterioration. | Category 3 (Recommended): Minor work required to prevent a deterioration of the service provided by the asset. | 20 | 2012-06-09 | 11.8768 | 74.1232 | x | 1 | 4. Significant | 10549 | Predictive Maintenance | 91.25
1006097 | Distribution Boards | B (Average): Asset is sound, operationally safe and exhibits only minor deterioration. | Category 3 (Recommended): Minor work required to prevent a deterioration of the service provided by the asset. | 20 | 2006-11-05 | 17.4702 | 68.5298 | x | 1 | 4. Significant | 10548 | Predictive Maintenance | 91.25
1006098 | Distribution Boards | B (Average): Asset is sound, operationally safe and exhibits only minor deterioration. | Category 3 (Recommended): Minor work required to prevent a deterioration of the service provided by the asset. | 20 | 2020-10-22 | 3.5072 | 82.4928 | x | 1 | 4. Significant | 10548 | Predictive Maintenance | 91.25
1006099 | Distribution Boards | B (Average): Asset is sound, operationally safe and exhibits only minor deterioration. | Category 3 (Recommended): Minor work required to prevent a deterioration of the service provided by the asset. | 20 | 2017-11-08 | 6.4613 | 79.5387 | x | 1 | 4. Significant | 10548 | Predictive Maintenance | 91.25
1006100 | Distribution Boards | B (Average): Asset is sound, operationally safe and exhibits only minor deterioration. | Category 3 (Recommended): Minor work required to prevent a deterioration of the service provided by the asset. | 20 | 2010-05-06 | 13.9713 | 68.0287 | x | 3 | 4. Significant | 10550 | Predictive Maintenance | 91.25
1006101 | Distribution Boards | B (Average): Asset is sound, operationally safe and exhibits only minor deterioration. | Category 3 (Recommended): Minor work required to prevent a deterioration of the service provided by the asset. | 20 | 2020-10-19 | 3.5154 | 78.4846 | x | 3 | 4. Significant | 10550 | Predictive Maintenance | 91.25
1006102 | Distribution Boards | B (Average): Asset is sound, operationally safe and exhibits only minor deterioration. | Category 3 (Recommended): Minor work required to prevent a deterioration of the service provided by the asset. | 20 | 2009-10-06 | 14.5517 | 67.4483 | x | 3 | 4. Significant | 10550 | Predictive Maintenance | 91.25
1006103 | Distribution Boards | B (Average): Asset is sound, operationally safe and exhibits only minor deterioration. | Category 3 (Recommended): Minor work required to prevent a deterioration of the service provided by the asset. | 20 | 2020-05-23 | 3.9233 | 78.0767 | x | 3 | 4. Significant | 10551 | Predictive Maintenance | 91.25
1006104 | Distribution Boards | B (Average): Asset is sound, operationally safe and exhibits only minor deterioration. | Category 3 (Recommended): Minor work required to prevent a deterioration of the service provided by the asset. | 20 | 2014-07-03 | 9.8125 | 72.1875 | x | 3 | 4. Significant | 10551 | Predictive Maintenance | 91.25
1006105 | Distribution Boards | B (Average): Asset is sound, operationally safe and exhibits only minor deterioration. | Category 3 (Recommended): Minor work required to prevent a deterioration of the service provided by the asset. | 20 | 2013-06-08 | 10.8802 | 71.1198 | x | 3 | 4. Significant | 10551 | Predictive Maintenance | 91.25
1006106 | Distribution Boards | B (Average): Asset is sound, operationally safe and exhibits only minor deterioration. | Category 3 (Recommended): Minor work required to prevent a deterioration of the service provided by the asset. | 20 | 2013-08-30 | 10.653 | 75.347 | x | 1 | 4. Significant | 10542 | Predictive Maintenance | 91.25
1006107 | Distribution Boards | B (Average): Asset is sound, operationally safe and exhibits only minor deterioration. | Category 3 (Recommended): Minor work required to prevent a deterioration of the service provided by the asset. | 20 | 2004-01-10 | 20.2902 | 65.7098 | x | 1 | 4. Significant | 10542 | Predictive Maintenance | 91.25
1006108 | Distribution Boards | B (Average): Asset is sound, operationally safe and exhibits only minor deterioration. | Category 3 (Recommended): Minor work required to prevent a deterioration of the service provided by the asset. | 20 | 2004-12-14 | 19.3621 | 66.6379 | x | 1 | 4. Significant | 10542 | Predictive Maintenance | 91.25
1006109 | Distribution Boards | B (Average): Asset is sound, operationally safe and exhibits only minor deterioration. | Category 3 (Recommended): Minor work required to prevent a deterioration of the service provided by the asset. | 20 | 2016-05-28 | 7.9097 | 78.0903 | x | 1 | 4. Significant | 10543 | Predictive Maintenance | 91.25
1006110 | Distribution Boards | B (Average): Asset is sound, operationally safe and exhibits only minor deterioration. | Category 3 (Recommended): Minor work required to prevent a deterioration of the service provided by the asset. | 20 | 2019-05-16 | 4.9446 | 81.0554 | x | 1 | 4. Significant | 10543 | Predictive Maintenance | 91.25
1006111 | Distribution Boards | B (Average): Asset is sound, operationally safe and exhibits only minor deterioration. | Category 3 (Recommended): Minor work required to prevent a deterioration of the service provided by the asset. | 20 | 2014-02-17 | 10.1848 | 75.8152 | x | 1 | 4. Significant | 10543 | Predictive Maintenance | 91.25
1006112 | Distribution Boards | B (Average): Asset is sound, operationally safe and exhibits only minor deterioration. | Category 3 (Recommended): Minor work required to prevent a deterioration of the service provided by the asset. | 20 | 2021-10-09 | 2.5435 | 83.4565 | x | 1 | 4. Significant | 10541 | Predictive Maintenance | 91.25
1006113 | Distribution Boards | B (Average): Asset is sound, operationally safe and exhibits only minor deterioration. | Category 3 (Recommended): Minor work required to prevent a deterioration of the service provided by the asset. | 20 | 2020-06-01 | 3.8987 | 82.1013 | x | 1 | 4. Significant | 10541 | Predictive Maintenance | 91.25
1006114 | Distribution Boards | B (Average): Asset is sound, operationally safe and exhibits only minor deterioration. | Category 3 (Recommended): Minor work required to prevent a deterioration of the service provided by the asset. | 20 | 2023-03-02 | 1.1499 | 84.8501 | x | 1 | 4. Significant | 10541 | Predictive Maintenance | 91.25
1006115 | Distribution Boards | B (Average): Asset is sound, operationally safe and exhibits only minor deterioration. | Category 3 (Recommended): Minor work required to prevent a deterioration of the service provided by the asset. | 20 | 2015-11-14 | 8.4463 | 73.5537 | x | 3 | 4. Significant | 10545 | Predictive Maintenance | 91.25
1006116 | Distribution Boards | B (Average): Asset is sound, operationally safe and exhibits only minor deterioration. | Category 3 (Recommended): Minor work required to prevent a deterioration of the service provided by the asset. | 20 | 2006-01-13 | 18.2806 | 63.7194 | x | 3 | 4. Significant | 10545 | Predictive Maintenance | 91.25
1006117 | Distribution Boards | B (Average): Asset is sound, operationally safe and exhibits only minor deterioration. | Category 3 (Recommended): Minor work required to prevent a deterioration of the service provided by the asset. | 20 | 2015-10-20 | 8.5147 | 73.4853 | x | 3 | 4. Significant | 10545 | Predictive Maintenance | 91.25
1006118 | Distribution Boards | B (Average): Asset is sound, operationally safe and exhibits only minor deterioration. | Category 3 (Recommended): Minor work required to prevent a deterioration of the service provided by the asset. | 20 | 2004-12-12 | 19.3676 | 66.6324 | x | 1 | 4. Significant | 10537 | Predictive Maintenance | 91.25
1006119 | Distribution Boards | B (Average): Asset is sound, operationally safe and exhibits only minor deterioration. | Category 3 (Recommended): Minor work required to prevent a deterioration of the service provided by the asset. | 20 | 2010-01-21 | 14.2587 | 71.7413 | x | 1 | 4. Significant | 10537 | Predictive Maintenance | 91.25
1006120 | Distribution Boards | B (Average): Asset is sound, operationally safe and exhibits only minor deterioration. | Category 3 (Recommended): Minor work required to prevent a deterioration of the service provided by the asset. | 20 | 2014-01-23 | 10.2533 | 75.7467 | x | 1 | 4. Significant | 10537 | Predictive Maintenance | 91.25
1006121 | Distribution Boards | B (Average): Asset is sound, operationally safe and exhibits only minor deterioration. | Category 3 (Recommended): Minor work required to prevent a deterioration of the service provided by the asset. | 20 | 2022-08-22 | 1.6756 | 84.3244 | x | 1 | 4. Significant | 10538 | Predictive Maintenance | 91.25
1006122 | Distribution Boards | B (Average): Asset is sound, operationally safe and exhibits only minor deterioration. | Category 3 (Recommended): Minor work required to prevent a deterioration of the service provided by the asset. | 20 | 2023-09-03 | 0.64339 | 85.3566 | x | 1 | 4. Significant | 10538 | Predictive Maintenance | 91.25
1006123 | Distribution Boards | B (Average): Asset is sound, operationally safe and exhibits only minor deterioration. | Category 3 (Recommended): Minor work required to prevent a deterioration of the service provided by the asset. | 20 | 2009-01-23 | 15.2526 | 70.7474 | x | 1 | 4. Significant | 10538 | Predictive Maintenance | 91.25
1006124 | Distribution Boards | B (Average): Asset is sound, operationally safe and exhibits only minor deterioration. | Category 3 (Recommended): Minor work required to prevent a deterioration of the service provided by the asset. | 20 | 2018-04-08 | 6.0479 | 79.9521 | x | 1 | 4. Significant | 11302 | Predictive Maintenance | 91.25
1006125 | Distribution Boards | B (Average): Asset is sound, operationally safe and exhibits only minor deterioration. | Category 3 (Recommended): Minor work required to prevent a deterioration of the service provided by the asset. | 20 | 2017-08-09 | 6.7105 | 79.2895 | x | 1 | 4. Significant | 11302 | Predictive Maintenance | 91.25
1006126 | Distribution Boards | B (Average): Asset is sound, operationally safe and exhibits only minor deterioration. | Category 3 (Recommended): Minor work required to prevent a deterioration of the service provided by the asset. | 20 | 2018-07-18 | 5.7714 | 80.2286 | x | 1 | 4. Significant | 11302 | Predictive Maintenance | 91.25
1006127 | Hot Water Calorifiers - Heated by LTHW | B (Average): Asset is sound, operationally safe and exhibits only minor deterioration. | Category 3 (Recommended): Minor work required to prevent a deterioration of the service provided by the asset. | 20 | 2021-07-29 | 2.7406 | 79.2594 | x | 3 | 4. Significant | 10342 | Predictive Maintenance | 91.25
1006128 | Hot Water Calorifiers - Heated by LTHW | B (Average): Asset is sound, operationally safe and exhibits only minor deterioration. | Category 3 (Recommended): Minor work required to prevent a deterioration of the service provided by the asset. | 20 | 2018-03-26 | 6.0835 | 75.9165 | x | 3 | 4. Significant | 10167 | Predictive Maintenance | 91.25
1006129 | Hot Water Calorifiers - Heated by LTHW | B (Average): Asset is sound, operationally safe and exhibits only minor deterioration. | Category 3 (Recommended): Minor work required to prevent a deterioration of the service provided by the asset. | 20 | 2005-04-05 | 19.0554 | 66.9446 | x | 1 | 4. Significant | 10341 | Predictive Maintenance | 91.25
1006130 | Hot Water Calorifiers - Heated by LTHW | B (Average): Asset is sound, operationally safe and exhibits only minor deterioration. | Category 3 (Recommended): Minor work required to prevent a deterioration of the service provided by the asset. | 20 | 2024-01-16 | 0.27379 | 85.7262 | x | 1 | 4. Significant | 10340 | Predictive Maintenance | 91.25
1006132 | Hot Water Calorifiers - Heated by LTHW | B (Average): Asset is sound, operationally safe and exhibits only minor deterioration. | Category 3 (Recommended): Minor work required to prevent a deterioration of the service provided by the asset. | 20 | 2012-08-24 | 11.6687 | 74.3313 | x | 1 | 4. Significant | 10339 | Predictive Maintenance | 91.25
1006133 | Hot Water Calorifiers - Heated by LTHW | B (Average): Asset is sound, operationally safe and exhibits only minor deterioration. | Category 3 (Recommended): Minor work required to prevent a deterioration of the service provided by the asset. | 20 | 2018-01-05 | 6.3025 | 75.6975 | x | 3 | 4. Significant | 10182 | Predictive Maintenance | 91.25
1006134 | Hot Water Calorifiers - Heated by LTHW | B (Average): Asset is sound, operationally safe and exhibits only minor deterioration. | Category 3 (Recommended): Minor work required to prevent a deterioration of the service provided by the asset. | 20 | 2015-10-28 | 8.4928 | 73.5072 | x | 3 | 4. Significant | 10182 | Predictive Maintenance | 91.25
1006135 | Hot Water Calorifiers - Heated by LTHW | B (Average): Asset is sound, operationally safe and exhibits only minor deterioration. | Category 3 (Recommended): Minor work required to prevent a deterioration of the service provided by the asset. | 20 | 2020-04-27 | 3.9945 | 78.0055 | x | 3 | 4. Significant | 10334 | Predictive Maintenance | 91.25
1006136 | Distribution Boards | B (Average): Asset is sound, operationally safe and exhibits only minor deterioration. | Category 3 (Recommended): Minor work required to prevent a deterioration of the service provided by the asset. | 20 | 2009-05-23 | 14.924 | 67.076 | x | 3 | 4. Significant | 10364 | Predictive Maintenance | 91.25
1006137 | Distribution Boards | B (Average): Asset is sound, operationally safe and exhibits only minor deterioration. | Category 3 (Recommended): Minor work required to prevent a deterioration of the service provided by the asset. | 20 | 2004-10-06 | 19.551 | 62.449 | x | 3 | 4. Significant | 10364 | Predictive Maintenance | 91.25
1006138 | Distribution Boards | B (Average): Asset is sound, operationally safe and exhibits only minor deterioration. | Category 3 (Recommended): Minor work required to prevent a deterioration of the service provided by the asset. | 20 | 2017-05-25 | 6.9185 | 75.0815 | x | 3 | 4. Significant | 10364 | Predictive Maintenance | 91.25
1006139 | Distribution Boards | B (Average): Asset is sound, operationally safe and exhibits only minor deterioration. | Category 3 (Recommended): Minor work required to prevent a deterioration of the service provided by the asset. | 20 | 2015-10-18 | 8.5202 | 73.4798 | x | 3 | 4. Significant | 10852 | Predictive Maintenance | 91.25
1006140 | Distribution Boards | B (Average): Asset is sound, operationally safe and exhibits only minor deterioration. | Category 3 (Recommended): Minor work required to prevent a deterioration of the service provided by the asset. | 20 | 2019-05-30 | 4.9062 | 77.0938 | x | 3 | 4. Significant | 10852 | Predictive Maintenance | 91.25
1006141 | Distribution Boards | B (Average): Asset is sound, operationally safe and exhibits only minor deterioration. | Category 3 (Recommended): Minor work required to prevent a deterioration of the service provided by the asset. | 20 | 2014-06-17 | 9.8563 | 72.1437 | x | 3 | 4. Significant | 10852 | Predictive Maintenance | 91.25
1006142 | Distribution Boards | B (Average): Asset is sound, operationally safe and exhibits only minor deterioration. | Category 3 (Recommended): Minor work required to prevent a deterioration of the service provided by the asset. | 20 | 2005-11-20 | 18.4285 | 63.5715 | x | 3 | 4. Significant | 10852 | Predictive Maintenance | 91.25
1006143 | Distribution Boards | B (Average): Asset is sound, operationally safe and exhibits only minor deterioration. | Category 3 (Recommended): Minor work required to prevent a deterioration of the service provided by the asset. | 20 | 2007-10-30 | 16.4873 | 65.5127 | x | 3 | 4. Significant | 10854 | Predictive Maintenance | 91.25
1006144 | Distribution Boards | B (Average): Asset is sound, operationally safe and exhibits only minor deterioration. | Category 3 (Recommended): Minor work required to prevent a deterioration of the service provided by the asset. | 20 | 2007-10-09 | 16.5448 | 65.4552 | x | 3 | 4. Significant | 10854 | Predictive Maintenance | 91.25
1006145 | Distribution Boards | B (Average): Asset is sound, operationally safe and exhibits only minor deterioration. | Category 3 (Recommended): Minor work required to prevent a deterioration of the service provided by the asset. | 20 | 2020-03-26 | 4.0821 | 77.9179 | x | 3 | 4. Significant | 10854 | Predictive Maintenance | 91.25
1006146 | Distribution Boards | B (Average): Asset is sound, operationally safe and exhibits only minor deterioration. | Category 3 (Recommended): Minor work required to prevent a deterioration of the service provided by the asset. | 20 | 2009-12-20 | 14.3463 | 67.6537 | x | 3 | 4. Significant | 10855 | Predictive Maintenance | 91.25
1006147 | Distribution Boards | B (Average): Asset is sound, operationally safe and exhibits only minor deterioration. | Category 3 (Recommended): Minor work required to prevent a deterioration of the service provided by the asset. | 20 | 2009-09-11 | 14.6201 | 67.3799 | x | 3 | 4. Significant | 10855 | Predictive Maintenance | 91.25
1006148 | Distribution Boards | B (Average): Asset is sound, operationally safe and exhibits only minor deterioration. | Category 3 (Recommended): Minor work required to prevent a deterioration of the service provided by the asset. | 20 | 2017-08-20 | 6.6804 | 75.3196 | x | 3 | 4. Significant | 10855 | Predictive Maintenance | 91.25
1006149 | Distribution Boards | B (Average): Asset is sound, operationally safe and exhibits only minor deterioration. | Category 3 (Recommended): Minor work required to prevent a deterioration of the service provided by the asset. | 20 | 2023-12-02 | 0.39699 | 81.603 | x | 3 | 4. Significant | 10856 | Predictive Maintenance | 91.25
1006150 | Distribution Boards | B (Average): Asset is sound, operationally safe and exhibits only minor deterioration. | Category 3 (Recommended): Minor work required to prevent a deterioration of the service provided by the asset. | 20 | 2006-08-30 | 17.6537 | 64.3463 | x | 3 | 4. Significant | 10856 | Predictive Maintenance | 91.25
1006151 | Distribution Boards | B (Average): Asset is sound, operationally safe and exhibits only minor deterioration. | Category 3 (Recommended): Minor work required to prevent a deterioration of the service provided by the asset. | 20 | 2006-12-30 | 17.3196 | 64.6804 | x | 3 | 4. Significant | 10856 | Predictive Maintenance | 91.25
1006152 | Distribution Boards | B (Average): Asset is sound, operationally safe and exhibits only minor deterioration. | Category 3 (Recommended): Minor work required to prevent a deterioration of the service provided by the asset. | 20 | 2023-11-16 | 0.44079 | 81.5592 | x | 3 | 4. Significant | 10856 | Predictive Maintenance | 91.25
1006153 | Distribution Boards | B (Average): Asset is sound, operationally safe and exhibits only minor deterioration. | Category 3 (Recommended): Minor work required to prevent a deterioration of the service provided by the asset. | 20 | 2014-12-01 | 9.399 | 72.601 | x | 3 | 4. Significant | 10519 | Predictive Maintenance | 91.25
1006154 | Distribution Boards | B (Average): Asset is sound, operationally safe and exhibits only minor deterioration. | Category 3 (Recommended): Minor work required to prevent a deterioration of the service provided by the asset. | 20 | 2006-08-28 | 17.6591 | 64.3409 | x | 3 | 4. Significant | 10519 | Predictive Maintenance | 91.25
1006155 | Distribution Boards | B (Average): Asset is sound, operationally safe and exhibits only minor deterioration. | Category 3 (Recommended): Minor work required to prevent a deterioration of the service provided by the asset. | 20 | 2014-09-26 | 9.5797 | 72.4203 | x | 3 | 4. Significant | 10519 | Predictive Maintenance | 91.25
1006156 | Distribution Boards | B (Average): Asset is sound, operationally safe and exhibits only minor deterioration. | Category 3 (Recommended): Minor work required to prevent a deterioration of the service provided by the asset. | 20 | 2014-05-17 | 9.9411 | 72.0589 | x | 3 | 4. Significant | 11303 | Predictive Maintenance | 91.25
1006157 | Distribution Boards | B (Average): Asset is sound, operationally safe and exhibits only minor deterioration. | Category 3 (Recommended): Minor work required to prevent a deterioration of the service provided by the asset. | 20 | 2015-10-19 | 8.5175 | 73.4825 | x | 3 | 4. Significant | 11303 | Predictive Maintenance | 91.25
1006158 | Distribution Boards | B (Average): Asset is sound, operationally safe and exhibits only minor deterioration. | Category 3 (Recommended): Minor work required to prevent a deterioration of the service provided by the asset. | 20 | 2023-01-17 | 1.2704 | 80.7296 | x | 3 | 4. Significant | 11303 | Predictive Maintenance | 91.25
1006159 | Distribution Boards | B (Average): Asset is sound, operationally safe and exhibits only minor deterioration. | Category 3 (Recommended): Minor work required to prevent a deterioration of the service provided by the asset. | 20 | 2019-06-14 | 4.8652 | 77.1348 | x | 3 | 4. Significant | 10517 | Predictive Maintenance | 91.25
1006160 | Distribution Boards | B (Average): Asset is sound, operationally safe and exhibits only minor deterioration. | Category 3 (Recommended): Minor work required to prevent a deterioration of the service provided by the asset. | 20 | 2017-08-23 | 6.6721 | 75.3279 | x | 3 | 4. Significant | 10517 | Predictive Maintenance | 91.25
1006161 | Distribution Boards | B (Average): Asset is sound, operationally safe and exhibits only minor deterioration. | Category 3 (Recommended): Minor work required to prevent a deterioration of the service provided by the asset. | 20 | 2020-06-06 | 3.885 | 78.115 | x | 3 | 4. Significant | 10517 | Predictive Maintenance | 91.25
1006162 | Distribution Boards | B (Average): Asset is sound, operationally safe and exhibits only minor deterioration. | Category 3 (Recommended): Minor work required to prevent a deterioration of the service provided by the asset. | 20 | 2008-04-23 | 16.0055 | 65.9945 | x | 3 | 4. Significant | 10517 | Predictive Maintenance | 91.25
1006163 | Distribution Boards | B (Average): Asset is sound, operationally safe and exhibits only minor deterioration. | Category 3 (Recommended): Minor work required to prevent a deterioration of the service provided by the asset. | 20 | 2006-01-19 | 18.2642 | 63.7358 | x | 3 | 4. Significant | 11304 | Predictive Maintenance | 91.25
1006164 | Distribution Boards | B (Average): Asset is sound, operationally safe and exhibits only minor deterioration. | Category 3 (Recommended): Minor work required to prevent a deterioration of the service provided by the asset. | 20 | 2021-04-08 | 3.0472 | 78.9528 | x | 3 | 4. Significant | 11304 | Predictive Maintenance | 91.25
1006165 | Distribution Boards | B (Average): Asset is sound, operationally safe and exhibits only minor deterioration. | Category 3 (Recommended): Minor work required to prevent a deterioration of the service provided by the asset. | 20 | 2008-01-04 | 16.3066 | 65.6934 | x | 3 | 4. Significant | 11304 | Predictive Maintenance | 91.25
1006166 | Distribution Boards | B (Average): Asset is sound, operationally safe and exhibits only minor deterioration. | Category 3 (Recommended): Minor work required to prevent a deterioration of the service provided by the asset. | 20 | 2021-08-21 | 2.6776 | 79.3224 | x | 3 | 4. Significant | 11305 | Predictive Maintenance | 91.25
1006167 | Distribution Boards | B (Average): Asset is sound, operationally safe and exhibits only minor deterioration. | Category 3 (Recommended): Minor work required to prevent a deterioration of the service provided by the asset. | 20 | 2015-08-07 | 8.7173 | 73.2827 | x | 3 | 4. Significant | 11305 | Predictive Maintenance | 91.25
1006168 | Distribution Boards | B (Average): Asset is sound, operationally safe and exhibits only minor deterioration. | Category 3 (Recommended): Minor work required to prevent a deterioration of the service provided by the asset. | 20 | 2004-03-20 | 20.0986 | 61.9014 | x | 3 | 4. Significant | 11305 | Predictive Maintenance | 91.25
1006169 | Distribution Boards | B (Average): Asset is sound, operationally safe and exhibits only minor deterioration. | Category 3 (Recommended): Minor work required to prevent a deterioration of the service provided by the asset. | 20 | 2005-02-04 | 19.2197 | 62.7803 | x | 3 | 4. Significant | 11306 | Predictive Maintenance | 91.25
1006170 | Distribution Boards | B (Average): Asset is sound, operationally safe and exhibits only minor deterioration. | Category 3 (Recommended): Minor work required to prevent a deterioration of the service provided by the asset. | 20 | 2006-03-20 | 18.0999 | 63.9001 | x | 3 | 4. Significant | 11306 | Predictive Maintenance | 91.25
1006171 | Distribution Boards | B (Average): Asset is sound, operationally safe and exhibits only minor deterioration. | Category 3 (Recommended): Minor work required to prevent a deterioration of the service provided by the asset. | 20 | 2018-04-23 | 6.0068 | 75.9932 | x | 3 | 4. Significant | 11306 | Predictive Maintenance | 91.25
1006172 | Distribution Boards | B (Average): Asset is sound, operationally safe and exhibits only minor deterioration. | Category 3 (Recommended): Minor work required to prevent a deterioration of the service provided by the asset. | 20 | 2022-01-16 | 2.2724 | 79.7276 | x | 3 | 4. Significant | 11306 | Predictive Maintenance | 91.25
1006173 | Distribution Boards | B (Average): Asset is sound, operationally safe and exhibits only minor deterioration. | Category 3 (Recommended): Minor work required to prevent a deterioration of the service provided by the asset. | 20 | 2016-10-01 | 7.5647 | 74.4353 | x | 3 | 4. Significant | 11307 | Predictive Maintenance | 91.25
1006174 | Distribution Boards | B (Average): Asset is sound, operationally safe and exhibits only minor deterioration. | Category 3 (Recommended): Minor work required to prevent a deterioration of the service provided by the asset. | 20 | 2015-09-04 | 8.6407 | 73.3593 | x | 3 | 4. Significant | 11307 | Predictive Maintenance | 91.25
1006175 | Distribution Boards | B (Average): Asset is sound, operationally safe and exhibits only minor deterioration. | Category 3 (Recommended): Minor work required to prevent a deterioration of the service provided by the asset. | 20 | 2006-03-16 | 18.1109 | 63.8891 | x | 3 | 4. Significant | 11307 | Predictive Maintenance | 91.25
1006176 | Distribution Boards | B (Average): Asset is sound, operationally safe and exhibits only minor deterioration. | Category 3 (Recommended): Minor work required to prevent a deterioration of the service provided by the asset. | 20 | 2013-01-08 | 11.2936 | 70.7064 | x | 3 | 4. Significant | 11308 | Predictive Maintenance | 91.25
1006177 | Distribution Boards | B (Average): Asset is sound, operationally safe and exhibits only minor deterioration. | Category 3 (Recommended): Minor work required to prevent a deterioration of the service provided by the asset. | 20 | 2017-08-30 | 6.653 | 75.347 | x | 3 | 4. Significant | 11308 | Predictive Maintenance | 91.25
1006178 | Distribution Boards | B (Average): Asset is sound, operationally safe and exhibits only minor deterioration. | Category 3 (Recommended): Minor work required to prevent a deterioration of the service provided by the asset. | 20 | 2006-02-20 | 18.1766 | 63.8234 | x | 3 | 4. Significant | 11309 | Predictive Maintenance | 91.25
1006179 | Distribution Boards | B (Average): Asset is sound, operationally safe and exhibits only minor deterioration. | Category 3 (Recommended): Minor work required to prevent a deterioration of the service provided by the asset. | 20 | 2005-03-17 | 19.1075 | 62.8925 | x | 3 | 4. Significant | 10502 | Predictive Maintenance | 91.25
1006180 | Distribution Boards | B (Average): Asset is sound, operationally safe and exhibits only minor deterioration. | Category 3 (Recommended): Minor work required to prevent a deterioration of the service provided by the asset. | 20 | 2011-02-18 | 13.1828 | 68.8172 | x | 3 | 4. Significant | 10502 | Predictive Maintenance | 91.25
1006181 | Distribution Boards | B (Average): Asset is sound, operationally safe and exhibits only minor deterioration. | Category 3 (Recommended): Minor work required to prevent a deterioration of the service provided by the asset. | 20 | 2015-05-20 | 8.9336 | 73.0664 | x | 3 | 4. Significant | 10502 | Predictive Maintenance | 91.25
1006182 | Distribution Boards | B (Average): Asset is sound, operationally safe and exhibits only minor deterioration. | Category 3 (Recommended): Minor work required to prevent a deterioration of the service provided by the asset. | 20 | 2005-03-31 | 19.0691 | 62.9309 | x | 3 | 4. Significant | 10500 | Predictive Maintenance | 91.25
1006183 | Distribution Boards | B (Average): Asset is sound, operationally safe and exhibits only minor deterioration. | Category 3 (Recommended): Minor work required to prevent a deterioration of the service provided by the asset. | 20 | 2007-04-08 | 17.0486 | 64.9514 | x | 3 | 4. Significant | 10500 | Predictive Maintenance | 91.25
1006184 | Distribution Boards | B (Average): Asset is sound, operationally safe and exhibits only minor deterioration. | Category 3 (Recommended): Minor work required to prevent a deterioration of the service provided by the asset. | 20 | 2021-07-08 | 2.7981 | 79.2019 | x | 3 | 4. Significant | 10500 | Predictive Maintenance | 91.25
1006185 | Distribution Boards | B (Average): Asset is sound, operationally safe and exhibits only minor deterioration. | Category 3 (Recommended): Minor work required to prevent a deterioration of the service provided by the asset. | 20 | 2004-05-25 | 19.9179 | 62.0821 | x | 3 | 4. Significant | 11310 | Predictive Maintenance | 91.25
1006186 | Distribution Boards | B (Average): Asset is sound, operationally safe and exhibits only minor deterioration. | Category 3 (Recommended): Minor work required to prevent a deterioration of the service provided by the asset. | 20 | 2008-12-26 | 15.3292 | 66.6708 | x | 3 | 4. Significant | 11310 | Predictive Maintenance | 91.25
1006187 | Distribution Boards | B (Average): Asset is sound, operationally safe and exhibits only minor deterioration. | Category 3 (Recommended): Minor work required to prevent a deterioration of the service provided by the asset. | 20 | 2012-02-24 | 12.167 | 69.833 | x | 3 | 4. Significant | 11310 | Predictive Maintenance | 91.25
1006188 | Distribution Boards | B (Average): Asset is sound, operationally safe and exhibits only minor deterioration. | Category 3 (Recommended): Minor work required to prevent a deterioration of the service provided by the asset. | 20 | 2022-03-29 | 2.0753 | 79.9247 | x | 3 | 4. Significant | 10498 | Predictive Maintenance | 91.25
1006189 | Distribution Boards | B (Average): Asset is sound, operationally safe and exhibits only minor deterioration. | Category 3 (Recommended): Minor work required to prevent a deterioration of the service provided by the asset. | 20 | 2010-03-25 | 14.0862 | 67.9138 | x | 3 | 4. Significant | 10498 | Predictive Maintenance | 91.25
1006190 | Distribution Boards | B (Average): Asset is sound, operationally safe and exhibits only minor deterioration. | Category 3 (Recommended): Minor work required to prevent a deterioration of the service provided by the asset. | 20 | 2021-10-16 | 2.5243 | 79.4757 | x | 3 | 4. Significant | 10498 | Predictive Maintenance | 91.25
1006191 | Distribution Boards | B (Average): Asset is sound, operationally safe and exhibits only minor deterioration. | Category 3 (Recommended): Minor work required to prevent a deterioration of the service provided by the asset. | 20 | 2012-04-25 | 12 | 70 | x | 3 | 4. Significant | 11311 | Predictive Maintenance | 91.25
1006192 | Distribution Boards | B (Average): Asset is sound, operationally safe and exhibits only minor deterioration. | Category 3 (Recommended): Minor work required to prevent a deterioration of the service provided by the asset. | 20 | 2012-10-21 | 11.5099 | 70.4901 | x | 3 | 4. Significant | 11311 | Predictive Maintenance | 91.25
1006193 | Distribution Boards | B (Average): Asset is sound, operationally safe and exhibits only minor deterioration. | Category 3 (Recommended): Minor work required to prevent a deterioration of the service provided by the asset. | 20 | 2022-05-12 | 1.9548 | 80.0452 | x | 3 | 4. Significant | 11311 | Predictive Maintenance | 91.25
1006194 | Distribution Boards | B (Average): Asset is sound, operationally safe and exhibits only minor deterioration. | Category 3 (Recommended): Minor work required to prevent a deterioration of the service provided by the asset. | 20 | 2013-06-10 | 10.8747 | 71.1253 | x | 3 | 4. Significant | 11311 | Predictive Maintenance | 91.25
1006195 | Distribution Boards | B (Average): Asset is sound, operationally safe and exhibits only minor deterioration. | Category 3 (Recommended): Minor work required to prevent a deterioration of the service provided by the asset. | 20 | 2013-05-24 | 10.9213 | 71.0787 | x | 3 | 4. Significant | 11311 | Predictive Maintenance | 91.25
1006196 | Distribution Boards | B (Average): Asset is sound, operationally safe and exhibits only minor deterioration. | Category 3 (Recommended): Minor work required to prevent a deterioration of the service provided by the asset. | 20 | 2022-04-12 | 2.037 | 79.963 | x | 3 | 4. Significant | 10516 | Predictive Maintenance | 91.25
1006197 | Distribution Boards | B (Average): Asset is sound, operationally safe and exhibits only minor deterioration. | Category 3 (Recommended): Minor work required to prevent a deterioration of the service provided by the asset. | 20 | 2009-10-02 | 14.5626 | 67.4374 | x | 3 | 4. Significant | 10516 | Predictive Maintenance | 91.25
1006198 | Distribution Boards | B (Average): Asset is sound, operationally safe and exhibits only minor deterioration. | Category 3 (Recommended): Minor work required to prevent a deterioration of the service provided by the asset. | 20 | 2023-09-06 | 0.63518 | 81.3648 | x | 3 | 4. Significant | 10516 | Predictive Maintenance | 91.25
1006199 | Distribution Boards | B (Average): Asset is sound, operationally safe and exhibits only minor deterioration. | Category 3 (Recommended): Minor work required to prevent a deterioration of the service provided by the asset. | 20 | 2014-08-07 | 9.7166 | 72.2834 | x | 3 | 4. Significant | 10518 | Predictive Maintenance | 91.25
1006200 | Distribution Boards | B (Average): Asset is sound, operationally safe and exhibits only minor deterioration. | Category 3 (Recommended): Minor work required to prevent a deterioration of the service provided by the asset. | 20 | 2008-09-28 | 15.5729 | 66.4271 | x | 3 | 4. Significant | 10518 | Predictive Maintenance | 91.25
1006201 | Distribution Boards | B (Average): Asset is sound, operationally safe and exhibits only minor deterioration. | Category 3 (Recommended): Minor work required to prevent a deterioration of the service provided by the asset. | 20 | 2006-12-19 | 17.3498 | 64.6502 | x | 3 | 4. Significant | 10518 | Predictive Maintenance | 91.25
1006202 | Distribution Boards | B (Average): Asset is sound, operationally safe and exhibits only minor deterioration. | Category 3 (Recommended): Minor work required to prevent a deterioration of the service provided by the asset. | 20 | 2016-05-12 | 7.9535 | 74.0465 | x | 3 | 4. Significant | 10853 | Predictive Maintenance | 91.25
1006203 | Distribution Boards | B (Average): Asset is sound, operationally safe and exhibits only minor deterioration. | Category 3 (Recommended): Minor work required to prevent a deterioration of the service provided by the asset. | 20 | 2015-09-09 | 8.627 | 73.373 | x | 3 | 4. Significant | 10853 | Predictive Maintenance | 91.25
1006204 | Distribution Boards | B (Average): Asset is sound, operationally safe and exhibits only minor deterioration. | Category 3 (Recommended): Minor work required to prevent a deterioration of the service provided by the asset. | 20 | 2013-04-03 | 11.0609 | 70.9391 | x | 3 | 4. Significant | 10853 | Predictive Maintenance | 91.25
1006205 | Electric/Air Heater | B (Average): Asset is sound, operationally safe and exhibits only minor deterioration. | Category 3 (Recommended): Minor work required to prevent a deterioration of the service provided by the asset. | 10 | 2021-04-15 | 3.0281 | 75.9439 | x | 3 | 2. Minor | 11294 | Predictive Maintenance | 182.5
1006206 | Electric/Air Heater | B (Average): Asset is sound, operationally safe and exhibits only minor deterioration. | Category 3 (Recommended): Minor work required to prevent a deterioration of the service provided by the asset. | 10 | 2022-02-14 | 2.193 | 77.614 | x | 3 | 2. Minor | 11297 | Predictive Maintenance | 182.5
1006207 | Roller Shutter Doors | B (Average): Asset is sound, operationally safe and exhibits only minor deterioration. | Category 3 (Recommended): Minor work required to prevent a deterioration of the service provided by the asset. | 15 | 2018-01-09 | 6.2916 | 73.6112 | x | 3 | 3. Moderate | 11297 | Predictive Maintenance | 91.25
1006208 | Fire Alarm System | B (Average): Asset is sound, operationally safe and exhibits only minor deterioration. | Category 3 (Recommended): Minor work required to prevent a deterioration of the service provided by the asset. | 15 | 2018-06-14 | 5.8645 | 78.1807 | x | 1 | 5. Severe | 11312 | Predictive Maintenance | 28
1006209 | Fire Alarm System | B (Average): Asset is sound, operationally safe and exhibits only minor deterioration. | Category 3 (Recommended): Minor work required to prevent a deterioration of the service provided by the asset. | 15 | 2010-08-29 | 13.6564 | 67.7915 | x | 1 | 5. Severe | 11313 | Predictive Maintenance | 28
1006210 | Fire Alarm System | B (Average): Asset is sound, operationally safe and exhibits only minor deterioration. | Category 3 (Recommended): Minor work required to prevent a deterioration of the service provided by the asset. | 15 | 2010-03-01 | 14.152 | 67.1307 | x | 1 | 5. Severe | 11314 | Predictive Maintenance | 28
1006211 | Fire Alarm System | B (Average): Asset is sound, operationally safe and exhibits only minor deterioration. | Category 3 (Recommended): Minor work required to prevent a deterioration of the service provided by the asset. | 15 | 2018-07-29 | 5.7413 | 78.345 | x | 1 | 5. Severe | 11315 | Predictive Maintenance | 28
1006212 | Fire Alarm System | B (Average): Asset is sound, operationally safe and exhibits only minor deterioration. | Category 3 (Recommended): Minor work required to prevent a deterioration of the service provided by the asset. | 15 | 2010-09-07 | 13.6318 | 67.8243 | x | 1 | 5. Severe | 11316 | Predictive Maintenance | 28
1006213 | Fire Alarm System | B (Average): Asset is sound, operationally safe and exhibits only minor deterioration. | Category 3 (Recommended): Minor work required to prevent a deterioration of the service provided by the asset. | 15 | 2010-02-24 | 14.1656 | 67.1125 | x | 1 | 5. Severe | 11317 | Predictive Maintenance | 28
1006214 | Fire Alarm System | B (Average): Asset is sound, operationally safe and exhibits only minor deterioration. | Category 3 (Recommended): Minor work required to prevent a deterioration of the service provided by the asset. | 15 | 2012-05-11 | 11.9562 | 70.0584 | x | 1 | 5. Severe | 11318 | Predictive Maintenance | 28
1006215 | Fire Alarm System | B (Average): Asset is sound, operationally safe and exhibits only minor deterioration. | Category 3 (Recommended): Minor work required to prevent a deterioration of the service provided by the asset. | 15 | 2014-05-22 | 9.9274 | 72.7634 | x | 1 | 5. Severe | 11319 | Predictive Maintenance | 28
1006216 | Fire Alarm System | B (Average): Asset is sound, operationally safe and exhibits only minor deterioration. | Category 3 (Recommended): Minor work required to prevent a deterioration of the service provided by the asset. | 15 | 2022-07-02 | 1.8152 | 83.5797 | x | 1 | 5. Severe | 11320 | Predictive Maintenance | 28
1006217 | Cold Water Storage Tanks and Cisterns | B (Average): Asset is sound, operationally safe and exhibits only minor deterioration. | Category 3 (Recommended): Minor work required to prevent a deterioration of the service provided by the asset. | 35 | 2018-02-04 | 6.2204 | 76.4455 | x | 4 | 4. Significant | 11321 | Predictive Maintenance | 91.25
1006218 | Cold Water Storage Tanks and Cisterns | B (Average): Asset is sound, operationally safe and exhibits only minor deterioration. | Category 3 (Recommended): Minor work required to prevent a deterioration of the service provided by the asset. | 35 | 2020-02-13 | 4.1971 | 77.6016 | x | 4 | 4. Significant | 11322 | Predictive Maintenance | 91.25
1006219 | Distribution Boards | B (Average): Asset is sound, operationally safe and exhibits only minor deterioration. | Category 3 (Recommended): Minor work required to prevent a deterioration of the service provided by the asset. | 20 | 2008-05-02 | 15.9808 | 70.0192 | x | 1 | 4. Significant | 11323 | Predictive Maintenance | 91.25
1006220 | Distribution Boards | B (Average): Asset is sound, operationally safe and exhibits only minor deterioration. | Category 3 (Recommended): Minor work required to prevent a deterioration of the service provided by the asset. | 20 | 2011-08-13 | 12.7009 | 73.2991 | x | 1 | 4. Significant | 11323 | Predictive Maintenance | 91.25
1006221 | Distribution Boards | B (Average): Asset is sound, operationally safe and exhibits only minor deterioration. | Category 3 (Recommended): Minor work required to prevent a deterioration of the service provided by the asset. | 20 | 2021-10-23 | 2.5051 | 83.4949 | x | 1 | 4. Significant | 11323 | Predictive Maintenance | 91.25
1006222 | Meter Reading - Electric | B (Average): Asset is sound, operationally safe and exhibits only minor deterioration. | Category 3 (Recommended): Minor work required to prevent a deterioration of the service provided by the asset. | 20 | 2008-09-30 | 15.5674 | 70.4326 | x | 1 | 2. Minor | 11323 | Predictive Maintenance | 182.5
1006223 | Meter Reading - Electric | B (Average): Asset is sound, operationally safe and exhibits only minor deterioration. | Category 3 (Recommended): Minor work required to prevent a deterioration of the service provided by the asset. | 20 | 2007-10-09 | 16.5448 | 69.4552 | x | 1 | 2. Minor | 11323 | Predictive Maintenance | 182.5
1006224 | Meter Reading - Electric | B (Average): Asset is sound, operationally safe and exhibits only minor deterioration. | Category 3 (Recommended): Minor work required to prevent a deterioration of the service provided by the asset. | 20 | 2009-01-13 | 15.2799 | 70.7201 | x | 1 | 2. Minor | 11323 | Predictive Maintenance | 182.5
1006225 | Meter Reading - Electric | B (Average): Asset is sound, operationally safe and exhibits only minor deterioration. | Category 3 (Recommended): Minor work required to prevent a deterioration of the service provided by the asset. | 20 | 2008-03-31 | 16.0684 | 69.9316 | x | 1 | 2. Minor | 11323 | Predictive Maintenance | 182.5
1006226 | Meter Reading - Electric | B (Average): Asset is sound, operationally safe and exhibits only minor deterioration. | Category 3 (Recommended): Minor work required to prevent a deterioration of the service provided by the asset. | 20 | 2011-08-23 | 12.6735 | 73.3265 | x | 1 | 2. Minor | 11323 | Predictive Maintenance | 182.5
1006227 | Meter Reading - Electric | B (Average): Asset is sound, operationally safe and exhibits only minor deterioration. | Category 3 (Recommended): Minor work required to prevent a deterioration of the service provided by the asset. | 20 | 2020-06-14 | 3.8631 | 82.1369 | x | 1 | 2. Minor | 11323 | Predictive Maintenance | 182.5
1006228 | Meter Reading - Electric | B (Average): Asset is sound, operationally safe and exhibits only minor deterioration. | Category 3 (Recommended): Minor work required to prevent a deterioration of the service provided by the asset. | 20 | 2021-07-06 | 2.8036 | 83.1964 | x | 1 | 2. Minor | 11323 | Predictive Maintenance | 182.5
1006229 | Meter Reading - Electric | B (Average): Asset is sound, operationally safe and exhibits only minor deterioration. | Category 3 (Recommended): Minor work required to prevent a deterioration of the service provided by the asset. | 20 | 2008-09-30 | 15.5674 | 70.4326 | x | 1 | 2. Minor | 11323 | Predictive Maintenance | 182.5
1006230 | Meter Reading - Electric | B (Average): Asset is sound, operationally safe and exhibits only minor deterioration. | Category 3 (Recommended): Minor work required to prevent a deterioration of the service provided by the asset. | 20 | 2020-11-02 | 3.4771 | 82.5229 | x | 1 | 2. Minor | 11323 | Predictive Maintenance | 182.5
1006231 | Meter Reading - Electric | B (Average): Asset is sound, operationally safe and exhibits only minor deterioration. | Category 3 (Recommended): Minor work required to prevent a deterioration of the service provided by the asset. | 20 | 2004-08-21 | 19.6769 | 66.3231 | x | 1 | 2. Minor | 11323 | Predictive Maintenance | 182.5
1006232 | Meter Reading - Electric | B (Average): Asset is sound, operationally safe and exhibits only minor deterioration. | Category 3 (Recommended): Minor work required to prevent a deterioration of the service provided by the asset. | 20 | 2011-08-26 | 12.6653 | 73.3347 | x | 1 | 2. Minor | 11323 | Predictive Maintenance | 182.5
1006233 | Meter Reading - Electric | B (Average): Asset is sound, operationally safe and exhibits only minor deterioration. | Category 3 (Recommended): Minor work required to prevent a deterioration of the service provided by the asset. | 20 | 2006-03-06 | 18.1383 | 67.8617 | x | 1 | 2. Minor | 11323 | Predictive Maintenance | 182.5
1006234 | Meter Reading - Electric | B (Average): Asset is sound, operationally safe and exhibits only minor deterioration. | Category 3 (Recommended): Minor work required to prevent a deterioration of the service provided by the asset. | 20 | 2007-07-16 | 16.7775 | 69.2225 | x | 1 | 2. Minor | 11323 | Predictive Maintenance | 182.5
1006235 | Meter Reading - Electric | B (Average): Asset is sound, operationally safe and exhibits only minor deterioration. | Category 3 (Recommended): Minor work required to prevent a deterioration of the service provided by the asset. | 20 | 2015-01-12 | 9.2841 | 76.7159 | x | 1 | 2. Minor | 11323 | Predictive Maintenance | 182.5
1006236 | Meter Reading - Electric | B (Average): Asset is sound, operationally safe and exhibits only minor deterioration. | Category 3 (Recommended): Minor work required to prevent a deterioration of the service provided by the asset. | 20 | 2009-07-09 | 14.7953 | 71.2047 | x | 1 | 2. Minor | 11323 | Predictive Maintenance | 182.5
1006237 | Meter Reading - Electric | B (Average): Asset is sound, operationally safe and exhibits only minor deterioration. | Category 3 (Recommended): Minor work required to prevent a deterioration of the service provided by the asset. | 20 | 2007-09-11 | 16.6215 | 69.3785 | x | 1 | 2. Minor | 11323 | Predictive Maintenance | 182.5
1006238 | Distribution Boards | B (Average): Asset is sound, operationally safe and exhibits only minor deterioration. | Category 3 (Recommended): Minor work required to prevent a deterioration of the service provided by the asset. | 20 | 2017-12-28 | 6.3244 | 77.6756 | x | 2 | 4. Significant | 11324 | Predictive Maintenance | 91.25
1006239 | Distribution Boards | B (Average): Asset is sound, operationally safe and exhibits only minor deterioration. | Category 3 (Recommended): Minor work required to prevent a deterioration of the service provided by the asset. | 20 | 2016-12-31 | 7.3155 | 76.6845 | x | 2 | 4. Significant | 11324 | Predictive Maintenance | 91.25
1006240 | Distribution Boards | B (Average): Asset is sound, operationally safe and exhibits only minor deterioration. | Category 3 (Recommended): Minor work required to prevent a deterioration of the service provided by the asset. | 20 | 2009-03-11 | 15.1239 | 68.8761 | x | 2 | 4. Significant | 11324 | Predictive Maintenance | 91.25
1006241 | Meter Reading - Electric | B (Average): Asset is sound, operationally safe and exhibits only minor deterioration. | Category 3 (Recommended): Minor work required to prevent a deterioration of the service provided by the asset. | 20 | 2023-03-01 | 1.1526 | 82.8474 | x | 2 | 2. Minor | 11324 | Predictive Maintenance | 182.5
1006242 | Meter Reading - Electric | B (Average): Asset is sound, operationally safe and exhibits only minor deterioration. | Category 3 (Recommended): Minor work required to prevent a deterioration of the service provided by the asset. | 20 | 2012-10-31 | 11.4825 | 72.5175 | x | 2 | 2. Minor | 11324 | Predictive Maintenance | 182.5
1006243 | Meter Reading - Electric | B (Average): Asset is sound, operationally safe and exhibits only minor deterioration. | Category 3 (Recommended): Minor work required to prevent a deterioration of the service provided by the asset. | 20 | 2015-10-25 | 8.501 | 75.499 | x | 2 | 2. Minor | 11324 | Predictive Maintenance | 182.5
1006244 | Meter Reading - Electric | B (Average): Asset is sound, operationally safe and exhibits only minor deterioration. | Category 3 (Recommended): Minor work required to prevent a deterioration of the service provided by the asset. | 20 | 2019-06-26 | 4.8323 | 79.1677 | x | 2 | 2. Minor | 11324 | Predictive Maintenance | 182.5
1006245 | Meter Reading - Electric | B (Average): Asset is sound, operationally safe and exhibits only minor deterioration. | Category 3 (Recommended): Minor work required to prevent a deterioration of the service provided by the asset. | 20 | 2010-03-08 | 14.1328 | 69.8672 | x | 2 | 2. Minor | 11324 | Predictive Maintenance | 182.5
1006246 | Meter Reading - Electric | B (Average): Asset is sound, operationally safe and exhibits only minor deterioration. | Category 3 (Recommended): Minor work required to prevent a deterioration of the service provided by the asset. | 20 | 2005-01-09 | 19.2909 | 64.7091 | x | 2 | 2. Minor | 11324 | Predictive Maintenance | 182.5
1006247 | Meter Reading - Electric | B (Average): Asset is sound, operationally safe and exhibits only minor deterioration. | Category 3 (Recommended): Minor work required to prevent a deterioration of the service provided by the asset. | 20 | 2005-12-31 | 18.3162 | 65.6838 | x | 2 | 2. Minor | 11324 | Predictive Maintenance | 182.5
1006248 | Meter Reading - Electric | B (Average): Asset is sound, operationally safe and exhibits only minor deterioration. | Category 3 (Recommended): Minor work required to prevent a deterioration of the service provided by the asset. | 20 | 2012-08-31 | 11.6496 | 72.3504 | x | 2 | 2. Minor | 11324 | Predictive Maintenance | 182.5
1006249 | Meter Reading - Electric | B (Average): Asset is sound, operationally safe and exhibits only minor deterioration. | Category 3 (Recommended): Minor work required to prevent a deterioration of the service provided by the asset. | 20 | 2011-03-12 | 13.1225 | 70.8775 | x | 2 | 2. Minor | 11324 | Predictive Maintenance | 182.5
1006250 | Meter Reading - Electric | B (Average): Asset is sound, operationally safe and exhibits only minor deterioration. | Category 3 (Recommended): Minor work required to prevent a deterioration of the service provided by the asset. | 20 | 2004-10-27 | 19.4935 | 64.5065 | x | 2 | 2. Minor | 11324 | Predictive Maintenance | 182.5
1006251 | Meter Reading - Electric | B (Average): Asset is sound, operationally safe and exhibits only minor deterioration. | Category 3 (Recommended): Minor work required to prevent a deterioration of the service provided by the asset. | 20 | 2021-03-21 | 3.0965 | 80.9035 | x | 2 | 2. Minor | 11324 | Predictive Maintenance | 182.5
1006252 | Meter Reading - Electric | B (Average): Asset is sound, operationally safe and exhibits only minor deterioration. | Category 3 (Recommended): Minor work required to prevent a deterioration of the service provided by the asset. | 20 | 2021-06-18 | 2.8528 | 81.1472 | x | 2 | 2. Minor | 11324 | Predictive Maintenance | 182.5
1006253 | Meter Reading - Electric | B (Average): Asset is sound, operationally safe and exhibits only minor deterioration. | Category 3 (Recommended): Minor work required to prevent a deterioration of the service provided by the asset. | 20 | 2012-01-21 | 12.2601 | 71.7399 | x | 2 | 2. Minor | 11324 | Predictive Maintenance | 182.5
1006254 | Meter Reading - Electric | B (Average): Asset is sound, operationally safe and exhibits only minor deterioration. | Category 3 (Recommended): Minor work required to prevent a deterioration of the service provided by the asset. | 20 | 2019-01-10 | 5.2895 | 78.7105 | x | 2 | 2. Minor | 11324 | Predictive Maintenance | 182.5
1006255 | Meter Reading - Electric | B (Average): Asset is sound, operationally safe and exhibits only minor deterioration. | Category 3 (Recommended): Minor work required to prevent a deterioration of the service provided by the asset. | 20 | 2008-03-28 | 16.0767 | 67.9233 | x | 2 | 2. Minor | 11324 | Predictive Maintenance | 182.5
1006256 | Distribution Boards | B (Average): Asset is sound, operationally safe and exhibits only minor deterioration. | Category 3 (Recommended): Minor work required to prevent a deterioration of the service provided by the asset. | 20 | 2022-04-14 | 2.0315 | 83.9685 | x | 1 | 4. Significant | 11325 | Predictive Maintenance | 91.25
1006257 | Distribution Boards | B (Average): Asset is sound, operationally safe and exhibits only minor deterioration. | Category 3 (Recommended): Minor work required to prevent a deterioration of the service provided by the asset. | 20 | 2014-03-13 | 10.1191 | 75.8809 | x | 1 | 4. Significant | 11325 | Predictive Maintenance | 91.25
1006258 | Distribution Boards | B (Average): Asset is sound, operationally safe and exhibits only minor deterioration. | Category 3 (Recommended): Minor work required to prevent a deterioration of the service provided by the asset. | 20 | 2018-11-26 | 5.4127 | 80.5873 | x | 1 | 4. Significant | 11325 | Predictive Maintenance | 91.25
1006259 | Meter Reading - Electric | B (Average): Asset is sound, operationally safe and exhibits only minor deterioration. | Category 3 (Recommended): Minor work required to prevent a deterioration of the service provided by the asset. | 20 | 2010-04-27 | 13.9959 | 72.0041 | x | 1 | 2. Minor | 11325 | Predictive Maintenance | 182.5
1006260 | Meter Reading - Electric | B (Average): Asset is sound, operationally safe and exhibits only minor deterioration. | Category 3 (Recommended): Minor work required to prevent a deterioration of the service provided by the asset. | 20 | 2004-11-06 | 19.4661 | 66.5339 | x | 1 | 2. Minor | 11325 | Predictive Maintenance | 182.5
1006261 | Meter Reading - Electric | B (Average): Asset is sound, operationally safe and exhibits only minor deterioration. | Category 3 (Recommended): Minor work required to prevent a deterioration of the service provided by the asset. | 20 | 2017-12-17 | 6.3546 | 79.6454 | x | 1 | 2. Minor | 11325 | Predictive Maintenance | 182.5
1006262 | Meter Reading - Electric | B (Average): Asset is sound, operationally safe and exhibits only minor deterioration. | Category 3 (Recommended): Minor work required to prevent a deterioration of the service provided by the asset. | 20 | 2013-11-07 | 10.4641 | 75.5359 | x | 1 | 2. Minor | 11325 | Predictive Maintenance | 182.5
1006263 | Meter Reading - Electric | B (Average): Asset is sound, operationally safe and exhibits only minor deterioration. | Category 3 (Recommended): Minor work required to prevent a deterioration of the service provided by the asset. | 20 | 2009-05-27 | 14.9131 | 71.0869 | x | 1 | 2. Minor | 11325 | Predictive Maintenance | 182.5
1006264 | Meter Reading - Electric | B (Average): Asset is sound, operationally safe and exhibits only minor deterioration. | Category 3 (Recommended): Minor work required to prevent a deterioration of the service provided by the asset. | 20 | 2014-07-12 | 9.7878 | 76.2122 | x | 1 | 2. Minor | 11325 | Predictive Maintenance | 182.5
1006265 | Meter Reading - Electric | B (Average): Asset is sound, operationally safe and exhibits only minor deterioration. | Category 3 (Recommended): Minor work required to prevent a deterioration of the service provided by the asset. | 20 | 2021-04-12 | 3.0363 | 82.9637 | x | 1 | 2. Minor | 11325 | Predictive Maintenance | 182.5
1006266 | Meter Reading - Electric | B (Average): Asset is sound, operationally safe and exhibits only minor deterioration. | Category 3 (Recommended): Minor work required to prevent a deterioration of the service provided by the asset. | 20 | 2005-05-14 | 18.9487 | 67.0513 | x | 1 | 2. Minor | 11325 | Predictive Maintenance | 182.5
1006267 | Meter Reading - Electric | B (Average): Asset is sound, operationally safe and exhibits only minor deterioration. | Category 3 (Recommended): Minor work required to prevent a deterioration of the service provided by the asset. | 20 | 2007-04-22 | 17.0103 | 68.9897 | x | 1 | 2. Minor | 11325 | Predictive Maintenance | 182.5
1006268 | Meter Reading - Electric | B (Average): Asset is sound, operationally safe and exhibits only minor deterioration. | Category 3 (Recommended): Minor work required to prevent a deterioration of the service provided by the asset. | 20 | 2023-09-30 | 0.56947 | 85.4305 | x | 1 | 2. Minor | 11325 | Predictive Maintenance | 182.5
1006269 | Meter Reading - Electric | B (Average): Asset is sound, operationally safe and exhibits only minor deterioration. | Category 3 (Recommended): Minor work required to prevent a deterioration of the service provided by the asset. | 20 | 2019-06-05 | 4.8898 | 81.1102 | x | 1 | 2. Minor | 11325 | Predictive Maintenance | 182.5
1006270 | Meter Reading - Electric | B (Average): Asset is sound, operationally safe and exhibits only minor deterioration. | Category 3 (Recommended): Minor work required to prevent a deterioration of the service provided by the asset. | 20 | 2016-07-25 | 7.7509 | 78.2491 | x | 1 | 2. Minor | 11325 | Predictive Maintenance | 182.5
1006271 | Traction Lifts | B (Average): Asset is sound, operationally safe and exhibits only minor deterioration. | Category 3 (Recommended): Minor work required to prevent a deterioration of the service provided by the asset. | 20 | 2022-07-09 | 1.796 | 76.204 | x | 5 | 4. Significant | 11326 | Predictive Maintenance | 91.25
1006272 | Distribution Boards | B (Average): Asset is sound, operationally safe and exhibits only minor deterioration. | Category 3 (Recommended): Minor work required to prevent a deterioration of the service provided by the asset. | 20 | 2020-11-17 | 3.436 | 74.564 | x | 5 | 4. Significant | 11327 | Predictive Maintenance | 91.25
1006273 | Distribution Boards | B (Average): Asset is sound, operationally safe and exhibits only minor deterioration. | Category 3 (Recommended): Minor work required to prevent a deterioration of the service provided by the asset. | 20 | 2023-07-14 | 0.78303 | 77.217 | x | 5 | 4. Significant | 11327 | Predictive Maintenance | 91.25
1006274 | Distribution Boards | B (Average): Asset is sound, operationally safe and exhibits only minor deterioration. | Category 3 (Recommended): Minor work required to prevent a deterioration of the service provided by the asset. | 20 | 2022-07-21 | 1.7632 | 76.2368 | x | 5 | 4. Significant | 11327 | Predictive Maintenance | 91.25
1006275 | Distribution Boards | B (Average): Asset is sound, operationally safe and exhibits only minor deterioration. | Category 3 (Recommended): Minor work required to prevent a deterioration of the service provided by the asset. | 20 | 2012-10-09 | 11.5428 | 66.4572 | x | 5 | 4. Significant | 11327 | Predictive Maintenance | 91.25
1006276 | Meter Reading - Electric | B (Average): Asset is sound, operationally safe and exhibits only minor deterioration. | Category 3 (Recommended): Minor work required to prevent a deterioration of the service provided by the asset. | 20 | 2009-09-03 | 14.642 | 69.358 | x | 2 | 2. Minor | 11328 | Predictive Maintenance | 182.5
1006277 | Meter Reading - Electric | B (Average): Asset is sound, operationally safe and exhibits only minor deterioration. | Category 3 (Recommended): Minor work required to prevent a deterioration of the service provided by the asset. | 20 | 2023-02-23 | 1.1691 | 82.8309 | x | 2 | 2. Minor | 11328 | Predictive Maintenance | 182.5
1006278 | Meter Reading - Electric | B (Average): Asset is sound, operationally safe and exhibits only minor deterioration. | Category 3 (Recommended): Minor work required to prevent a deterioration of the service provided by the asset. | 20 | 2014-05-07 | 9.9685 | 74.0315 | x | 2 | 2. Minor | 11328 | Predictive Maintenance | 182.5
1006279 | Meter Reading - Electric | B (Average): Asset is sound, operationally safe and exhibits only minor deterioration. | Category 3 (Recommended): Minor work required to prevent a deterioration of the service provided by the asset. | 20 | 2008-05-01 | 15.9836 | 68.0164 | x | 2 | 2. Minor | 11328 | Predictive Maintenance | 182.5
1006280 | Meter Reading - Electric | B (Average): Asset is sound, operationally safe and exhibits only minor deterioration. | Category 3 (Recommended): Minor work required to prevent a deterioration of the service provided by the asset. | 20 | 2015-06-01 | 8.9008 | 75.0992 | x | 2 | 2. Minor | 11328 | Predictive Maintenance | 182.5
1006281 | Meter Reading - Electric | B (Average): Asset is sound, operationally safe and exhibits only minor deterioration. | Category 3 (Recommended): Minor work required to prevent a deterioration of the service provided by the asset. | 20 | 2011-10-05 | 12.5558 | 71.4442 | x | 2 | 2. Minor | 11328 | Predictive Maintenance | 182.5
1006282 | Meter Reading - Electric | B (Average): Asset is sound, operationally safe and exhibits only minor deterioration. | Category 3 (Recommended): Minor work required to prevent a deterioration of the service provided by the asset. | 20 | 2011-03-13 | 13.1198 | 70.8802 | x | 2 | 2. Minor | 11328 | Predictive Maintenance | 182.5
1006283 | Meter Reading - Electric | B (Average): Asset is sound, operationally safe and exhibits only minor deterioration. | Category 3 (Recommended): Minor work required to prevent a deterioration of the service provided by the asset. | 20 | 2017-12-05 | 6.3874 | 77.6126 | x | 2 | 2. Minor | 11328 | Predictive Maintenance | 182.5
1006284 | Meter Reading - Electric | B (Average): Asset is sound, operationally safe and exhibits only minor deterioration. | Category 3 (Recommended): Minor work required to prevent a deterioration of the service provided by the asset. | 20 | 2011-03-24 | 13.0897 | 70.9103 | x | 2 | 2. Minor | 11328 | Predictive Maintenance | 182.5
1006285 | Meter Reading - Electric | B (Average): Asset is sound, operationally safe and exhibits only minor deterioration. | Category 3 (Recommended): Minor work required to prevent a deterioration of the service provided by the asset. | 20 | 2021-12-14 | 2.3628 | 81.6372 | x | 2 | 2. Minor | 11328 | Predictive Maintenance | 182.5
1006286 | Meter Reading - Electric | B (Average): Asset is sound, operationally safe and exhibits only minor deterioration. | Category 3 (Recommended): Minor work required to prevent a deterioration of the service provided by the asset. | 20 | 2005-09-24 | 18.5845 | 65.4155 | x | 2 | 2. Minor | 11328 | Predictive Maintenance | 182.5
1006287 | Meter Reading - Electric | B (Average): Asset is sound, operationally safe and exhibits only minor deterioration. | Category 3 (Recommended): Minor work required to prevent a deterioration of the service provided by the asset. | 20 | 2012-09-18 | 11.6003 | 72.3997 | x | 2 | 2. Minor | 11328 | Predictive Maintenance | 182.5
1006288 | Meter Reading - Electric | B (Average): Asset is sound, operationally safe and exhibits only minor deterioration. | Category 3 (Recommended): Minor work required to prevent a deterioration of the service provided by the asset. | 20 | 2017-12-02 | 6.3956 | 77.6044 | x | 2 | 2. Minor | 11328 | Predictive Maintenance | 182.5
1006289 | Meter Reading - Electric | B (Average): Asset is sound, operationally safe and exhibits only minor deterioration. | Category 3 (Recommended): Minor work required to prevent a deterioration of the service provided by the asset. | 20 | 2005-06-26 | 18.8309 | 65.1691 | x | 2 | 2. Minor | 11328 | Predictive Maintenance | 182.5
1006290 | Meter Reading - Electric | B (Average): Asset is sound, operationally safe and exhibits only minor deterioration. | Category 3 (Recommended): Minor work required to prevent a deterioration of the service provided by the asset. | 20 | 2010-05-19 | 13.9357 | 70.0643 | x | 2 | 2. Minor | 11328 | Predictive Maintenance | 182.5
1006291 | Meter Reading - Electric | B (Average): Asset is sound, operationally safe and exhibits only minor deterioration. | Category 3 (Recommended): Minor work required to prevent a deterioration of the service provided by the asset. | 20 | 2021-07-27 | 2.7461 | 81.2539 | x | 2 | 2. Minor | 11328 | Predictive Maintenance | 182.5
1006292 | Distribution Boards | B (Average): Asset is sound, operationally safe and exhibits only minor deterioration. | Category 3 (Recommended): Minor work required to prevent a deterioration of the service provided by the asset. | 20 | 2005-02-17 | 19.1841 | 64.8159 | x | 2 | 4. Significant | 11328 | Predictive Maintenance | 91.25
1006293 | Distribution Boards | B (Average): Asset is sound, operationally safe and exhibits only minor deterioration. | Category 3 (Recommended): Minor work required to prevent a deterioration of the service provided by the asset. | 20 | 2016-03-04 | 8.1424 | 75.8576 | x | 2 | 4. Significant | 11328 | Predictive Maintenance | 91.25
1006294 | Distribution Boards | B (Average): Asset is sound, operationally safe and exhibits only minor deterioration. | Category 3 (Recommended): Minor work required to prevent a deterioration of the service provided by the asset. | 20 | 2021-12-29 | 2.3217 | 81.6783 | x | 2 | 4. Significant | 11328 | Predictive Maintenance | 91.25
1006295 | Cold Water Storage Tanks and Cisterns | B (Average): Asset is sound, operationally safe and exhibits only minor deterioration. | Category 3 (Recommended): Minor work required to prevent a deterioration of the service provided by the asset. | 15 | 2015-05-02 | 8.9829 | 68.0228 | x | 4 | 4. Significant | 10192 | Predictive Maintenance | 91.25
1006296 | Cold Water Storage Tanks and Cisterns | B (Average): Asset is sound, operationally safe and exhibits only minor deterioration. | Category 3 (Recommended): Minor work required to prevent a deterioration of the service provided by the asset. | 35 | 1995-12-10 | 28.3751 | 63.7857 | x | 4 | 4. Significant | 11329 | Predictive Maintenance | 91.25
1006297 | Cold Water Storage Tanks and Cisterns | B (Average): Asset is sound, operationally safe and exhibits only minor deterioration. | Category 3 (Recommended): Minor work required to prevent a deterioration of the service provided by the asset. | 20 | 2010-10-29 | 13.4894 | 68.5106 | x | 3 | 4. Significant | 10539 | Predictive Maintenance | 91.25
1006298 | Cold Water Storage Tanks and Cisterns | B (Average): Asset is sound, operationally safe and exhibits only minor deterioration. | Category 3 (Recommended): Minor work required to prevent a deterioration of the service provided by the asset. | 35 | 2010-01-27 | 14.2423 | 73.8615 | x | 3 | 4. Significant | 10545 | Predictive Maintenance | 91.25
1006299 | Cold Water Storage Tanks and Cisterns | B (Average): Asset is sound, operationally safe and exhibits only minor deterioration. | Category 3 (Recommended): Minor work required to prevent a deterioration of the service provided by the asset. | 35 | 2008-12-13 | 15.3648 | 73.2201 | x | 3 | 4. Significant | 10551 | Predictive Maintenance | 91.25
1006300 | Cold Water Storage Tanks and Cisterns | B (Average): Asset is sound, operationally safe and exhibits only minor deterioration. | Category 3 (Recommended): Minor work required to prevent a deterioration of the service provided by the asset. | 25 | 2019-11-05 | 4.4709 | 78.4233 | x | 3 | 4. Significant | 10579 | Predictive Maintenance | 91.25
1006301 | Cold Water Storage Tanks and Cisterns | B (Average): Asset is sound, operationally safe and exhibits only minor deterioration. | Category 3 (Recommended): Minor work required to prevent a deterioration of the service provided by the asset. | 25 | 2014-04-24 | 10.0041 | 73.9967 | x | 3 | 4. Significant | 10313 | Predictive Maintenance | 91.25
1006302 | Atmospheric Gas Burner/Condensing Combination Boiler | B (Average): Asset is sound, operationally safe and exhibits only minor deterioration. | Category 3 (Recommended): Minor work required to prevent a deterioration of the service provided by the asset. | 20 | 2006-11-27 | 17.41 | 62.59 | x | 4 | 4. Significant | 10153 | Predictive Maintenance | 91.25
1006303 | Hot Water Calorifiers - Heated by LTHW | B (Average): Asset is sound, operationally safe and exhibits only minor deterioration. | Category 3 (Recommended): Minor work required to prevent a deterioration of the service provided by the asset. | 20 | 2016-08-05 | 7.7207 | 72.2793 | x | 4 | 4. Significant | 10153 | Predictive Maintenance | 91.25
1006304 | Hot Water Calorifiers - Heated by LTHW | B (Average): Asset is sound, operationally safe and exhibits only minor deterioration. | Category 3 (Recommended): Minor work required to prevent a deterioration of the service provided by the asset. | 20 | 2005-06-18 | 18.8528 | 61.1472 | x | 4 | 4. Significant | 10153 | Predictive Maintenance | 91.25
1006305 | Atmospheric Gas Burners | B (Average): Asset is sound, operationally safe and exhibits only minor deterioration. | Category 3 (Recommended): Minor work required to prevent a deterioration of the service provided by the asset. | 20 | 2010-12-05 | 13.3881 | 66.6119 | x | 4 | 4. Significant | 10153 | Predictive Maintenance | 91.25
1006306 | Atmospheric Gas Burners | B (Average): Asset is sound, operationally safe and exhibits only minor deterioration. | Category 3 (Recommended): Minor work required to prevent a deterioration of the service provided by the asset. | 20 | 2022-10-26 | 1.4976 | 78.5024 | x | 4 | 4. Significant | 10153 | Predictive Maintenance | 91.25
1006307 | Expansion Vessels | A (Good): Asset is as new and can be expected to perform adequately to its full normal life if maintained appropriately. | Category 3 (Recommended): Minor work required to prevent a deterioration of the service provided by the asset. | 15 | 2023-11-02 | 0.47912 | 86.3612 | x | 4 | 4. Significant | 10153 | Predictive Maintenance | 91.25
1006311 | Gas Detection/Flammable | B (Average): Asset is sound, operationally safe and exhibits only minor deterioration. | Category 3 (Recommended): Minor work required to prevent a deterioration of the service provided by the asset. | 15 | 2021-04-26 | 2.9979 | 76.0027 | x | 4 | 5. Severe | 10153 | Predictive Maintenance | 28
1006313 | 230V - 110V Wall Mounted Transformer | B (Average): Asset is sound, operationally safe and exhibits only minor deterioration. | Category 3 (Recommended): Minor work required to prevent a deterioration of the service provided by the asset. | 20 | 2006-08-31 | 17.6509 | 62.3491 | x | 4 | 3. Moderate | 11330 | Predictive Maintenance | 91.25
1006314 | Ventilating Fans - General | B (Average): Asset is sound, operationally safe and exhibits only minor deterioration. | Category 3 (Recommended): Minor work required to prevent a deterioration of the service provided by the asset. | 20 | 2023-01-14 | 1.2786 | 78.7214 | x | 4 | 2. Minor | 10319 | Predictive Maintenance | 182.5
1006315 | Expansion Vessels | B (Average): Asset is sound, operationally safe and exhibits only minor deterioration. | Category 3 (Recommended): Minor work required to prevent a deterioration of the service provided by the asset. | 15 | 2017-07-27 | 6.7461 | 71.0052 | x | 4 | 4. Significant | 10153 | Predictive Maintenance | 91.25
1006316 | Outstations | B (Average): Asset is sound, operationally safe and exhibits only minor deterioration. | Category 3 (Recommended): Minor work required to prevent a deterioration of the service provided by the asset. | 10 | 2017-09-29 | 6.5708 | 66.8583 | x | 4 | 4. Significant | 10153 | Predictive Maintenance | 91.25
1006317 | Outstations | B (Average): Asset is sound, operationally safe and exhibits only minor deterioration. | Category 3 (Recommended): Minor work required to prevent a deterioration of the service provided by the asset. | 10 | 2015-06-09 | 8.8789 | 62.2423 | x | 4 | 4. Significant | 10153 | Predictive Maintenance | 91.25
1006318 | 230V - 110V Wall Mounted Transformer | B (Average): Asset is sound, operationally safe and exhibits only minor deterioration. | Category 3 (Recommended): Minor work required to prevent a deterioration of the service provided by the asset. | 20 | 2023-11-07 | 0.46543 | 79.5346 | x | 4 | 3. Moderate | 10153 | Predictive Maintenance | 91.25
1006319 | Distribution Boards | B (Average): Asset is sound, operationally safe and exhibits only minor deterioration. | Category 3 (Recommended): Minor work required to prevent a deterioration of the service provided by the asset. | 20 | 2021-09-12 | 2.6174 | 77.3826 | x | 4 | 4. Significant | 10153 | Predictive Maintenance | 91.25
1006320 | Distribution Boards | B (Average): Asset is sound, operationally safe and exhibits only minor deterioration. | Category 3 (Recommended): Minor work required to prevent a deterioration of the service provided by the asset. | 20 | 2018-02-18 | 6.1821 | 73.8179 | x | 4 | 4. Significant | 10153 | Predictive Maintenance | 91.25
1006321 | Distribution Boards | B (Average): Asset is sound, operationally safe and exhibits only minor deterioration. | Category 3 (Recommended): Minor work required to prevent a deterioration of the service provided by the asset. | 20 | 2023-09-24 | 0.5859 | 79.4141 | x | 4 | 4. Significant | 10153 | Predictive Maintenance | 91.25
1006322 | Outstations | B (Average): Asset is sound, operationally safe and exhibits only minor deterioration. | Category 3 (Recommended): Minor work required to prevent a deterioration of the service provided by the asset. | 10 | 2015-03-13 | 9.1198 | 61.7604 | x | 4 | 4. Significant | 10153 | Predictive Maintenance | 91.25
1006324 | Distribution Boards | B (Average): Asset is sound, operationally safe and exhibits only minor deterioration. | Category 3 (Recommended): Minor work required to prevent a deterioration of the service provided by the asset. | 20 | 2008-05-27 | 15.9124 | 64.0876 | x | 4 | 4. Significant | 11330 | Predictive Maintenance | 91.25
1006325 | Distribution Boards | B (Average): Asset is sound, operationally safe and exhibits only minor deterioration. | Category 3 (Recommended): Minor work required to prevent a deterioration of the service provided by the asset. | 20 | 2023-08-02 | 0.73101 | 79.269 | x | 4 | 4. Significant | 11330 | Predictive Maintenance | 91.25
1006326 | Distribution Boards | B (Average): Asset is sound, operationally safe and exhibits only minor deterioration. | Category 3 (Recommended): Minor work required to prevent a deterioration of the service provided by the asset. | 20 | 2005-04-03 | 19.0609 | 60.9391 | x | 4 | 4. Significant | 11330 | Predictive Maintenance | 91.25
1006327 | Distribution Boards | B (Average): Asset is sound, operationally safe and exhibits only minor deterioration. | Category 3 (Recommended): Minor work required to prevent a deterioration of the service provided by the asset. | 20 | 2013-02-13 | 11.1951 | 68.8049 | x | 4 | 4. Significant | 11330 | Predictive Maintenance | 91.25
1006328 | Distribution Boards | B (Average): Asset is sound, operationally safe and exhibits only minor deterioration. | Category 3 (Recommended): Minor work required to prevent a deterioration of the service provided by the asset. | 20 | 2012-10-06 | 11.551 | 68.449 | x | 4 | 4. Significant | 11330 | Predictive Maintenance | 91.25
1006329 | Distribution Boards | B (Average): Asset is sound, operationally safe and exhibits only minor deterioration. | Category 3 (Recommended): Minor work required to prevent a deterioration of the service provided by the asset. | 20 | 2012-01-13 | 12.282 | 67.718 | x | 4 | 4. Significant | 11330 | Predictive Maintenance | 91.25
1006330 | Meter Reading - Electric | B (Average): Asset is sound, operationally safe and exhibits only minor deterioration. | Category 3 (Recommended): Minor work required to prevent a deterioration of the service provided by the asset. | 20 | 2021-03-04 | 3.1431 | 76.8569 | x | 4 | 2. Minor | 11330 | Predictive Maintenance | 182.5
1006331 | Meter Reading - Electric | B (Average): Asset is sound, operationally safe and exhibits only minor deterioration. | Category 3 (Recommended): Minor work required to prevent a deterioration of the service provided by the asset. | 20 | 2014-06-05 | 9.8891 | 70.1109 | x | 4 | 2. Minor | 11330 | Predictive Maintenance | 182.5
1006332 | Meter Reading - Electric | B (Average): Asset is sound, operationally safe and exhibits only minor deterioration. | Category 3 (Recommended): Minor work required to prevent a deterioration of the service provided by the asset. | 20 | 2008-12-01 | 15.3977 | 64.6023 | x | 4 | 2. Minor | 11330 | Predictive Maintenance | 182.5
1006333 | Meter Reading - Electric | B (Average): Asset is sound, operationally safe and exhibits only minor deterioration. | Category 3 (Recommended): Minor work required to prevent a deterioration of the service provided by the asset. | 20 | 2011-10-01 | 12.5667 | 67.4333 | x | 4 | 2. Minor | 11330 | Predictive Maintenance | 182.5
1006337 | Meter Reading - Electric | B (Average): Asset is sound, operationally safe and exhibits only minor deterioration. | Category 3 (Recommended): Minor work required to prevent a deterioration of the service provided by the asset. | 20 | 2022-08-20 | 1.681 | 78.319 | x | 4 | 2. Minor | 11330 | Predictive Maintenance | 182.5
1006338 | Meter Reading - Electric | B (Average): Asset is sound, operationally safe and exhibits only minor deterioration. | Category 3 (Recommended): Minor work required to prevent a deterioration of the service provided by the asset. | 20 | 2022-02-17 | 2.1848 | 77.8152 | x | 4 | 2. Minor | 11330 | Predictive Maintenance | 182.5
1006339 | Meter Reading - Electric | B (Average): Asset is sound, operationally safe and exhibits only minor deterioration. | Category 3 (Recommended): Minor work required to prevent a deterioration of the service provided by the asset. | 20 | 2017-03-10 | 7.1266 | 72.8734 | x | 4 | 2. Minor | 11330 | Predictive Maintenance | 182.5
1006340 | Meter Reading - Electric | B (Average): Asset is sound, operationally safe and exhibits only minor deterioration. | Category 3 (Recommended): Minor work required to prevent a deterioration of the service provided by the asset. | 20 | 2006-09-17 | 17.6044 | 62.3956 | x | 4 | 2. Minor | 11330 | Predictive Maintenance | 182.5
1006341 | Meter Reading - Electric | B (Average): Asset is sound, operationally safe and exhibits only minor deterioration. | Category 3 (Recommended): Minor work required to prevent a deterioration of the service provided by the asset. | 20 | 2010-08-04 | 13.7248 | 66.2752 | x | 4 | 2. Minor | 11330 | Predictive Maintenance | 182.5
1006342 | Meter Reading - Electric | B (Average): Asset is sound, operationally safe and exhibits only minor deterioration. | Category 3 (Recommended): Minor work required to prevent a deterioration of the service provided by the asset. | 20 | 2007-07-28 | 16.7447 | 63.2553 | x | 4 | 2. Minor | 11330 | Predictive Maintenance | 182.5
1006343 | Meter Reading - Electric | B (Average): Asset is sound, operationally safe and exhibits only minor deterioration. | Category 3 (Recommended): Minor work required to prevent a deterioration of the service provided by the asset. | 20 | 2014-06-01 | 9.9001 | 70.0999 | x | 4 | 2. Minor | 11330 | Predictive Maintenance | 182.5
1006344 | Meter Reading - Electric | B (Average): Asset is sound, operationally safe and exhibits only minor deterioration. | Category 3 (Recommended): Minor work required to prevent a deterioration of the service provided by the asset. | 20 | 2011-09-04 | 12.6407 | 67.3593 | x | 4 | 2. Minor | 11330 | Predictive Maintenance | 182.5
1006345 | Meter Reading - Electric | B (Average): Asset is sound, operationally safe and exhibits only minor deterioration. | Category 3 (Recommended): Minor work required to prevent a deterioration of the service provided by the asset. | 20 | 2012-12-04 | 11.3895 | 68.6105 | x | 4 | 2. Minor | 11330 | Predictive Maintenance | 182.5
1006346 | Meter Reading - Electric | B (Average): Asset is sound, operationally safe and exhibits only minor deterioration. | Category 3 (Recommended): Minor work required to prevent a deterioration of the service provided by the asset. | 20 | 2008-11-27 | 15.4086 | 64.5914 | x | 4 | 2. Minor | 11330 | Predictive Maintenance | 182.5
1006347 | Meter Reading - Electric | B (Average): Asset is sound, operationally safe and exhibits only minor deterioration. | Category 3 (Recommended): Minor work required to prevent a deterioration of the service provided by the asset. | 20 | 2022-08-11 | 1.7057 | 78.2943 | x | 4 | 2. Minor | 11330 | Predictive Maintenance | 182.5
1006348 | Meter Reading - Electric | B (Average): Asset is sound, operationally safe and exhibits only minor deterioration. | Category 3 (Recommended): Minor work required to prevent a deterioration of the service provided by the asset. | 20 | 2007-01-16 | 17.2731 | 62.7269 | x | 4 | 2. Minor | 11330 | Predictive Maintenance | 182.5
1006349 | Meter Reading - Electric | B (Average): Asset is sound, operationally safe and exhibits only minor deterioration. | Category 3 (Recommended): Minor work required to prevent a deterioration of the service provided by the asset. | 20 | 2023-03-24 | 1.0897 | 78.9103 | x | 4 | 2. Minor | 11330 | Predictive Maintenance | 182.5
1006350 | Meter Reading - Electric | B (Average): Asset is sound, operationally safe and exhibits only minor deterioration. | Category 3 (Recommended): Minor work required to prevent a deterioration of the service provided by the asset. | 20 | 2021-04-23 | 3.0062 | 76.9938 | x | 4 | 2. Minor | 11330 | Predictive Maintenance | 182.5
1006351 | Meter Reading - Electric | B (Average): Asset is sound, operationally safe and exhibits only minor deterioration. | Category 3 (Recommended): Minor work required to prevent a deterioration of the service provided by the asset. | 20 | 2020-01-03 | 4.3094 | 75.6906 | x | 4 | 2. Minor | 11330 | Predictive Maintenance | 182.5
1006352 | Meter Reading - Electric | B (Average): Asset is sound, operationally safe and exhibits only minor deterioration. | Category 3 (Recommended): Minor work required to prevent a deterioration of the service provided by the asset. | 20 | 2010-06-29 | 13.8234 | 66.1766 | x | 4 | 2. Minor | 11330 | Predictive Maintenance | 182.5
1006353 | Meter Reading - Electric | B (Average): Asset is sound, operationally safe and exhibits only minor deterioration. | Category 3 (Recommended): Minor work required to prevent a deterioration of the service provided by the asset. | 20 | 2016-05-23 | 7.9233 | 72.0767 | x | 4 | 2. Minor | 11330 | Predictive Maintenance | 182.5
1006354 | Meter Reading - Electric | B (Average): Asset is sound, operationally safe and exhibits only minor deterioration. | Category 3 (Recommended): Minor work required to prevent a deterioration of the service provided by the asset. | 20 | 2005-11-19 | 18.4312 | 61.5688 | x | 4 | 2. Minor | 11330 | Predictive Maintenance | 182.5
1006355 | Meter Reading - Electric | B (Average): Asset is sound, operationally safe and exhibits only minor deterioration. | Category 3 (Recommended): Minor work required to prevent a deterioration of the service provided by the asset. | 20 | 2017-03-25 | 7.0856 | 72.9144 | x | 4 | 2. Minor | 11330 | Predictive Maintenance | 182.5
1006356 | Ventilating Fans - General | B (Average): Asset is sound, operationally safe and exhibits only minor deterioration. | Category 3 (Recommended): Minor work required to prevent a deterioration of the service provided by the asset. | 20 | 2022-07-16 | 1.7769 | 78.2231 | x | 4 | 2. Minor | 11331 | Predictive Maintenance | 182.5
1006357 | Ventilating Fans - General | B (Average): Asset is sound, operationally safe and exhibits only minor deterioration. | Category 3 (Recommended): Minor work required to prevent a deterioration of the service provided by the asset. | 20 | 2020-12-14 | 3.3621 | 76.6379 | x | 4 | 2. Minor | 11331 | Predictive Maintenance | 182.5
1006360 | Emergency Assistance Alarm | B (Average): Asset is sound, operationally safe and exhibits only minor deterioration. | Category 3 (Recommended): Minor work required to prevent a deterioration of the service provided by the asset. | 10 | 2020-09-18 | 3.6003 | 70.7995 | x | 5 | 5. Severe | 10193 | Predictive Maintenance | 28
1006361 | Unvented Hot Water Systems | D (Very Poor): Asset runs a serious risk of imminent breakdown or poses a health and safety risk. | Category 3 (Recommended): Minor work required to prevent a deterioration of the service provided by the asset. | 25 | 2020-10-25 | 3.499 | 54.2008 | x | 5 | 4. Significant | 11333 | Predictive Maintenance | 91.25
1006362 | Expansion Vessels | B (Average): Asset is sound, operationally safe and exhibits only minor deterioration. | Category 3 (Recommended): Minor work required to prevent a deterioration of the service provided by the asset. | 15 | 2014-11-02 | 9.4784 | 65.3621 | x | 5 | 4. Significant | 11333 | Predictive Maintenance | 91.25
1006367 | Outstations | B (Average): Asset is sound, operationally safe and exhibits only minor deterioration. | Category 3 (Recommended): Minor work required to prevent a deterioration of the service provided by the asset. | 10 | 2023-12-27 | 0.32854 | 77.3429 | x | 5 | 4. Significant | 10419 | Predictive Maintenance | 91.25
1006370 | Outstations | B (Average): Asset is sound, operationally safe and exhibits only minor deterioration. | Category 3 (Recommended): Minor work required to prevent a deterioration of the service provided by the asset. | 10 | 2020-02-05 | 4.219 | 69.5619 | x | 5 | 4. Significant | 10429 | Predictive Maintenance | 91.25
1006371 | Outstations | B (Average): Asset is sound, operationally safe and exhibits only minor deterioration. | Category 3 (Recommended): Minor work required to prevent a deterioration of the service provided by the asset. | 10 | 2019-02-16 | 5.1882 | 67.6235 | x | 5 | 4. Significant | 10429 | Predictive Maintenance | 91.25
1006372 | Distribution Boards | B (Average): Asset is sound, operationally safe and exhibits only minor deterioration. | Category 3 (Recommended): Minor work required to prevent a deterioration of the service provided by the asset. | 20 | 2004-11-02 | 19.4771 | 58.5229 | x | 5 | 4. Significant | 10429 | Predictive Maintenance | 91.25
1006373 | Distribution Boards | B (Average): Asset is sound, operationally safe and exhibits only minor deterioration. | Category 3 (Recommended): Minor work required to prevent a deterioration of the service provided by the asset. | 20 | 2014-12-02 | 9.3963 | 68.6037 | x | 5 | 4. Significant | 10429 | Predictive Maintenance | 91.25
1006374 | Meter Reading - Electric | B (Average): Asset is sound, operationally safe and exhibits only minor deterioration. | Category 3 (Recommended): Minor work required to prevent a deterioration of the service provided by the asset. | 20 | 2007-05-05 | 16.9747 | 61.0253 | x | 5 | 2. Minor | 10429 | Predictive Maintenance | 182.5
1006375 | Meter Reading - Electric | B (Average): Asset is sound, operationally safe and exhibits only minor deterioration. | Category 3 (Recommended): Minor work required to prevent a deterioration of the service provided by the asset. | 20 | 2010-08-03 | 13.7276 | 64.2724 | x | 5 | 2. Minor | 10429 | Predictive Maintenance | 182.5
1006376 | Meter Reading - Electric | B (Average): Asset is sound, operationally safe and exhibits only minor deterioration. | Category 3 (Recommended): Minor work required to prevent a deterioration of the service provided by the asset. | 20 | 2010-10-04 | 13.5578 | 64.4422 | x | 5 | 2. Minor | 10429 | Predictive Maintenance | 182.5
1006378 | Distribution Boards | B (Average): Asset is sound, operationally safe and exhibits only minor deterioration. | Category 3 (Recommended): Minor work required to prevent a deterioration of the service provided by the asset. | 20 | 2014-04-16 | 10.026 | 71.974 | x | 3 | 4. Significant | 11337 | Predictive Maintenance | 91.25
1006379 | Distribution Boards | B (Average): Asset is sound, operationally safe and exhibits only minor deterioration. | Category 3 (Recommended): Minor work required to prevent a deterioration of the service provided by the asset. | 20 | 2016-05-28 | 7.9097 | 74.0903 | x | 3 | 4. Significant | 11337 | Predictive Maintenance | 91.25
1006380 | Distribution Boards | B (Average): Asset is sound, operationally safe and exhibits only minor deterioration. | Category 3 (Recommended): Minor work required to prevent a deterioration of the service provided by the asset. | 20 | 2006-04-04 | 18.0589 | 63.9411 | x | 3 | 4. Significant | 10596 | Predictive Maintenance | 91.25
1006381 | Distribution Boards | B (Average): Asset is sound, operationally safe and exhibits only minor deterioration. | Category 3 (Recommended): Minor work required to prevent a deterioration of the service provided by the asset. | 20 | 2023-01-01 | 1.3142 | 80.6858 | x | 3 | 4. Significant | 10596 | Predictive Maintenance | 91.25
1006382 | Distribution Boards | B (Average): Asset is sound, operationally safe and exhibits only minor deterioration. | Category 3 (Recommended): Minor work required to prevent a deterioration of the service provided by the asset. | 20 | 2014-11-09 | 9.4593 | 72.5407 | x | 3 | 4. Significant | 10596 | Predictive Maintenance | 91.25
1006383 | Distribution Boards | B (Average): Asset is sound, operationally safe and exhibits only minor deterioration. | Category 3 (Recommended): Minor work required to prevent a deterioration of the service provided by the asset. | 20 | 2023-07-19 | 0.76934 | 79.2307 | x | 4 | 4. Significant | 11338 | Predictive Maintenance | 91.25
1006384 | Distribution Boards | B (Average): Asset is sound, operationally safe and exhibits only minor deterioration. | Category 3 (Recommended): Minor work required to prevent a deterioration of the service provided by the asset. | 20 | 2019-01-09 | 5.2923 | 74.7077 | x | 4 | 4. Significant | 11338 | Predictive Maintenance | 91.25
1006385 | Distribution Boards | B (Average): Asset is sound, operationally safe and exhibits only minor deterioration. | Category 3 (Recommended): Minor work required to prevent a deterioration of the service provided by the asset. | 20 | 2014-08-03 | 9.7276 | 70.2724 | x | 4 | 4. Significant | 11338 | Predictive Maintenance | 91.25
1006386 | Distribution Boards | B (Average): Asset is sound, operationally safe and exhibits only minor deterioration. | Category 3 (Recommended): Minor work required to prevent a deterioration of the service provided by the asset. | 20 | 2020-10-15 | 3.5264 | 76.4736 | x | 4 | 4. Significant | 11338 | Predictive Maintenance | 91.25
1006389 | Room Air Conditioners | B (Average): Asset is sound, operationally safe and exhibits only minor deterioration. | Category 3 (Recommended): Minor work required to prevent a deterioration of the service provided by the asset. | 15 | 2021-01-24 | 3.2498 | 75.6669 | x | 4 | 3. Moderate | 11340 | Predictive Maintenance | 91.25
1006390 | Meter Reading - Electric | B (Average): Asset is sound, operationally safe and exhibits only minor deterioration. | Category 3 (Recommended): Minor work required to prevent a deterioration of the service provided by the asset. | 20 | 2019-11-29 | 4.4052 | 79.5948 | x | 2 | 2. Minor | 10285 | Predictive Maintenance | 182.5
1006391 | Meter Reading - Electric | B (Average): Asset is sound, operationally safe and exhibits only minor deterioration. | Category 3 (Recommended): Minor work required to prevent a deterioration of the service provided by the asset. | 20 | 2022-07-06 | 1.8042 | 82.1958 | x | 2 | 2. Minor | 10285 | Predictive Maintenance | 182.5
1006392 | Meter Reading - Electric | B (Average): Asset is sound, operationally safe and exhibits only minor deterioration. | Category 3 (Recommended): Minor work required to prevent a deterioration of the service provided by the asset. | 20 | 2004-12-23 | 19.3374 | 64.6626 | x | 2 | 2. Minor | 10285 | Predictive Maintenance | 182.5
1006393 | Meter Reading - Electric | B (Average): Asset is sound, operationally safe and exhibits only minor deterioration. | Category 3 (Recommended): Minor work required to prevent a deterioration of the service provided by the asset. | 20 | 2019-09-21 | 4.5941 | 79.4059 | x | 2 | 2. Minor | 10285 | Predictive Maintenance | 182.5
1006394 | Meter Reading - Electric | B (Average): Asset is sound, operationally safe and exhibits only minor deterioration. | Category 3 (Recommended): Minor work required to prevent a deterioration of the service provided by the asset. | 20 | 2005-08-16 | 18.6913 | 65.3087 | x | 2 | 2. Minor | 10285 | Predictive Maintenance | 182.5
1006395 | Meter Reading - Electric | B (Average): Asset is sound, operationally safe and exhibits only minor deterioration. | Category 3 (Recommended): Minor work required to prevent a deterioration of the service provided by the asset. | 20 | 2012-06-07 | 11.8823 | 72.1177 | x | 2 | 2. Minor | 10285 | Predictive Maintenance | 182.5
1006396 | Room Air Conditioners | B (Average): Asset is sound, operationally safe and exhibits only minor deterioration. | Category 3 (Recommended): Minor work required to prevent a deterioration of the service provided by the asset. | 15 | 2012-08-30 | 11.6523 | 64.4636 | x | 4 | 3. Moderate | 11341 | Predictive Maintenance | 91.25
1006397 | Outstations | B (Average): Asset is sound, operationally safe and exhibits only minor deterioration. | Category 3 (Recommended): Minor work required to prevent a deterioration of the service provided by the asset. | 10 | 2017-09-18 | 6.601 | 66.7981 | x | 4 | 4. Significant | 11342 | Predictive Maintenance | 91.25
1006398 | Distribution Boards | B (Average): Asset is sound, operationally safe and exhibits only minor deterioration. | Category 3 (Recommended): Minor work required to prevent a deterioration of the service provided by the asset. | 20 | 2006-08-09 | 17.7112 | 62.2888 | x | 4 | 4. Significant | 11342 | Predictive Maintenance | 91.25
1006399 | Outstations | B (Average): Asset is sound, operationally safe and exhibits only minor deterioration. | Category 3 (Recommended): Minor work required to prevent a deterioration of the service provided by the asset. | 10 | 2022-11-18 | 1.4346 | 77.1307 | x | 4 | 4. Significant | 11343 | Predictive Maintenance | 91.25
1006400 | Distribution Boards | B (Average): Asset is sound, operationally safe and exhibits only minor deterioration. | Category 3 (Recommended): Minor work required to prevent a deterioration of the service provided by the asset. | 20 | 2013-07-05 | 10.8063 | 69.1937 | x | 4 | 4. Significant | 11343 | Predictive Maintenance | 91.25
1006401 | Distribution Boards | B (Average): Asset is sound, operationally safe and exhibits only minor deterioration. | Category 3 (Recommended): Minor work required to prevent a deterioration of the service provided by the asset. | 20 | 2016-07-15 | 7.7782 | 72.2218 | x | 4 | 4. Significant | 11343 | Predictive Maintenance | 91.25
1006402 | Distribution Boards | B (Average): Asset is sound, operationally safe and exhibits only minor deterioration. | Category 3 (Recommended): Minor work required to prevent a deterioration of the service provided by the asset. | 20 | 2014-09-06 | 9.6345 | 70.3655 | x | 4 | 4. Significant | 11343 | Predictive Maintenance | 91.25
1006403 | Distribution Boards | B (Average): Asset is sound, operationally safe and exhibits only minor deterioration. | Category 3 (Recommended): Minor work required to prevent a deterioration of the service provided by the asset. | 20 | 2021-07-31 | 2.7351 | 77.2649 | x | 4 | 4. Significant | 11343 | Predictive Maintenance | 91.25
1006404 | Distribution Boards | B (Average): Asset is sound, operationally safe and exhibits only minor deterioration. | Category 3 (Recommended): Minor work required to prevent a deterioration of the service provided by the asset. | 20 | 2023-01-21 | 1.2594 | 78.7406 | x | 4 | 4. Significant | 11343 | Predictive Maintenance | 91.25
1006405 | Distribution Boards | B (Average): Asset is sound, operationally safe and exhibits only minor deterioration. | Category 3 (Recommended): Minor work required to prevent a deterioration of the service provided by the asset. | 20 | 2008-07-12 | 15.7864 | 66.2136 | x | 3 | 4. Significant | 11344 | Predictive Maintenance | 91.25
1006406 | Outstations | B (Average): Asset is sound, operationally safe and exhibits only minor deterioration. | Category 3 (Recommended): Minor work required to prevent a deterioration of the service provided by the asset. | 10 | 2023-09-18 | 0.60233 | 76.7953 | x | 5 | 4. Significant | 10429 | Predictive Maintenance | 91.25
1006407 | Distribution Boards | B (Average): Asset is sound, operationally safe and exhibits only minor deterioration. | Category 3 (Recommended): Minor work required to prevent a deterioration of the service provided by the asset. | 20 | 2008-09-27 | 15.5756 | 66.4244 | x | 3 | 4. Significant | 11345 | Predictive Maintenance | 91.25
1006408 | Distribution Boards | B (Average): Asset is sound, operationally safe and exhibits only minor deterioration. | Category 3 (Recommended): Minor work required to prevent a deterioration of the service provided by the asset. | 20 | 2022-02-27 | 2.1574 | 79.8426 | x | 3 | 4. Significant | 11345 | Predictive Maintenance | 91.25
1006409 | Distribution Boards | B (Average): Asset is sound, operationally safe and exhibits only minor deterioration. | Category 3 (Recommended): Minor work required to prevent a deterioration of the service provided by the asset. | 20 | 2004-02-21 | 20.1752 | 61.8248 | x | 3 | 4. Significant | 11345 | Predictive Maintenance | 91.25
1006410 | Distribution Boards | B (Average): Asset is sound, operationally safe and exhibits only minor deterioration. | Category 3 (Recommended): Minor work required to prevent a deterioration of the service provided by the asset. | 20 | 2012-05-05 | 11.9726 | 70.0274 | x | 3 | 4. Significant | 11345 | Predictive Maintenance | 91.25
1006411 | Distribution Boards | B (Average): Asset is sound, operationally safe and exhibits only minor deterioration. | Category 3 (Recommended): Minor work required to prevent a deterioration of the service provided by the asset. | 20 | 2014-01-28 | 10.2396 | 71.7604 | x | 3 | 4. Significant | 11345 | Predictive Maintenance | 91.25
1006412 | Distribution Boards | B (Average): Asset is sound, operationally safe and exhibits only minor deterioration. | Category 3 (Recommended): Minor work required to prevent a deterioration of the service provided by the asset. | 20 | 2018-10-18 | 5.5195 | 76.4805 | x | 3 | 4. Significant | 11345 | Predictive Maintenance | 91.25
1006413 | Outstations | B (Average): Asset is sound, operationally safe and exhibits only minor deterioration. | Category 3 (Recommended): Minor work required to prevent a deterioration of the service provided by the asset. | 10 | 2017-07-28 | 6.7433 | 68.5133 | x | 3 | 4. Significant | 11345 | Predictive Maintenance | 91.25
1006414 | Unvented Hot Water Systems | A (Good): Asset is as new and can be expected to perform adequately to its full normal life if maintained appropriately. | Category 4 (Normal): No work required beyond normal maintenance. | 25 | 2012-05-30 | 11.9042 | 86.4767 | x | 3 | 4. Significant | 10789 | Predictive Maintenance | 162.5
1006415 | Expansion Vessels | A (Good): Asset is as new and can be expected to perform adequately to its full normal life if maintained appropriately. | Category 4 (Normal): No work required beyond normal maintenance. | 15 | 2014-08-17 | 9.6893 | 83.081 | x | 3 | 4. Significant | 10789 | Predictive Maintenance | 162.5
1006416 | Unvented Hot Water Systems | A (Good): Asset is as new and can be expected to perform adequately to its full normal life if maintained appropriately. | Category 4 (Normal): No work required beyond normal maintenance. | 25 | 2005-06-21 | 18.8446 | 80.9243 | x | 3 | 4. Significant | 10789 | Predictive Maintenance | 162.5
1006417 | Expansion Vessels | A (Good): Asset is as new and can be expected to perform adequately to its full normal life if maintained appropriately. | Category 4 (Normal): No work required beyond normal maintenance. | 15 | 2014-12-14 | 9.3634 | 83.5154 | x | 3 | 4. Significant | 10789 | Predictive Maintenance | 162.5
1006418 | Expansion Vessels | A (Good): Asset is as new and can be expected to perform adequately to its full normal life if maintained appropriately. | Category 4 (Normal): No work required beyond normal maintenance. | 15 | 2011-08-18 | 12.6872 | 79.0837 | x | 3 | 4. Significant | 11303 | Predictive Maintenance | 162.5
1006419 | Unvented Hot Water Systems | A (Good): Asset is as new and can be expected to perform adequately to its full normal life if maintained appropriately. | Category 4 (Normal): No work required beyond normal maintenance. | 25 | 2004-12-25 | 19.332 | 80.5344 | x | 3 | 4. Significant | 11303 | Predictive Maintenance | 162.5
1006420 | Unvented Hot Water Systems | A (Good): Asset is as new and can be expected to perform adequately to its full normal life if maintained appropriately. | Category 4 (Normal): No work required beyond normal maintenance. | 25 | 2018-08-23 | 5.6728 | 91.4617 | x | 3 | 4. Significant | 11303 | Predictive Maintenance | 162.5
1006421 | Expansion Vessels | A (Good): Asset is as new and can be expected to perform adequately to its full normal life if maintained appropriately. | Category 4 (Normal): No work required beyond normal maintenance. | 15 | 2020-11-29 | 3.4031 | 91.4625 | x | 3 | 4. Significant | 11303 | Predictive Maintenance | 162.5
1006422 | Unvented Hot Water Systems | A (Good): Asset is as new and can be expected to perform adequately to its full normal life if maintained appropriately. | Category 4 (Normal): No work required beyond normal maintenance. | 25 | 2013-10-03 | 10.5599 | 87.5521 | x | 3 | 4. Significant | 10790 | Predictive Maintenance | 162.5
1006423 | Expansion Vessels | A (Good): Asset is as new and can be expected to perform adequately to its full normal life if maintained appropriately. | Category 4 (Normal): No work required beyond normal maintenance. | 15 | 2021-06-16 | 2.8583 | 92.1889 | x | 3 | 4. Significant | 10790 | Predictive Maintenance | 162.5
1006424 | Unvented Hot Water Systems | A (Good): Asset is as new and can be expected to perform adequately to its full normal life if maintained appropriately. | Category 4 (Normal): No work required beyond normal maintenance. | 25 | 2001-06-14 | 22.8638 | 77.709 | x | 3 | 4. Significant | 10790 | Predictive Maintenance | 162.5
1006425 | Expansion Vessels | A (Good): Asset is as new and can be expected to perform adequately to its full normal life if maintained appropriately. | Category 4 (Normal): No work required beyond normal maintenance. | 15 | 2017-08-31 | 6.6502 | 87.133 | x | 3 | 4. Significant | 10790 | Predictive Maintenance | 162.5
1006426 | Unvented Hot Water Systems | A (Good): Asset is as new and can be expected to perform adequately to its full normal life if maintained appropriately. | Category 4 (Normal): No work required beyond normal maintenance. | 25 | 2007-03-30 | 17.0732 | 82.3414 | x | 3 | 4. Significant | 10516 | Predictive Maintenance | 162.5
1006427 | Unvented Hot Water Systems | A (Good): Asset is as new and can be expected to perform adequately to its full normal life if maintained appropriately. | Category 4 (Normal): No work required beyond normal maintenance. | 25 | 2006-01-12 | 18.2834 | 81.3733 | x | 3 | 4. Significant | 10516 | Predictive Maintenance | 162.5
1006428 | Expansion Vessels | A (Good): Asset is as new and can be expected to perform adequately to its full normal life if maintained appropriately. | Category 4 (Normal): No work required beyond normal maintenance. | 15 | 2019-05-10 | 4.961 | 89.3854 | x | 3 | 4. Significant | 10516 | Predictive Maintenance | 162.5
1006429 | Expansion Vessels | A (Good): Asset is as new and can be expected to perform adequately to its full normal life if maintained appropriately. | Category 4 (Normal): No work required beyond normal maintenance. | 15 | 2022-03-19 | 2.1027 | 93.1964 | x | 3 | 4. Significant | 10516 | Predictive Maintenance | 162.5
1006430 | Expansion Vessels | A (Good): Asset is as new and can be expected to perform adequately to its full normal life if maintained appropriately. | Category 4 (Normal): No work required beyond normal maintenance. | 15 | 2016-10-20 | 7.5127 | 85.9831 | x | 3 | 4. Significant | 10791 | Predictive Maintenance | 162.5
1006431 | Unvented Hot Water Systems | A (Good): Asset is as new and can be expected to perform adequately to its full normal life if maintained appropriately. | Category 4 (Normal): No work required beyond normal maintenance. | 25 | 2012-05-12 | 11.9535 | 86.4372 | x | 3 | 4. Significant | 10791 | Predictive Maintenance | 162.5
1006432 | Unvented Hot Water Systems | A (Good): Asset is as new and can be expected to perform adequately to its full normal life if maintained appropriately. | Category 4 (Normal): No work required beyond normal maintenance. | 25 | 2013-04-18 | 11.0198 | 87.1841 | x | 3 | 4. Significant | 10791 | Predictive Maintenance | 162.5
1006433 | Expansion Vessels | A (Good): Asset is as new and can be expected to perform adequately to its full normal life if maintained appropriately. | Category 4 (Normal): No work required beyond normal maintenance. | 15 | 2014-06-16 | 9.859 | 82.8547 | x | 3 | 4. Significant | 10791 | Predictive Maintenance | 162.5
1006434 | Unvented Hot Water Systems | A (Good): Asset is as new and can be expected to perform adequately to its full normal life if maintained appropriately. | Category 4 (Normal): No work required beyond normal maintenance. | 25 | 2021-08-21 | 2.6776 | 93.8579 | x | 3 | 4. Significant | 10517 | Predictive Maintenance | 162.5
1006435 | Expansion Vessels | A (Good): Asset is as new and can be expected to perform adequately to its full normal life if maintained appropriately. | Category 4 (Normal): No work required beyond normal maintenance. | 15 | 2015-06-19 | 8.8515 | 84.198 | x | 3 | 4. Significant | 10517 | Predictive Maintenance | 162.5
1006436 | Unvented Hot Water Systems | A (Good): Asset is as new and can be expected to perform adequately to its full normal life if maintained appropriately. | Category 4 (Normal): No work required beyond normal maintenance. | 25 | 2005-06-02 | 18.8966 | 80.8827 | x | 3 | 4. Significant | 10517 | Predictive Maintenance | 162.5
1006437 | Expansion Vessels | A (Good): Asset is as new and can be expected to perform adequately to its full normal life if maintained appropriately. | Category 4 (Normal): No work required beyond normal maintenance. | 15 | 2016-06-02 | 7.896 | 85.4721 | x | 3 | 4. Significant | 10517 | Predictive Maintenance | 162.5
1006438 | Expansion Vessels | A (Good): Asset is as new and can be expected to perform adequately to its full normal life if maintained appropriately. | Category 4 (Normal): No work required beyond normal maintenance. | 15 | 2014-05-06 | 9.9713 | 82.705 | x | 3 | 4. Significant | 10792 | Predictive Maintenance | 162.5
1006439 | Unvented Hot Water Systems | A (Good): Asset is as new and can be expected to perform adequately to its full normal life if maintained appropriately. | Category 4 (Normal): No work required beyond normal maintenance. | 25 | 2002-12-31 | 21.3169 | 78.9465 | x | 3 | 4. Significant | 10792 | Predictive Maintenance | 162.5
1006440 | Expansion Vessels | A (Good): Asset is as new and can be expected to perform adequately to its full normal life if maintained appropriately. | Category 4 (Normal): No work required beyond normal maintenance. | 15 | 2015-02-04 | 9.2211 | 83.7052 | x | 3 | 4. Significant | 10792 | Predictive Maintenance | 162.5
1006441 | Unvented Hot Water Systems | A (Good): Asset is as new and can be expected to perform adequately to its full normal life if maintained appropriately. | Category 4 (Normal): No work required beyond normal maintenance. | 25 | 2008-11-24 | 15.4168 | 83.6665 | x | 3 | 4. Significant | 10792 | Predictive Maintenance | 162.5
1006442 | Unvented Hot Water Systems | A (Good): Asset is as new and can be expected to perform adequately to its full normal life if maintained appropriately. | Category 4 (Normal): No work required beyond normal maintenance. | 25 | 2018-11-05 | 5.4702 | 91.6238 | x | 3 | 4. Significant | 11304 | Predictive Maintenance | 162.5
1006443 | Expansion Vessels | A (Good): Asset is as new and can be expected to perform adequately to its full normal life if maintained appropriately. | Category 4 (Normal): No work required beyond normal maintenance. | 15 | 2018-03-15 | 6.1136 | 87.8485 | x | 3 | 4. Significant | 11304 | Predictive Maintenance | 162.5
1006444 | Unvented Hot Water Systems | A (Good): Asset is as new and can be expected to perform adequately to its full normal life if maintained appropriately. | Category 4 (Normal): No work required beyond normal maintenance. | 25 | 2015-01-01 | 9.3142 | 88.5487 | x | 3 | 4. Significant | 11304 | Predictive Maintenance | 162.5
1006445 | Expansion Vessels | A (Good): Asset is as new and can be expected to perform adequately to its full normal life if maintained appropriately. | Category 4 (Normal): No work required beyond normal maintenance. | 15 | 2010-03-05 | 14.141 | 77.1453 | x | 3 | 4. Significant | 11304 | Predictive Maintenance | 162.5
1006446 | Unvented Hot Water Systems | A (Good): Asset is as new and can be expected to perform adequately to its full normal life if maintained appropriately. | Category 4 (Normal): No work required beyond normal maintenance. | 25 | 2012-08-12 | 11.7016 | 86.6387 | x | 3 | 4. Significant | 10793 | Predictive Maintenance | 162.5
1006447 | Expansion Vessels | A (Good): Asset is as new and can be expected to perform adequately to its full normal life if maintained appropriately. | Category 4 (Normal): No work required beyond normal maintenance. | 15 | 2019-01-04 | 5.306 | 88.9254 | x | 3 | 4. Significant | 10793 | Predictive Maintenance | 162.5
1006448 | Unvented Hot Water Systems | A (Good): Asset is as new and can be expected to perform adequately to its full normal life if maintained appropriately. | Category 4 (Normal): No work required beyond normal maintenance. | 25 | 2022-01-21 | 2.2587 | 94.193 | x | 3 | 4. Significant | 10793 | Predictive Maintenance | 162.5
1006449 | Expansion Vessels | A (Good): Asset is as new and can be expected to perform adequately to its full normal life if maintained appropriately. | Category 4 (Normal): No work required beyond normal maintenance. | 15 | 2013-04-26 | 10.9979 | 81.3361 | x | 3 | 4. Significant | 10793 | Predictive Maintenance | 162.5
1006450 | Unvented Hot Water Systems | A (Good): Asset is as new and can be expected to perform adequately to its full normal life if maintained appropriately. | Category 4 (Normal): No work required beyond normal maintenance. | 25 | 2006-02-12 | 18.1985 | 81.4412 | x | 3 | 4. Significant | 11305 | Predictive Maintenance | 162.5
1006451 | Expansion Vessels | A (Good): Asset is as new and can be expected to perform adequately to its full normal life if maintained appropriately. | Category 4 (Normal): No work required beyond normal maintenance. | 15 | 2016-08-27 | 7.6605 | 85.786 | x | 3 | 4. Significant | 11305 | Predictive Maintenance | 162.5
1006452 | Unvented Hot Water Systems | A (Good): Asset is as new and can be expected to perform adequately to its full normal life if maintained appropriately. | Category 4 (Normal): No work required beyond normal maintenance. | 25 | 2003-04-20 | 21.0157 | 79.1874 | x | 3 | 4. Significant | 11305 | Predictive Maintenance | 162.5
1006453 | Expansion Vessels | A (Good): Asset is as new and can be expected to perform adequately to its full normal life if maintained appropriately. | Category 4 (Normal): No work required beyond normal maintenance. | 15 | 2023-05-14 | 0.95003 | 94.7333 | x | 3 | 4. Significant | 11305 | Predictive Maintenance | 162.5
1006454 | Unvented Hot Water Systems | A (Good): Asset is as new and can be expected to perform adequately to its full normal life if maintained appropriately. | Category 4 (Normal): No work required beyond normal maintenance. | 25 | 2007-01-26 | 17.2457 | 82.2034 | x | 3 | 4. Significant | 10794 | Predictive Maintenance | 162.5
1006455 | Expansion Vessels | A (Good): Asset is as new and can be expected to perform adequately to its full normal life if maintained appropriately. | Category 4 (Normal): No work required beyond normal maintenance. | 15 | 2016-03-13 | 8.1177 | 85.1764 | x | 3 | 4. Significant | 10794 | Predictive Maintenance | 162.5
1006456 | Unvented Hot Water Systems | A (Good): Asset is as new and can be expected to perform adequately to its full normal life if maintained appropriately. | Category 4 (Normal): No work required beyond normal maintenance. | 25 | 2020-12-08 | 3.3785 | 93.2972 | x | 3 | 4. Significant | 10794 | Predictive Maintenance | 162.5
1006457 | Expansion Vessels | B (Average): Asset is sound, operationally safe and exhibits only minor deterioration. | Category 3 (Recommended): Minor work required to prevent a deterioration of the service provided by the asset. | 15 | 2013-02-27 | 11.1567 | 67.1243 | x | 3 | 4. Significant | 10794 | Predictive Maintenance | 91.25
1006458 | Unvented Hot Water Systems | A (Good): Asset is as new and can be expected to perform adequately to its full normal life if maintained appropriately. | Category 4 (Normal): No work required beyond normal maintenance. | 25 | 2003-05-23 | 20.9254 | 79.2597 | x | 3 | 4. Significant | 10795 | Predictive Maintenance | 162.5
1006459 | Expansion Vessels | A (Good): Asset is as new and can be expected to perform adequately to its full normal life if maintained appropriately. | Category 4 (Normal): No work required beyond normal maintenance. | 15 | 2013-07-31 | 10.7351 | 81.6865 | x | 3 | 4. Significant | 10795 | Predictive Maintenance | 162.5
1006460 | Unvented Hot Water Systems | A (Good): Asset is as new and can be expected to perform adequately to its full normal life if maintained appropriately. | Category 4 (Normal): No work required beyond normal maintenance. | 25 | 2019-06-21 | 4.846 | 92.1232 | x | 3 | 4. Significant | 10795 | Predictive Maintenance | 162.5
1006461 | Expansion Vessels | A (Good): Asset is as new and can be expected to perform adequately to its full normal life if maintained appropriately. | Category 4 (Normal): No work required beyond normal maintenance. | 15 | 2012-02-01 | 12.23 | 79.6934 | x | 3 | 4. Significant | 10795 | Predictive Maintenance | 162.5
1006462 | Unvented Hot Water Systems | A (Good): Asset is as new and can be expected to perform adequately to its full normal life if maintained appropriately. | Category 4 (Normal): No work required beyond normal maintenance. | 25 | 2009-10-18 | 14.5188 | 84.3849 | x | 3 | 4. Significant | 11309 | Predictive Maintenance | 162.5
1006463 | Expansion Vessels | A (Good): Asset is as new and can be expected to perform adequately to its full normal life if maintained appropriately. | Category 4 (Normal): No work required beyond normal maintenance. | 15 | 2016-01-08 | 8.2957 | 84.9391 | x | 3 | 4. Significant | 11309 | Predictive Maintenance | 162.5
1006464 | Unvented Hot Water Systems | A (Good): Asset is as new and can be expected to perform adequately to its full normal life if maintained appropriately. | Category 4 (Normal): No work required beyond normal maintenance. | 25 | 2003-02-17 | 21.1855 | 79.0516 | x | 3 | 4. Significant | 11309 | Predictive Maintenance | 162.5
1006465 | Expansion Vessels | A (Good): Asset is as new and can be expected to perform adequately to its full normal life if maintained appropriately. | Category 4 (Normal): No work required beyond normal maintenance. | 15 | 2011-02-25 | 13.1636 | 78.4486 | x | 3 | 4. Significant | 11309 | Predictive Maintenance | 162.5
1006466 | Expansion Vessels | A (Good): Asset is as new and can be expected to perform adequately to its full normal life if maintained appropriately. | Category 4 (Normal): No work required beyond normal maintenance. | 15 | 2015-04-11 | 9.0404 | 83.9462 | x | 3 | 4. Significant | 10796 | Predictive Maintenance | 162.5
1006467 | Unvented Hot Water Systems | A (Good): Asset is as new and can be expected to perform adequately to its full normal life if maintained appropriately. | Category 4 (Normal): No work required beyond normal maintenance. | 25 | 2007-09-22 | 16.5914 | 82.7269 | x | 3 | 4. Significant | 10796 | Predictive Maintenance | 162.5
1006468 | Unvented Hot Water Systems | A (Good): Asset is as new and can be expected to perform adequately to its full normal life if maintained appropriately. | Category 4 (Normal): No work required beyond normal maintenance. | 25 | 2003-02-23 | 21.1691 | 79.0648 | x | 3 | 4. Significant | 10796 | Predictive Maintenance | 162.5
1006469 | Expansion Vessels | A (Good): Asset is as new and can be expected to perform adequately to its full normal life if maintained appropriately. | Category 4 (Normal): No work required beyond normal maintenance. | 15 | 2015-07-01 | 8.8186 | 84.2418 | x | 3 | 4. Significant | 10796 | Predictive Maintenance | 162.5
1006470 | Expansion Vessels | A (Good): Asset is as new and can be expected to perform adequately to its full normal life if maintained appropriately. | Category 4 (Normal): No work required beyond normal maintenance. | 15 | 2010-07-24 | 13.755 | 77.6601 | x | 3 | 4. Significant | 11311 | Predictive Maintenance | 162.5
1006471 | Unvented Hot Water Systems | A (Good): Asset is as new and can be expected to perform adequately to its full normal life if maintained appropriately. | Category 4 (Normal): No work required beyond normal maintenance. | 25 | 2009-10-14 | 14.5298 | 84.3762 | x | 3 | 4. Significant | 11311 | Predictive Maintenance | 162.5
1006472 | Unvented Hot Water Systems | A (Good): Asset is as new and can be expected to perform adequately to its full normal life if maintained appropriately. | Category 4 (Normal): No work required beyond normal maintenance. | 25 | 2004-08-21 | 19.6769 | 80.2585 | x | 3 | 4. Significant | 11311 | Predictive Maintenance | 162.5
1006473 | Expansion Vessels | A (Good): Asset is as new and can be expected to perform adequately to its full normal life if maintained appropriately. | Category 4 (Normal): No work required beyond normal maintenance. | 15 | 2021-03-08 | 3.1321 | 91.8239 | x | 3 | 4. Significant | 11311 | Predictive Maintenance | 162.5
1006474 | Expansion Vessels | A (Good): Asset is as new and can be expected to perform adequately to its full normal life if maintained appropriately. | Category 4 (Normal): No work required beyond normal maintenance. | 15 | 2021-01-06 | 3.2991 | 91.6012 | x | 3 | 4. Significant | 10797 | Predictive Maintenance | 162.5
1006475 | Unvented Hot Water Systems | A (Good): Asset is as new and can be expected to perform adequately to its full normal life if maintained appropriately. | Category 4 (Normal): No work required beyond normal maintenance. | 25 | 2004-12-07 | 19.3812 | 80.495 | x | 3 | 4. Significant | 10797 | Predictive Maintenance | 162.5
1006476 | Unvented Hot Water Systems | A (Good): Asset is as new and can be expected to perform adequately to its full normal life if maintained appropriately. | Category 4 (Normal): No work required beyond normal maintenance. | 25 | 2009-06-13 | 14.8665 | 84.1068 | x | 3 | 4. Significant | 10797 | Predictive Maintenance | 162.5
1006477 | Expansion Vessels | A (Good): Asset is as new and can be expected to perform adequately to its full normal life if maintained appropriately. | Category 4 (Normal): No work required beyond normal maintenance. | 15 | 2014-12-27 | 9.3279 | 83.5629 | x | 3 | 4. Significant | 10797 | Predictive Maintenance | 162.5
1006478 | Unvented Hot Water Systems | A (Good): Asset is as new and can be expected to perform adequately to its full normal life if maintained appropriately. | Category 4 (Normal): No work required beyond normal maintenance. | 25 | 2010-08-20 | 13.681 | 85.0552 | x | 3 | 4. Significant | 11306 | Predictive Maintenance | 162.5
1006479 | Expansion Vessels | A (Good): Asset is as new and can be expected to perform adequately to its full normal life if maintained appropriately. | Category 4 (Normal): No work required beyond normal maintenance. | 15 | 2010-02-15 | 14.1903 | 77.0796 | x | 3 | 4. Significant | 11306 | Predictive Maintenance | 162.5
1006480 | Unvented Hot Water Systems | A (Good): Asset is as new and can be expected to perform adequately to its full normal life if maintained appropriately. | Category 4 (Normal): No work required beyond normal maintenance. | 25 | 2018-11-26 | 5.4127 | 91.6698 | x | 3 | 4. Significant | 11306 | Predictive Maintenance | 162.5
1006481 | Expansion Vessels | A (Good): Asset is as new and can be expected to perform adequately to its full normal life if maintained appropriately. | Category 4 (Normal): No work required beyond normal maintenance. | 15 | 2013-11-18 | 10.4339 | 82.0881 | x | 3 | 4. Significant | 11306 | Predictive Maintenance | 162.5
1006482 | Expansion Vessels | A (Good): Asset is as new and can be expected to perform adequately to its full normal life if maintained appropriately. | Category 4 (Normal): No work required beyond normal maintenance. | 15 | 2023-03-09 | 1.1307 | 94.4924 | x | 3 | 4. Significant | 10022 | Predictive Maintenance | 162.5
1006483 | Unvented Hot Water Systems | A (Good): Asset is as new and can be expected to perform adequately to its full normal life if maintained appropriately. | Category 4 (Normal): No work required beyond normal maintenance. | 25 | 2001-06-03 | 22.8939 | 77.6849 | x | 3 | 4. Significant | 10787 | Predictive Maintenance | 162.5
1006484 | Unvented Hot Water Systems | A (Good): Asset is as new and can be expected to perform adequately to its full normal life if maintained appropriately. | Category 4 (Normal): No work required beyond normal maintenance. | 25 | 2019-12-25 | 4.334 | 92.5328 | x | 3 | 4. Significant | 10787 | Predictive Maintenance | 162.5
1006485 | Expansion Vessels | A (Good): Asset is as new and can be expected to perform adequately to its full normal life if maintained appropriately. | Category 4 (Normal): No work required beyond normal maintenance. | 15 | 2014-05-19 | 9.9357 | 82.7525 | x | 3 | 4. Significant | 10787 | Predictive Maintenance | 162.5
1006486 | Unvented Hot Water Systems | A (Good): Asset is as new and can be expected to perform adequately to its full normal life if maintained appropriately. | Category 4 (Normal): No work required beyond normal maintenance. | 25 | 2016-09-18 | 7.6003 | 89.9198 | x | 3 | 4. Significant | 10798 | Predictive Maintenance | 162.5
1006487 | Unvented Hot Water Systems | A (Good): Asset is as new and can be expected to perform adequately to its full normal life if maintained appropriately. | Category 4 (Normal): No work required beyond normal maintenance. | 25 | 2004-10-12 | 19.5346 | 80.3723 | x | 3 | 4. Significant | 10798 | Predictive Maintenance | 162.5
1006488 | Expansion Vessels | A (Good): Asset is as new and can be expected to perform adequately to its full normal life if maintained appropriately. | Category 4 (Normal): No work required beyond normal maintenance. | 15 | 2021-07-04 | 2.809 | 92.2546 | x | 3 | 4. Significant | 10798 | Predictive Maintenance | 162.5
1006489 | Expansion Vessels | B (Average): Asset is sound, operationally safe and exhibits only minor deterioration. | Category 3 (Recommended): Minor work required to prevent a deterioration of the service provided by the asset. | 15 | 2010-05-29 | 13.9083 | 63.4556 | x | 3 | 4. Significant | 10798 | Predictive Maintenance | 91.25
1006490 | Expansion Vessels | A (Good): Asset is as new and can be expected to perform adequately to its full normal life if maintained appropriately. | Category 4 (Normal): No work required beyond normal maintenance. | 15 | 2019-07-17 | 4.7748 | 89.6336 | x | 3 | 4. Significant | 11307 | Predictive Maintenance | 162.5
1006491 | Unvented Hot Water Systems | A (Good): Asset is as new and can be expected to perform adequately to its full normal life if maintained appropriately. | Category 4 (Normal): No work required beyond normal maintenance. | 25 | 2010-04-16 | 14.026 | 84.7792 | x | 3 | 4. Significant | 11307 | Predictive Maintenance | 162.5
1006492 | Unvented Hot Water Systems | A (Good): Asset is as new and can be expected to perform adequately to its full normal life if maintained appropriately. | Category 4 (Normal): No work required beyond normal maintenance. | 25 | 2019-03-04 | 5.1444 | 91.8845 | x | 3 | 4. Significant | 11307 | Predictive Maintenance | 162.5
1006493 | Expansion Vessels | A (Good): Asset is as new and can be expected to perform adequately to its full normal life if maintained appropriately. | Category 4 (Normal): No work required beyond normal maintenance. | 15 | 2017-12-07 | 6.3819 | 87.4908 | x | 3 | 4. Significant | 11307 | Predictive Maintenance | 162.5
1006494 | Expansion Vessels | A (Good): Asset is as new and can be expected to perform adequately to its full normal life if maintained appropriately. | Category 4 (Normal): No work required beyond normal maintenance. | 15 | 2019-06-30 | 4.8214 | 89.5715 | x | 3 | 4. Significant | 10799 | Predictive Maintenance | 162.5
1006495 | Unvented Hot Water Systems | A (Good): Asset is as new and can be expected to perform adequately to its full normal life if maintained appropriately. | Category 4 (Normal): No work required beyond normal maintenance. | 25 | 2007-03-06 | 17.1389 | 82.2888 | x | 3 | 4. Significant | 10799 | Predictive Maintenance | 162.5
1006496 | Unvented Hot Water Systems | A (Good): Asset is as new and can be expected to perform adequately to its full normal life if maintained appropriately. | Category 4 (Normal): No work required beyond normal maintenance. | 25 | 2006-03-02 | 18.1492 | 81.4806 | x | 3 | 4. Significant | 10799 | Predictive Maintenance | 162.5
1006497 | Expansion Vessels | A (Good): Asset is as new and can be expected to perform adequately to its full normal life if maintained appropriately. | Category 4 (Normal): No work required beyond normal maintenance. | 15 | 2011-05-25 | 12.9199 | 78.7734 | x | 3 | 4. Significant | 10799 | Predictive Maintenance | 162.5
1006498 | Unvented Hot Water Systems | A (Good): Asset is as new and can be expected to perform adequately to its full normal life if maintained appropriately. | Category 4 (Normal): No work required beyond normal maintenance. | 25 | 2002-03-15 | 22.1136 | 78.3091 | x | 3 | 4. Significant | 11310 | Predictive Maintenance | 162.5
1006499 | Expansion Vessels | A (Good): Asset is as new and can be expected to perform adequately to its full normal life if maintained appropriately. | Category 4 (Normal): No work required beyond normal maintenance. | 15 | 2020-12-25 | 3.332 | 91.5574 | x | 3 | 4. Significant | 11310 | Predictive Maintenance | 162.5
1006500 | Unvented Hot Water Systems | A (Good): Asset is as new and can be expected to perform adequately to its full normal life if maintained appropriately. | Category 4 (Normal): No work required beyond normal maintenance. | 25 | 2012-07-04 | 11.8084 | 86.5533 | x | 3 | 4. Significant | 11310 | Predictive Maintenance | 162.5
1006501 | Expansion Vessels | A (Good): Asset is as new and can be expected to perform adequately to its full normal life if maintained appropriately. | Category 4 (Normal): No work required beyond normal maintenance. | 15 | 2019-12-05 | 4.3888 | 90.1483 | x | 3 | 4. Significant | 11310 | Predictive Maintenance | 162.5
1006502 | Expansion Vessels | A (Good): Asset is as new and can be expected to perform adequately to its full normal life if maintained appropriately. | Category 4 (Normal): No work required beyond normal maintenance. | 15 | 2016-12-23 | 7.3374 | 86.2167 | x | 3 | 4. Significant | 11308 | Predictive Maintenance | 162.5
1006503 | Unvented Hot Water Systems | A (Good): Asset is as new and can be expected to perform adequately to its full normal life if maintained appropriately. | Category 4 (Normal): No work required beyond normal maintenance. | 25 | 2015-07-18 | 8.7721 | 88.9823 | x | 3 | 4. Significant | 11308 | Predictive Maintenance | 162.5
1006504 | Unvented Hot Water Systems | A (Good): Asset is as new and can be expected to perform adequately to its full normal life if maintained appropriately. | Category 4 (Normal): No work required beyond normal maintenance. | 25 | 2000-10-03 | 23.5592 | 77.1526 | x | 3 | 4. Significant | 11308 | Predictive Maintenance | 162.5
1006505 | Room Air Conditioners | B (Average): Asset is sound, operationally safe and exhibits only minor deterioration. | Category 3 (Recommended): Minor work required to prevent a deterioration of the service provided by the asset. | 15 | 2022-07-06 | 1.8042 | 83.5943 | x | 1 | 3. Moderate | 11346 | Predictive Maintenance | 91.25
1006506 | Room Air Conditioners | B (Average): Asset is sound, operationally safe and exhibits only minor deterioration. | Category 3 (Recommended): Minor work required to prevent a deterioration of the service provided by the asset. | 15 | 2023-07-27 | 0.74743 | 85.0034 | x | 1 | 3. Moderate | 10524 | Predictive Maintenance | 91.25
1006507 | Room Air Conditioners | B (Average): Asset is sound, operationally safe and exhibits only minor deterioration. | Category 3 (Recommended): Minor work required to prevent a deterioration of the service provided by the asset. | 15 | 2012-04-08 | 12.0465 | 69.9379 | x | 1 | 3. Moderate | 10524 | Predictive Maintenance | 91.25
1006508 | Ventilating Fans - General | B (Average): Asset is sound, operationally safe and exhibits only minor deterioration. | Category 3 (Recommended): Minor work required to prevent a deterioration of the service provided by the asset. | 20 | 2017-03-31 | 7.0691 | 70.9309 | x | 5 | 2. Minor | 10429 | Predictive Maintenance | 182.5
1006509 | Laboratory Fume Cupboard | B (Average): Asset is sound, operationally safe and exhibits only minor deterioration. | Category 3 (Recommended): Minor work required to prevent a deterioration of the service provided by the asset. | 15 | 2012-09-18 | 11.6003 | 70.533 | x | 1 | 4. Significant | 11347 | Predictive Maintenance | 91.25
1006511 | Laboratory Fume Cupboard | B (Average): Asset is sound, operationally safe and exhibits only minor deterioration. | Category 3 (Recommended): Minor work required to prevent a deterioration of the service provided by the asset. | 15 | 2022-03-16 | 2.1109 | 83.1855 | x | 1 | 4. Significant | 10331 | Predictive Maintenance | 91.25
1006512 | Laboratory Fume Cupboard | B (Average): Asset is sound, operationally safe and exhibits only minor deterioration. | Category 3 (Recommended): Minor work required to prevent a deterioration of the service provided by the asset. | 15 | 2019-10-28 | 4.4928 | 80.0096 | x | 1 | 4. Significant | 10302 | Predictive Maintenance | 91.25
1006513 | Laboratory Fume Cupboard | B (Average): Asset is sound, operationally safe and exhibits only minor deterioration. | Category 3 (Recommended): Minor work required to prevent a deterioration of the service provided by the asset. | 15 | 2013-12-05 | 10.3874 | 72.1501 | x | 1 | 4. Significant | 11348 | Predictive Maintenance | 91.25
1006514 | Laboratory Fume Cupboard | B (Average): Asset is sound, operationally safe and exhibits only minor deterioration. | Category 3 (Recommended): Minor work required to prevent a deterioration of the service provided by the asset. | 15 | 2010-08-15 | 13.6947 | 67.7404 | x | 1 | 4. Significant | 11348 | Predictive Maintenance | 91.25
1006515 | Laboratory Fume Cupboard | B (Average): Asset is sound, operationally safe and exhibits only minor deterioration. | Category 3 (Recommended): Minor work required to prevent a deterioration of the service provided by the asset. | 15 | 2016-04-08 | 8.0465 | 75.2713 | x | 1 | 4. Significant | 11348 | Predictive Maintenance | 91.25
1006516 | Distribution Boards | B (Average): Asset is sound, operationally safe and exhibits only minor deterioration. | Category 3 (Recommended): Minor work required to prevent a deterioration of the service provided by the asset. | 20 | 2004-03-25 | 20.0849 | 65.9151 | x | 1 | 4. Significant | 11349 | Predictive Maintenance | 91.25
1006517 | Distribution Boards | B (Average): Asset is sound, operationally safe and exhibits only minor deterioration. | Category 3 (Recommended): Minor work required to prevent a deterioration of the service provided by the asset. | 20 | 2019-10-26 | 4.4983 | 81.5017 | x | 1 | 4. Significant | 11349 | Predictive Maintenance | 91.25
1006518 | Distribution Boards | B (Average): Asset is sound, operationally safe and exhibits only minor deterioration. | Category 3 (Recommended): Minor work required to prevent a deterioration of the service provided by the asset. | 20 | 2019-08-08 | 4.7146 | 81.2854 | x | 1 | 4. Significant | 11350 | Predictive Maintenance | 91.25
1006519 | Distribution Boards | B (Average): Asset is sound, operationally safe and exhibits only minor deterioration. | Category 3 (Recommended): Minor work required to prevent a deterioration of the service provided by the asset. | 20 | 2015-10-27 | 8.4956 | 77.5044 | x | 1 | 4. Significant | 11350 | Predictive Maintenance | 91.25
1006520 | Distribution Boards | B (Average): Asset is sound, operationally safe and exhibits only minor deterioration. | Category 3 (Recommended): Minor work required to prevent a deterioration of the service provided by the asset. | 20 | 2020-02-21 | 4.1752 | 81.8248 | x | 1 | 4. Significant | 11350 | Predictive Maintenance | 91.25
1006521 | Distribution Boards | B (Average): Asset is sound, operationally safe and exhibits only minor deterioration. | Category 3 (Recommended): Minor work required to prevent a deterioration of the service provided by the asset. | 20 | 2011-12-10 | 12.3751 | 73.6249 | x | 1 | 4. Significant | 10329 | Predictive Maintenance | 91.25
1006522 | Distribution Boards | B (Average): Asset is sound, operationally safe and exhibits only minor deterioration. | Category 3 (Recommended): Minor work required to prevent a deterioration of the service provided by the asset. | 20 | 2014-05-09 | 9.963 | 76.037 | x | 1 | 4. Significant | 10329 | Predictive Maintenance | 91.25
1006523 | Distribution Boards | B (Average): Asset is sound, operationally safe and exhibits only minor deterioration. | Category 3 (Recommended): Minor work required to prevent a deterioration of the service provided by the asset. | 20 | 2013-11-15 | 10.4422 | 75.5578 | x | 1 | 4. Significant | 10329 | Predictive Maintenance | 91.25
1006524 | Laboratory Fume Cupboard | B (Average): Asset is sound, operationally safe and exhibits only minor deterioration. | Category 3 (Recommended): Minor work required to prevent a deterioration of the service provided by the asset. | 15 | 2015-06-25 | 8.835 | 74.2199 | x | 1 | 4. Significant | 10329 | Predictive Maintenance | 91.25
1006525 | Laboratory Fume Cupboard | B (Average): Asset is sound, operationally safe and exhibits only minor deterioration. | Category 3 (Recommended): Minor work required to prevent a deterioration of the service provided by the asset. | 15 | 2014-12-17 | 9.3552 | 73.5264 | x | 1 | 4. Significant | 10329 | Predictive Maintenance | 91.25
1006526 | Laboratory Fume Cupboard | B (Average): Asset is sound, operationally safe and exhibits only minor deterioration. | Category 3 (Recommended): Minor work required to prevent a deterioration of the service provided by the asset. | 15 | 2012-05-24 | 11.9206 | 70.1059 | x | 1 | 4. Significant | 10329 | Predictive Maintenance | 91.25
1006527 | Laboratory Fume Cupboard | B (Average): Asset is sound, operationally safe and exhibits only minor deterioration. | Category 3 (Recommended): Minor work required to prevent a deterioration of the service provided by the asset. | 15 | 2020-07-14 | 3.781 | 80.9587 | x | 1 | 4. Significant | 10329 | Predictive Maintenance | 91.25
1006528 | Distribution Boards | B (Average): Asset is sound, operationally safe and exhibits only minor deterioration. | Category 3 (Recommended): Minor work required to prevent a deterioration of the service provided by the asset. | 20 | 2008-07-16 | 15.7755 | 70.2245 | x | 1 | 4. Significant | 11351 | Predictive Maintenance | 91.25
1006529 | Distribution Boards | B (Average): Asset is sound, operationally safe and exhibits only minor deterioration. | Category 3 (Recommended): Minor work required to prevent a deterioration of the service provided by the asset. | 20 | 2014-11-23 | 9.4209 | 76.5791 | x | 1 | 4. Significant | 11351 | Predictive Maintenance | 91.25
1006530 | Water Leak Detection Systems | B (Average): Asset is sound, operationally safe and exhibits only minor deterioration. | Category 3 (Recommended): Minor work required to prevent a deterioration of the service provided by the asset. | 15 | 2023-07-25 | 0.75291 | 84.9961 | x | 1 | 4. Significant | 10327 | Predictive Maintenance | 91.25
1006531 | Distribution Boards | B (Average): Asset is sound, operationally safe and exhibits only minor deterioration. | Category 3 (Recommended): Minor work required to prevent a deterioration of the service provided by the asset. | 20 | 2015-05-21 | 8.9309 | 77.0691 | x | 1 | 4. Significant | 10327 | Predictive Maintenance | 91.25
1006532 | Distribution Boards | B (Average): Asset is sound, operationally safe and exhibits only minor deterioration. | Category 3 (Recommended): Minor work required to prevent a deterioration of the service provided by the asset. | 20 | 2005-12-03 | 18.3929 | 67.6071 | x | 1 | 4. Significant | 10327 | Predictive Maintenance | 91.25
1006533 | Ventilating Fans - General | C (Poor): Asset is operational but major repair or replacement will be needed. | Category 3 (Recommended): Minor work required to prevent a deterioration of the service provided by the asset. | 20 | 2018-04-18 | 6.0205 | 65.9795 | x | 1 | 2. Minor | 10327 | Predictive Maintenance | 182.5
1006534 | Ventilating Fans - General | D (Very Poor): Asset runs a serious risk of imminent breakdown or poses a health and safety risk. | Category 3 (Recommended): Minor work required to prevent a deterioration of the service provided by the asset. | 20 | 2008-06-25 | 15.833 | 49.167 | x | 1 | 2. Minor | 10327 | Predictive Maintenance | 182.5
1006535 | Distribution Boards | B (Average): Asset is sound, operationally safe and exhibits only minor deterioration. | Category 3 (Recommended): Minor work required to prevent a deterioration of the service provided by the asset. | 20 | 2012-01-23 | 12.2546 | 73.7454 | x | 1 | 4. Significant | 11352 | Predictive Maintenance | 91.25
1006536 | Distribution Boards | B (Average): Asset is sound, operationally safe and exhibits only minor deterioration. | Category 3 (Recommended): Minor work required to prevent a deterioration of the service provided by the asset. | 20 | 2022-10-08 | 1.5469 | 84.4531 | x | 1 | 4. Significant | 11352 | Predictive Maintenance | 91.25
1006537 | Distribution Boards | B (Average): Asset is sound, operationally safe and exhibits only minor deterioration. | Category 3 (Recommended): Minor work required to prevent a deterioration of the service provided by the asset. | 20 | 2008-08-01 | 15.7317 | 70.2683 | x | 1 | 4. Significant | 11352 | Predictive Maintenance | 91.25
1006538 | Distribution Boards | B (Average): Asset is sound, operationally safe and exhibits only minor deterioration. | Category 3 (Recommended): Minor work required to prevent a deterioration of the service provided by the asset. | 20 | 2020-09-11 | 3.6194 | 82.3806 | x | 1 | 4. Significant | 11353 | Predictive Maintenance | 91.25
1006539 | Distribution Boards | B (Average): Asset is sound, operationally safe and exhibits only minor deterioration. | Category 3 (Recommended): Minor work required to prevent a deterioration of the service provided by the asset. | 20 | 2015-03-24 | 9.0897 | 76.9103 | x | 1 | 4. Significant | 11353 | Predictive Maintenance | 91.25
1006540 | Distribution Boards | B (Average): Asset is sound, operationally safe and exhibits only minor deterioration. | Category 3 (Recommended): Minor work required to prevent a deterioration of the service provided by the asset. | 20 | 2016-01-16 | 8.2738 | 77.7262 | x | 1 | 4. Significant | 11354 | Predictive Maintenance | 91.25
1006541 | Distribution Boards | B (Average): Asset is sound, operationally safe and exhibits only minor deterioration. | Category 3 (Recommended): Minor work required to prevent a deterioration of the service provided by the asset. | 20 | 2013-01-02 | 11.3101 | 74.6899 | x | 1 | 4. Significant | 11354 | Predictive Maintenance | 91.25
1006542 | Distribution Boards | B (Average): Asset is sound, operationally safe and exhibits only minor deterioration. | Category 3 (Recommended): Minor work required to prevent a deterioration of the service provided by the asset. | 20 | 2017-09-24 | 6.5845 | 79.4155 | x | 1 | 4. Significant | 11354 | Predictive Maintenance | 91.25
1006543 | Distribution Boards | B (Average): Asset is sound, operationally safe and exhibits only minor deterioration. | Category 3 (Recommended): Minor work required to prevent a deterioration of the service provided by the asset. | 20 | 2015-11-04 | 8.4736 | 77.5264 | x | 1 | 4. Significant | 11355 | Predictive Maintenance | 91.25
1006544 | Distribution Boards | B (Average): Asset is sound, operationally safe and exhibits only minor deterioration. | Category 3 (Recommended): Minor work required to prevent a deterioration of the service provided by the asset. | 20 | 2013-07-12 | 10.7871 | 75.2129 | x | 1 | 4. Significant | 11355 | Predictive Maintenance | 91.25
1006545 | Distribution Boards | B (Average): Asset is sound, operationally safe and exhibits only minor deterioration. | Category 3 (Recommended): Minor work required to prevent a deterioration of the service provided by the asset. | 20 | 2021-06-23 | 2.8392 | 83.1608 | x | 1 | 4. Significant | 11355 | Predictive Maintenance | 91.25
1006546 | Distribution Boards | B (Average): Asset is sound, operationally safe and exhibits only minor deterioration. | Category 3 (Recommended): Minor work required to prevent a deterioration of the service provided by the asset. | 20 | 2015-12-06 | 8.386 | 77.614 | x | 1 | 4. Significant | 11356 | Predictive Maintenance | 91.25
1006547 | Distribution Boards | B (Average): Asset is sound, operationally safe and exhibits only minor deterioration. | Category 3 (Recommended): Minor work required to prevent a deterioration of the service provided by the asset. | 20 | 2012-01-21 | 12.2601 | 73.7399 | x | 1 | 4. Significant | 11356 | Predictive Maintenance | 91.25
1006548 | Distribution Boards | B (Average): Asset is sound, operationally safe and exhibits only minor deterioration. | Category 3 (Recommended): Minor work required to prevent a deterioration of the service provided by the asset. | 20 | 2019-09-12 | 4.6188 | 81.3812 | x | 1 | 4. Significant | 11356 | Predictive Maintenance | 91.25
1006549 | Distribution Boards | B (Average): Asset is sound, operationally safe and exhibits only minor deterioration. | Category 3 (Recommended): Minor work required to prevent a deterioration of the service provided by the asset. | 20 | 2007-07-17 | 16.7748 | 67.2252 | x | 2 | 4. Significant | 11357 | Predictive Maintenance | 91.25
1006550 | Distribution Boards | B (Average): Asset is sound, operationally safe and exhibits only minor deterioration. | Category 3 (Recommended): Minor work required to prevent a deterioration of the service provided by the asset. | 20 | 2011-04-20 | 13.0157 | 70.9843 | x | 2 | 4. Significant | 11357 | Predictive Maintenance | 91.25
1006551 | Distribution Boards | B (Average): Asset is sound, operationally safe and exhibits only minor deterioration. | Category 3 (Recommended): Minor work required to prevent a deterioration of the service provided by the asset. | 20 | 2010-11-04 | 13.473 | 70.527 | x | 2 | 4. Significant | 11357 | Predictive Maintenance | 91.25
1006552 | Distribution Boards | B (Average): Asset is sound, operationally safe and exhibits only minor deterioration. | Category 3 (Recommended): Minor work required to prevent a deterioration of the service provided by the asset. | 20 | 2020-04-03 | 4.0602 | 79.9398 | x | 2 | 4. Significant | 11358 | Predictive Maintenance | 91.25
1006553 | Distribution Boards | B (Average): Asset is sound, operationally safe and exhibits only minor deterioration. | Category 3 (Recommended): Minor work required to prevent a deterioration of the service provided by the asset. | 20 | 2021-09-02 | 2.6448 | 81.3552 | x | 2 | 4. Significant | 11358 | Predictive Maintenance | 91.25
1006554 | Distribution Boards | B (Average): Asset is sound, operationally safe and exhibits only minor deterioration. | Category 3 (Recommended): Minor work required to prevent a deterioration of the service provided by the asset. | 20 | 2008-04-27 | 15.9945 | 68.0055 | x | 2 | 4. Significant | 10306 | Predictive Maintenance | 91.25
1006555 | Distribution Boards | B (Average): Asset is sound, operationally safe and exhibits only minor deterioration. | Category 3 (Recommended): Minor work required to prevent a deterioration of the service provided by the asset. | 20 | 2016-08-04 | 7.7235 | 76.2765 | x | 2 | 4. Significant | 10306 | Predictive Maintenance | 91.25
1006556 | Distribution Boards | B (Average): Asset is sound, operationally safe and exhibits only minor deterioration. | Category 3 (Recommended): Minor work required to prevent a deterioration of the service provided by the asset. | 20 | 2004-02-25 | 20.1643 | 63.8357 | x | 2 | 4. Significant | 10306 | Predictive Maintenance | 91.25
1006557 | Distribution Boards | B (Average): Asset is sound, operationally safe and exhibits only minor deterioration. | Category 3 (Recommended): Minor work required to prevent a deterioration of the service provided by the asset. | 20 | 2017-01-19 | 7.2635 | 76.7365 | x | 2 | 4. Significant | 10305 | Predictive Maintenance | 91.25
1006558 | Distribution Boards | B (Average): Asset is sound, operationally safe and exhibits only minor deterioration. | Category 3 (Recommended): Minor work required to prevent a deterioration of the service provided by the asset. | 20 | 2021-07-05 | 2.8063 | 81.1937 | x | 2 | 4. Significant | 10305 | Predictive Maintenance | 91.25
1006559 | Distribution Boards | B (Average): Asset is sound, operationally safe and exhibits only minor deterioration. | Category 3 (Recommended): Minor work required to prevent a deterioration of the service provided by the asset. | 20 | 2021-10-13 | 2.5325 | 81.4675 | x | 2 | 4. Significant | 10305 | Predictive Maintenance | 91.25
1006560 | Distribution Boards | B (Average): Asset is sound, operationally safe and exhibits only minor deterioration. | Category 3 (Recommended): Minor work required to prevent a deterioration of the service provided by the asset. | 20 | 2008-04-06 | 16.052 | 67.948 | x | 2 | 4. Significant | 11212 | Predictive Maintenance | 91.25
1006561 | Distribution Boards | B (Average): Asset is sound, operationally safe and exhibits only minor deterioration. | Category 3 (Recommended): Minor work required to prevent a deterioration of the service provided by the asset. | 20 | 2014-11-18 | 9.4346 | 74.5654 | x | 2 | 4. Significant | 11212 | Predictive Maintenance | 91.25
1006562 | Distribution Boards | B (Average): Asset is sound, operationally safe and exhibits only minor deterioration. | Category 3 (Recommended): Minor work required to prevent a deterioration of the service provided by the asset. | 20 | 2022-08-23 | 1.6728 | 82.3272 | x | 2 | 4. Significant | 11212 | Predictive Maintenance | 91.25
1006563 | Distribution Boards | B (Average): Asset is sound, operationally safe and exhibits only minor deterioration. | Category 3 (Recommended): Minor work required to prevent a deterioration of the service provided by the asset. | 20 | 2006-02-11 | 18.2012 | 65.7988 | x | 2 | 4. Significant | 11212 | Predictive Maintenance | 91.25
1006564 | Distribution Boards | B (Average): Asset is sound, operationally safe and exhibits only minor deterioration. | Category 3 (Recommended): Minor work required to prevent a deterioration of the service provided by the asset. | 20 | 2020-11-22 | 3.4223 | 80.5777 | x | 2 | 4. Significant | 11359 | Predictive Maintenance | 91.25
1006565 | Distribution Boards | B (Average): Asset is sound, operationally safe and exhibits only minor deterioration. | Category 3 (Recommended): Minor work required to prevent a deterioration of the service provided by the asset. | 20 | 2005-09-15 | 18.6092 | 65.3908 | x | 2 | 4. Significant | 11359 | Predictive Maintenance | 91.25
1006566 | Distribution Boards | B (Average): Asset is sound, operationally safe and exhibits only minor deterioration. | Category 3 (Recommended): Minor work required to prevent a deterioration of the service provided by the asset. | 20 | 2005-07-18 | 18.7707 | 65.2293 | x | 2 | 4. Significant | 11360 | Predictive Maintenance | 91.25
1006567 | Distribution Boards | B (Average): Asset is sound, operationally safe and exhibits only minor deterioration. | Category 3 (Recommended): Minor work required to prevent a deterioration of the service provided by the asset. | 20 | 2012-01-02 | 12.3121 | 71.6879 | x | 2 | 4. Significant | 11360 | Predictive Maintenance | 91.25
1006568 | Distribution Boards | B (Average): Asset is sound, operationally safe and exhibits only minor deterioration. | Category 3 (Recommended): Minor work required to prevent a deterioration of the service provided by the asset. | 20 | 2004-05-27 | 19.9124 | 64.0876 | x | 2 | 4. Significant | 11361 | Predictive Maintenance | 91.25
1006569 | Distribution Boards | B (Average): Asset is sound, operationally safe and exhibits only minor deterioration. | Category 3 (Recommended): Minor work required to prevent a deterioration of the service provided by the asset. | 20 | 2006-09-20 | 17.5962 | 66.4038 | x | 2 | 4. Significant | 11361 | Predictive Maintenance | 91.25
1006570 | Distribution Boards | B (Average): Asset is sound, operationally safe and exhibits only minor deterioration. | Category 3 (Recommended): Minor work required to prevent a deterioration of the service provided by the asset. | 20 | 2014-10-04 | 9.5578 | 74.4422 | x | 2 | 4. Significant | 11362 | Predictive Maintenance | 91.25
1006571 | Distribution Boards | B (Average): Asset is sound, operationally safe and exhibits only minor deterioration. | Category 3 (Recommended): Minor work required to prevent a deterioration of the service provided by the asset. | 20 | 2014-01-01 | 10.3135 | 73.6865 | x | 2 | 4. Significant | 11362 | Predictive Maintenance | 91.25
1006572 | Distribution Boards | B (Average): Asset is sound, operationally safe and exhibits only minor deterioration. | Category 3 (Recommended): Minor work required to prevent a deterioration of the service provided by the asset. | 20 | 2004-07-30 | 19.7372 | 64.2628 | x | 2 | 4. Significant | 11362 | Predictive Maintenance | 91.25
1006573 | Distribution Boards | B (Average): Asset is sound, operationally safe and exhibits only minor deterioration. | Category 3 (Recommended): Minor work required to prevent a deterioration of the service provided by the asset. | 20 | 2017-01-11 | 7.2854 | 76.7146 | x | 2 | 4. Significant | 11363 | Predictive Maintenance | 91.25
1006574 | Distribution Boards | B (Average): Asset is sound, operationally safe and exhibits only minor deterioration. | Category 3 (Recommended): Minor work required to prevent a deterioration of the service provided by the asset. | 20 | 2014-02-12 | 10.1985 | 73.8015 | x | 2 | 4. Significant | 11363 | Predictive Maintenance | 91.25
1006575 | Distribution Boards | B (Average): Asset is sound, operationally safe and exhibits only minor deterioration. | Category 3 (Recommended): Minor work required to prevent a deterioration of the service provided by the asset. | 20 | 2012-06-24 | 11.8357 | 72.1643 | x | 2 | 4. Significant | 11363 | Predictive Maintenance | 91.25
1006576 | Distribution Boards | B (Average): Asset is sound, operationally safe and exhibits only minor deterioration. | Category 3 (Recommended): Minor work required to prevent a deterioration of the service provided by the asset. | 20 | 2015-10-25 | 8.501 | 75.499 | x | 2 | 4. Significant | 11364 | Predictive Maintenance | 91.25
1006577 | Distribution Boards | B (Average): Asset is sound, operationally safe and exhibits only minor deterioration. | Category 3 (Recommended): Minor work required to prevent a deterioration of the service provided by the asset. | 20 | 2023-06-03 | 0.89528 | 83.1047 | x | 2 | 4. Significant | 11364 | Predictive Maintenance | 91.25
1006578 | Distribution Boards | B (Average): Asset is sound, operationally safe and exhibits only minor deterioration. | Category 3 (Recommended): Minor work required to prevent a deterioration of the service provided by the asset. | 20 | 2007-07-04 | 16.8104 | 67.1896 | x | 2 | 4. Significant | 11365 | Predictive Maintenance | 91.25
1006579 | Distribution Boards | B (Average): Asset is sound, operationally safe and exhibits only minor deterioration. | Category 3 (Recommended): Minor work required to prevent a deterioration of the service provided by the asset. | 20 | 2014-03-01 | 10.152 | 73.848 | x | 2 | 4. Significant | 11365 | Predictive Maintenance | 91.25
1006580 | Distribution Boards | B (Average): Asset is sound, operationally safe and exhibits only minor deterioration. | Category 3 (Recommended): Minor work required to prevent a deterioration of the service provided by the asset. | 20 | 2013-06-21 | 10.8446 | 73.1554 | x | 2 | 4. Significant | 11365 | Predictive Maintenance | 91.25
1006581 | Distribution Boards | B (Average): Asset is sound, operationally safe and exhibits only minor deterioration. | Category 3 (Recommended): Minor work required to prevent a deterioration of the service provided by the asset. | 20 | 2016-12-10 | 7.373 | 76.627 | x | 2 | 4. Significant | 11365 | Predictive Maintenance | 91.25
1006582 | Distribution Boards | B (Average): Asset is sound, operationally safe and exhibits only minor deterioration. | Category 3 (Recommended): Minor work required to prevent a deterioration of the service provided by the asset. | 20 | 2006-11-13 | 17.4483 | 66.5517 | x | 2 | 4. Significant | 11365 | Predictive Maintenance | 91.25
1006583 | Room Air Conditioners | B (Average): Asset is sound, operationally safe and exhibits only minor deterioration. | Category 3 (Recommended): Minor work required to prevent a deterioration of the service provided by the asset. | 15 | 2016-10-18 | 7.5181 | 73.9758 | x | 2 | 3. Moderate | 10305 | Predictive Maintenance | 91.25
1006584 | Ventilating Fans - General | D (Very Poor): Asset runs a serious risk of imminent breakdown or poses a health and safety risk. | Category 3 (Recommended): Minor work required to prevent a deterioration of the service provided by the asset. | 20 | 2010-06-11 | 13.8727 | 49.1273 | x | 2 | 2. Minor | 10305 | Predictive Maintenance | 182.5
1006585 | Ventilating Fans - General | C (Poor): Asset is operational but major repair or replacement will be needed. | Category 3 (Recommended): Minor work required to prevent a deterioration of the service provided by the asset. | 20 | 2005-01-12 | 19.2827 | 50.7173 | x | 2 | 2. Minor | 11366 | Predictive Maintenance | 182.5
1006586 | Ventilating Fans - General | A (Good): Asset is as new and can be expected to perform adequately to its full normal life if maintained appropriately. | Category 3 (Recommended): Minor work required to prevent a deterioration of the service provided by the asset. | 20 | 2017-07-15 | 6.7789 | 84.2211 | x | 2 | 2. Minor | 10306 | Predictive Maintenance | 182.5
1006587 | Room Air Conditioners | B (Average): Asset is sound, operationally safe and exhibits only minor deterioration. | Category 3 (Recommended): Minor work required to prevent a deterioration of the service provided by the asset. | 15 | 2014-06-06 | 9.8864 | 70.8182 | x | 2 | 3. Moderate | 10306 | Predictive Maintenance | 91.25
1006588 | Distribution Boards | B (Average): Asset is sound, operationally safe and exhibits only minor deterioration. | Category 3 (Recommended): Minor work required to prevent a deterioration of the service provided by the asset. | 20 | 2023-08-31 | 0.65161 | 83.3484 | x | 2 | 4. Significant | 11367 | Predictive Maintenance | 91.25
1006589 | Distribution Boards | B (Average): Asset is sound, operationally safe and exhibits only minor deterioration. | Category 3 (Recommended): Minor work required to prevent a deterioration of the service provided by the asset. | 20 | 2022-01-18 | 2.2669 | 81.7331 | x | 2 | 4. Significant | 11367 | Predictive Maintenance | 91.25
1006590 | Distribution Boards | B (Average): Asset is sound, operationally safe and exhibits only minor deterioration. | Category 3 (Recommended): Minor work required to prevent a deterioration of the service provided by the asset. | 20 | 2014-09-01 | 9.6482 | 74.3518 | x | 2 | 4. Significant | 11367 | Predictive Maintenance | 91.25
1006591 | Distribution Boards | B (Average): Asset is sound, operationally safe and exhibits only minor deterioration. | Category 3 (Recommended): Minor work required to prevent a deterioration of the service provided by the asset. | 20 | 2015-07-18 | 8.7721 | 75.2279 | x | 2 | 4. Significant | 11367 | Predictive Maintenance | 91.25
1006592 | Laboratory Fume Cupboard | B (Average): Asset is sound, operationally safe and exhibits only minor deterioration. | Category 3 (Recommended): Minor work required to prevent a deterioration of the service provided by the asset. | 15 | 2019-06-15 | 4.8624 | 77.5168 | x | 2 | 4. Significant | 11367 | Predictive Maintenance | 91.25
1006593 | Laboratory Fume Cupboard | B (Average): Asset is sound, operationally safe and exhibits only minor deterioration. | Category 3 (Recommended): Minor work required to prevent a deterioration of the service provided by the asset. | 15 | 2019-04-02 | 5.065 | 77.2466 | x | 2 | 4. Significant | 11367 | Predictive Maintenance | 91.25
1006594 | Room Air Conditioners | B (Average): Asset is sound, operationally safe and exhibits only minor deterioration. | Category 3 (Recommended): Minor work required to prevent a deterioration of the service provided by the asset. | 15 | 2017-11-04 | 6.4723 | 75.3703 | x | 2 | 3. Moderate | 11368 | Predictive Maintenance | 91.25
1006595 | Room Air Conditioners | B (Average): Asset is sound, operationally safe and exhibits only minor deterioration. | Category 3 (Recommended): Minor work required to prevent a deterioration of the service provided by the asset. | 15 | 2020-10-29 | 3.488 | 79.3493 | x | 2 | 3. Moderate | 11368 | Predictive Maintenance | 91.25
1006596 | Distribution Boards | B (Average): Asset is sound, operationally safe and exhibits only minor deterioration. | Category 3 (Recommended): Minor work required to prevent a deterioration of the service provided by the asset. | 20 | 2005-09-03 | 18.642 | 61.358 | x | 4 | 4. Significant | 11369 | Predictive Maintenance | 91.25
1006597 | Vacuum Systems - General | B (Average): Asset is sound, operationally safe and exhibits only minor deterioration. | Category 3 (Recommended): Minor work required to prevent a deterioration of the service provided by the asset. | 20 | 2007-04-04 | 17.0595 | 62.9405 | x | 4 | 4. Significant | 11370 | Predictive Maintenance | 91.25
1006598 | Distribution Boards | B (Average): Asset is sound, operationally safe and exhibits only minor deterioration. | Category 3 (Recommended): Minor work required to prevent a deterioration of the service provided by the asset. | 20 | 2007-01-04 | 17.306 | 62.694 | x | 4 | 4. Significant | 11371 | Predictive Maintenance | 91.25
1006599 | Distribution Boards | B (Average): Asset is sound, operationally safe and exhibits only minor deterioration. | Category 3 (Recommended): Minor work required to prevent a deterioration of the service provided by the asset. | 20 | 2023-06-01 | 0.90075 | 79.0992 | x | 4 | 4. Significant | 11371 | Predictive Maintenance | 91.25
1006600 | Distribution Boards | B (Average): Asset is sound, operationally safe and exhibits only minor deterioration. | Category 3 (Recommended): Minor work required to prevent a deterioration of the service provided by the asset. | 20 | 2010-08-29 | 13.6564 | 66.3436 | x | 4 | 4. Significant | 11371 | Predictive Maintenance | 91.25
1006601 | Fire Alarm System | B (Average): Asset is sound, operationally safe and exhibits only minor deterioration. | Category 3 (Recommended): Minor work required to prevent a deterioration of the service provided by the asset. | 15 | 2020-10-01 | 3.5647 | 75.2471 | x | 4 | 5. Severe | 11372 | Predictive Maintenance | 28
1006602 | Smoke Relief - Powered Smoke and Heat Exhaust Ventilators | A (Good): Asset is as new and can be expected to perform adequately to its full normal life if maintained appropriately. | Category 4 (Normal): No work required beyond normal maintenance. | 30 | 2007-10-15 | 16.5284 | 82.9811 | x | 4 | 5. Severe | 11372 | Predictive Maintenance | 162.5
1006603 | Distribution Boards | B (Average): Asset is sound, operationally safe and exhibits only minor deterioration. | Category 3 (Recommended): Minor work required to prevent a deterioration of the service provided by the asset. | 20 | 2008-02-06 | 16.2163 | 63.7837 | x | 4 | 4. Significant | 11211 | Predictive Maintenance | 91.25
1006604 | Distribution Boards | B (Average): Asset is sound, operationally safe and exhibits only minor deterioration. | Category 3 (Recommended): Minor work required to prevent a deterioration of the service provided by the asset. | 20 | 2021-03-04 | 3.1431 | 76.8569 | x | 4 | 4. Significant | 11211 | Predictive Maintenance | 91.25
1006605 | Distribution Boards | B (Average): Asset is sound, operationally safe and exhibits only minor deterioration. | Category 3 (Recommended): Minor work required to prevent a deterioration of the service provided by the asset. | 20 | 2017-08-10 | 6.7077 | 73.2923 | x | 4 | 4. Significant | 11211 | Predictive Maintenance | 91.25
1006606 | Distribution Boards | B (Average): Asset is sound, operationally safe and exhibits only minor deterioration. | Category 3 (Recommended): Minor work required to prevent a deterioration of the service provided by the asset. | 20 | 2010-02-20 | 14.1766 | 65.8234 | x | 4 | 4. Significant | 11211 | Predictive Maintenance | 91.25
1006607 | Gas Detection/Flammable | B (Average): Asset is sound, operationally safe and exhibits only minor deterioration. | Category 3 (Recommended): Minor work required to prevent a deterioration of the service provided by the asset. | 15 | 2016-01-17 | 8.271 | 68.9719 | x | 4 | 5. Severe | 11373 | Predictive Maintenance | 28
1006608 | Distribution Boards | B (Average): Asset is sound, operationally safe and exhibits only minor deterioration. | Category 3 (Recommended): Minor work required to prevent a deterioration of the service provided by the asset. | 20 | 2020-05-21 | 3.9288 | 76.0712 | x | 4 | 4. Significant | 11374 | Predictive Maintenance | 91.25
1006609 | Distribution Boards | B (Average): Asset is sound, operationally safe and exhibits only minor deterioration. | Category 3 (Recommended): Minor work required to prevent a deterioration of the service provided by the asset. | 20 | 2021-12-18 | 2.3518 | 77.6482 | x | 4 | 4. Significant | 11374 | Predictive Maintenance | 91.25
1006610 | Distribution Boards | B (Average): Asset is sound, operationally safe and exhibits only minor deterioration. | Category 3 (Recommended): Minor work required to prevent a deterioration of the service provided by the asset. | 20 | 2014-01-24 | 10.2505 | 69.7495 | x | 4 | 4. Significant | 11374 | Predictive Maintenance | 91.25
1006611 | Distribution Boards | B (Average): Asset is sound, operationally safe and exhibits only minor deterioration. | Category 3 (Recommended): Minor work required to prevent a deterioration of the service provided by the asset. | 20 | 2020-07-26 | 3.7481 | 76.2519 | x | 4 | 4. Significant | 11375 | Predictive Maintenance | 91.25
1006612 | Distribution Boards | B (Average): Asset is sound, operationally safe and exhibits only minor deterioration. | Category 3 (Recommended): Minor work required to prevent a deterioration of the service provided by the asset. | 20 | 2004-01-23 | 20.2546 | 59.7454 | x | 4 | 4. Significant | 11375 | Predictive Maintenance | 91.25
1006613 | Distribution Boards | B (Average): Asset is sound, operationally safe and exhibits only minor deterioration. | Category 3 (Recommended): Minor work required to prevent a deterioration of the service provided by the asset. | 20 | 2018-12-09 | 5.3771 | 74.6229 | x | 4 | 4. Significant | 11376 | Predictive Maintenance | 91.25
1006615 | Room Air Conditioners | B (Average): Asset is sound, operationally safe and exhibits only minor deterioration. | Category 3 (Recommended): Minor work required to prevent a deterioration of the service provided by the asset. | 15 | 2017-02-20 | 7.1759 | 70.4321 | x | 4 | 3. Moderate | 10315 | Predictive Maintenance | 91.25
1006616 | Distribution Boards | B (Average): Asset is sound, operationally safe and exhibits only minor deterioration. | Category 3 (Recommended): Minor work required to prevent a deterioration of the service provided by the asset. | 20 | 2018-02-05 | 6.2177 | 73.7823 | x | 4 | 4. Significant | 11374 | Predictive Maintenance | 91.25
1006617 | Atmospheric Gas Burner - Free Standing Boiler | B (Average): Asset is sound, operationally safe and exhibits only minor deterioration. | Category 3 (Recommended): Minor work required to prevent a deterioration of the service provided by the asset. | 20 | 2020-06-25 | 3.833 | 82.167 | x | 1 | 4. Significant | 10224 | Predictive Maintenance | 91.25
1006618 | Atmospheric Gas Burner - Free Standing Boiler | B (Average): Asset is sound, operationally safe and exhibits only minor deterioration. | Category 3 (Recommended): Minor work required to prevent a deterioration of the service provided by the asset. | 20 | 2011-10-11 | 12.5394 | 73.4606 | x | 1 | 4. Significant | 10224 | Predictive Maintenance | 91.25
1006619 | Atmospheric Gas Burner - Free Standing Boiler | B (Average): Asset is sound, operationally safe and exhibits only minor deterioration. | Category 3 (Recommended): Minor work required to prevent a deterioration of the service provided by the asset. | 20 | 2009-02-13 | 15.1951 | 70.8049 | x | 1 | 4. Significant | 10224 | Predictive Maintenance | 91.25
1006620 | Atmospheric Gas Burner - Free Standing Boiler | B (Average): Asset is sound, operationally safe and exhibits only minor deterioration. | Category 3 (Recommended): Minor work required to prevent a deterioration of the service provided by the asset. | 20 | 2015-06-04 | 8.8925 | 77.1075 | x | 1 | 4. Significant | 10224 | Predictive Maintenance | 91.25
1006621 | Hot Water Calorifiers - Heated by LTHW | B (Average): Asset is sound, operationally safe and exhibits only minor deterioration. | Category 3 (Recommended): Minor work required to prevent a deterioration of the service provided by the asset. | 20 | 2011-09-24 | 12.5859 | 73.4141 | x | 1 | 4. Significant | 10224 | Predictive Maintenance | 91.25
1006622 | Gas Detection/Flammable | B (Average): Asset is sound, operationally safe and exhibits only minor deterioration. | Category 3 (Recommended): Minor work required to prevent a deterioration of the service provided by the asset. | 15 | 2022-12-17 | 1.3552 | 84.193 | x | 1 | 5. Severe | 10224 | Predictive Maintenance | 28
1006623 | Outstations | B (Average): Asset is sound, operationally safe and exhibits only minor deterioration. | Category 3 (Recommended): Minor work required to prevent a deterioration of the service provided by the asset. | 10 | 2020-08-19 | 3.6824 | 78.6352 | x | 1 | 4. Significant | 10224 | Predictive Maintenance | 91.25
1006624 | Expansion Vessels | B (Average): Asset is sound, operationally safe and exhibits only minor deterioration. | Category 3 (Recommended): Minor work required to prevent a deterioration of the service provided by the asset. | 15 | 2022-08-26 | 1.6646 | 83.7805 | x | 1 | 4. Significant | 10224 | Predictive Maintenance | 91.25
1006625 | Expansion Vessels | B (Average): Asset is sound, operationally safe and exhibits only minor deterioration. | Category 3 (Recommended): Minor work required to prevent a deterioration of the service provided by the asset. | 15 | 2011-08-28 | 12.6598 | 69.1202 | x | 1 | 4. Significant | 10224 | Predictive Maintenance | 91.25
1006626 | Distribution Boards | B (Average): Asset is sound, operationally safe and exhibits only minor deterioration. | Category 3 (Recommended): Minor work required to prevent a deterioration of the service provided by the asset. | 20 | 2008-02-21 | 16.1752 | 69.8248 | x | 1 | 4. Significant | 10224 | Predictive Maintenance | 91.25
1006628 | Distribution Boards | B (Average): Asset is sound, operationally safe and exhibits only minor deterioration. | Category 3 (Recommended): Minor work required to prevent a deterioration of the service provided by the asset. | 20 | 2015-04-01 | 9.0678 | 76.9322 | x | 1 | 4. Significant | 11377 | Predictive Maintenance | 91.25
1006629 | Distribution Boards | B (Average): Asset is sound, operationally safe and exhibits only minor deterioration. | Category 3 (Recommended): Minor work required to prevent a deterioration of the service provided by the asset. | 20 | 2006-12-20 | 17.347 | 68.653 | x | 1 | 4. Significant | 11377 | Predictive Maintenance | 91.25
1006630 | Distribution Boards | B (Average): Asset is sound, operationally safe and exhibits only minor deterioration. | Category 3 (Recommended): Minor work required to prevent a deterioration of the service provided by the asset. | 20 | 2023-06-27 | 0.82957 | 85.1704 | x | 1 | 4. Significant | 11378 | Predictive Maintenance | 91.25
1006631 | Atmospheric Gas Burner - Free Standing Boiler | B (Average): Asset is sound, operationally safe and exhibits only minor deterioration. | Category 3 (Recommended): Minor work required to prevent a deterioration of the service provided by the asset. | 20 | 2023-10-28 | 0.49281 | 85.5072 | x | 1 | 4. Significant | 10176 | Predictive Maintenance | 91.25
1006632 | Atmospheric Gas Burner - Free Standing Boiler | B (Average): Asset is sound, operationally safe and exhibits only minor deterioration. | Category 3 (Recommended): Minor work required to prevent a deterioration of the service provided by the asset. | 20 | 2007-09-22 | 16.5914 | 69.4086 | x | 1 | 4. Significant | 10176 | Predictive Maintenance | 91.25
1006633 | Atmospheric Gas Burner - Free Standing Boiler | B (Average): Asset is sound, operationally safe and exhibits only minor deterioration. | Category 3 (Recommended): Minor work required to prevent a deterioration of the service provided by the asset. | 20 | 2005-03-13 | 19.1184 | 66.8816 | x | 1 | 4. Significant | 10176 | Predictive Maintenance | 91.25
1006634 | Atmospheric Gas Burner - Free Standing Boiler | B (Average): Asset is sound, operationally safe and exhibits only minor deterioration. | Category 3 (Recommended): Minor work required to prevent a deterioration of the service provided by the asset. | 20 | 2005-03-17 | 19.1075 | 66.8925 | x | 1 | 4. Significant | 10176 | Predictive Maintenance | 91.25
1006635 | Outstations | B (Average): Asset is sound, operationally safe and exhibits only minor deterioration. | Category 3 (Recommended): Minor work required to prevent a deterioration of the service provided by the asset. | 10 | 2019-04-26 | 4.9993 | 76.0014 | x | 1 | 4. Significant | 10176 | Predictive Maintenance | 91.25
1006636 | Gas Detection/Flammable | B (Average): Asset is sound, operationally safe and exhibits only minor deterioration. | Category 3 (Recommended): Minor work required to prevent a deterioration of the service provided by the asset. | 15 | 2022-05-30 | 1.9055 | 83.4593 | x | 1 | 5. Severe | 10176 | Predictive Maintenance | 28
1006637 | Expansion Vessels | B (Average): Asset is sound, operationally safe and exhibits only minor deterioration. | Category 3 (Recommended): Minor work required to prevent a deterioration of the service provided by the asset. | 15 | 2013-08-27 | 10.6612 | 71.7851 | x | 1 | 4. Significant | 11378 | Predictive Maintenance | 91.25
1006638 | Expansion Vessels | B (Average): Asset is sound, operationally safe and exhibits only minor deterioration. | Category 3 (Recommended): Minor work required to prevent a deterioration of the service provided by the asset. | 15 | 2018-02-21 | 6.1739 | 77.7682 | x | 1 | 4. Significant | 11378 | Predictive Maintenance | 91.25
1006639 | Fire Alarm System | A (Good): Asset is as new and can be expected to perform adequately to its full normal life if maintained appropriately. | Category 4 (Normal): No work required beyond normal maintenance. | 15 | 2022-10-16 | 1.525 | 97.9667 | x | 1 | 5. Severe | 11378 | Predictive Maintenance | 162.5
1006640 | Outstations | B (Average): Asset is sound, operationally safe and exhibits only minor deterioration. | Category 3 (Recommended): Minor work required to prevent a deterioration of the service provided by the asset. | 10 | 2021-06-22 | 2.8419 | 80.3162 | x | 1 | 4. Significant | 10225 | Predictive Maintenance | 91.25
1006641 | Hot Water Calorifiers - Heated by LTHW | B (Average): Asset is sound, operationally safe and exhibits only minor deterioration. | Category 3 (Recommended): Minor work required to prevent a deterioration of the service provided by the asset. | 20 | 2008-08-18 | 15.6851 | 70.3149 | x | 1 | 4. Significant | 10225 | Predictive Maintenance | 91.25
1006642 | Atmospheric Gas Burner - Free Standing Boiler | B (Average): Asset is sound, operationally safe and exhibits only minor deterioration. | Category 3 (Recommended): Minor work required to prevent a deterioration of the service provided by the asset. | 20 | 2011-04-12 | 13.0376 | 72.9624 | x | 1 | 4. Significant | 10225 | Predictive Maintenance | 91.25
1006643 | Atmospheric Gas Burner - Free Standing Boiler | B (Average): Asset is sound, operationally safe and exhibits only minor deterioration. | Category 3 (Recommended): Minor work required to prevent a deterioration of the service provided by the asset. | 20 | 2009-01-30 | 15.2334 | 70.7666 | x | 1 | 4. Significant | 10225 | Predictive Maintenance | 91.25
1006644 | Atmospheric Gas Burner - Free Standing Boiler | B (Average): Asset is sound, operationally safe and exhibits only minor deterioration. | Category 3 (Recommended): Minor work required to prevent a deterioration of the service provided by the asset. | 20 | 2016-05-18 | 7.937 | 78.063 | x | 1 | 4. Significant | 10225 | Predictive Maintenance | 91.25
1006645 | Atmospheric Gas Burner - Free Standing Boiler | B (Average): Asset is sound, operationally safe and exhibits only minor deterioration. | Category 3 (Recommended): Minor work required to prevent a deterioration of the service provided by the asset. | 20 | 2021-03-25 | 3.0856 | 82.9144 | x | 1 | 4. Significant | 10225 | Predictive Maintenance | 91.25
1006648 | Gas Detection/Flammable | B (Average): Asset is sound, operationally safe and exhibits only minor deterioration. | Category 3 (Recommended): Minor work required to prevent a deterioration of the service provided by the asset. | 15 | 2012-08-07 | 11.7153 | 70.3796 | x | 1 | 5. Severe | 10225 | Predictive Maintenance | 28
1006649 | Distribution Boards | B (Average): Asset is sound, operationally safe and exhibits only minor deterioration. | Category 3 (Recommended): Minor work required to prevent a deterioration of the service provided by the asset. | 20 | 2009-03-05 | 15.1403 | 70.8597 | x | 1 | 4. Significant | 11379 | Predictive Maintenance | 91.25
1006650 | Distribution Boards | B (Average): Asset is sound, operationally safe and exhibits only minor deterioration. | Category 3 (Recommended): Minor work required to prevent a deterioration of the service provided by the asset. | 20 | 2013-12-11 | 10.371 | 75.629 | x | 1 | 4. Significant | 11379 | Predictive Maintenance | 91.25
1006651 | Atmospheric Gas Burner - Free Standing Boiler | B (Average): Asset is sound, operationally safe and exhibits only minor deterioration. | Category 3 (Recommended): Minor work required to prevent a deterioration of the service provided by the asset. | 20 | 2004-09-19 | 19.5975 | 66.4025 | x | 1 | 4. Significant | 10226 | Predictive Maintenance | 91.25
1006652 | Atmospheric Gas Burner - Free Standing Boiler | B (Average): Asset is sound, operationally safe and exhibits only minor deterioration. | Category 3 (Recommended): Minor work required to prevent a deterioration of the service provided by the asset. | 20 | 2014-02-04 | 10.2204 | 75.7796 | x | 1 | 4. Significant | 10226 | Predictive Maintenance | 91.25
1006653 | Hot Water Calorifiers - Heated by LTHW | B (Average): Asset is sound, operationally safe and exhibits only minor deterioration. | Category 3 (Recommended): Minor work required to prevent a deterioration of the service provided by the asset. | 20 | 2014-02-02 | 10.2259 | 75.7741 | x | 1 | 4. Significant | 10226 | Predictive Maintenance | 91.25
1006654 | Atmospheric Gas Burner - Free Standing Boiler | B (Average): Asset is sound, operationally safe and exhibits only minor deterioration. | Category 3 (Recommended): Minor work required to prevent a deterioration of the service provided by the asset. | 20 | 2022-08-03 | 1.7276 | 84.2724 | x | 1 | 4. Significant | 10226 | Predictive Maintenance | 91.25
1006655 | Atmospheric Gas Burner - Free Standing Boiler | B (Average): Asset is sound, operationally safe and exhibits only minor deterioration. | Category 3 (Recommended): Minor work required to prevent a deterioration of the service provided by the asset. | 20 | 2019-12-25 | 4.334 | 81.666 | x | 1 | 4. Significant | 10226 | Predictive Maintenance | 91.25
1006656 | Outstations | B (Average): Asset is sound, operationally safe and exhibits only minor deterioration. | Category 3 (Recommended): Minor work required to prevent a deterioration of the service provided by the asset. | 10 | 2019-10-29 | 4.4901 | 77.0198 | x | 1 | 4. Significant | 10226 | Predictive Maintenance | 91.25
1006657 | Gas Detection/Flammable | B (Average): Asset is sound, operationally safe and exhibits only minor deterioration. | Category 3 (Recommended): Minor work required to prevent a deterioration of the service provided by the asset. | 15 | 2019-04-27 | 4.9966 | 79.3379 | x | 1 | 5. Severe | 10226 | Predictive Maintenance | 28
1006658 | Expansion Vessels | B (Average): Asset is sound, operationally safe and exhibits only minor deterioration. | Category 3 (Recommended): Minor work required to prevent a deterioration of the service provided by the asset. | 15 | 2017-03-06 | 7.1376 | 76.4832 | x | 1 | 4. Significant | 10226 | Predictive Maintenance | 91.25
1006659 | Expansion Vessels | B (Average): Asset is sound, operationally safe and exhibits only minor deterioration. | Category 3 (Recommended): Minor work required to prevent a deterioration of the service provided by the asset. | 15 | 2011-09-17 | 12.6051 | 69.1932 | x | 1 | 4. Significant | 10226 | Predictive Maintenance | 91.25
1006660 | Distribution Boards | B (Average): Asset is sound, operationally safe and exhibits only minor deterioration. | Category 3 (Recommended): Minor work required to prevent a deterioration of the service provided by the asset. | 20 | 2023-11-12 | 0.45175 | 85.5483 | x | 1 | 4. Significant | 10226 | Predictive Maintenance | 91.25
1006661 | Atmospheric Gas Burner - Free Standing Boiler | B (Average): Asset is sound, operationally safe and exhibits only minor deterioration. | Category 3 (Recommended): Minor work required to prevent a deterioration of the service provided by the asset. | 20 | 2005-08-12 | 18.7023 | 59.2977 | x | 5 | 4. Significant | 10208 | Predictive Maintenance | 91.25
1006662 | Atmospheric Gas Burner - Free Standing Boiler | B (Average): Asset is sound, operationally safe and exhibits only minor deterioration. | Category 3 (Recommended): Minor work required to prevent a deterioration of the service provided by the asset. | 20 | 2015-12-19 | 8.3504 | 69.6496 | x | 5 | 4. Significant | 10208 | Predictive Maintenance | 91.25
1006663 | Atmospheric Gas Burner - Free Standing Boiler | B (Average): Asset is sound, operationally safe and exhibits only minor deterioration. | Category 3 (Recommended): Minor work required to prevent a deterioration of the service provided by the asset. | 20 | 2012-08-18 | 11.6851 | 66.3149 | x | 5 | 4. Significant | 10208 | Predictive Maintenance | 91.25
1006664 | Atmospheric Gas Burner - Free Standing Boiler | B (Average): Asset is sound, operationally safe and exhibits only minor deterioration. | Category 3 (Recommended): Minor work required to prevent a deterioration of the service provided by the asset. | 20 | 2020-03-26 | 4.0821 | 73.9179 | x | 5 | 4. Significant | 10208 | Predictive Maintenance | 91.25
1006665 | Atmospheric Gas Burner - Free Standing Boiler | B (Average): Asset is sound, operationally safe and exhibits only minor deterioration. | Category 3 (Recommended): Minor work required to prevent a deterioration of the service provided by the asset. | 20 | 2023-04-18 | 1.0212 | 76.9788 | x | 5 | 4. Significant | 10208 | Predictive Maintenance | 91.25
1006666 | Atmospheric Gas Burner - Free Standing Boiler | B (Average): Asset is sound, operationally safe and exhibits only minor deterioration. | Category 3 (Recommended): Minor work required to prevent a deterioration of the service provided by the asset. | 20 | 2021-03-11 | 3.1239 | 74.8761 | x | 5 | 4. Significant | 10208 | Predictive Maintenance | 91.25
1006667 | Atmospheric Gas Burner - Free Standing Boiler | B (Average): Asset is sound, operationally safe and exhibits only minor deterioration. | Category 3 (Recommended): Minor work required to prevent a deterioration of the service provided by the asset. | 20 | 2012-05-19 | 11.9343 | 66.0657 | x | 5 | 4. Significant | 10208 | Predictive Maintenance | 91.25
1006668 | Atmospheric Gas Burner - Free Standing Boiler | B (Average): Asset is sound, operationally safe and exhibits only minor deterioration. | Category 3 (Recommended): Minor work required to prevent a deterioration of the service provided by the asset. | 20 | 2010-08-28 | 13.6591 | 64.3409 | x | 5 | 4. Significant | 10208 | Predictive Maintenance | 91.25
1006669 | Atmospheric Gas Burner - Free Standing Boiler | B (Average): Asset is sound, operationally safe and exhibits only minor deterioration. | Category 3 (Recommended): Minor work required to prevent a deterioration of the service provided by the asset. | 20 | 2015-05-14 | 8.95 | 69.05 | x | 5 | 4. Significant | 10208 | Predictive Maintenance | 91.25
1006670 | Hot Water Calorifiers - Heated by LTHW | B (Average): Asset is sound, operationally safe and exhibits only minor deterioration. | Category 3 (Recommended): Minor work required to prevent a deterioration of the service provided by the asset. | 20 | 2018-10-03 | 5.5606 | 72.4394 | x | 5 | 4. Significant | 10208 | Predictive Maintenance | 91.25
1006671 | Hot Water Calorifiers - Heated by LTHW | B (Average): Asset is sound, operationally safe and exhibits only minor deterioration. | Category 3 (Recommended): Minor work required to prevent a deterioration of the service provided by the asset. | 20 | 2005-05-22 | 18.9268 | 59.0732 | x | 5 | 4. Significant | 10208 | Predictive Maintenance | 91.25
1006672 | Hot Water Calorifiers - Heated by LTHW | B (Average): Asset is sound, operationally safe and exhibits only minor deterioration. | Category 3 (Recommended): Minor work required to prevent a deterioration of the service provided by the asset. | 20 | 2005-07-14 | 18.7817 | 59.2183 | x | 5 | 4. Significant | 10208 | Predictive Maintenance | 91.25
1006673 | Hot Water Calorifiers - Heated by LTHW | B (Average): Asset is sound, operationally safe and exhibits only minor deterioration. | Category 3 (Recommended): Minor work required to prevent a deterioration of the service provided by the asset. | 20 | 2014-06-18 | 9.8535 | 68.1465 | x | 5 | 4. Significant | 10208 | Predictive Maintenance | 91.25
1006678 | Distribution Boards | B (Average): Asset is sound, operationally safe and exhibits only minor deterioration. | Category 3 (Recommended): Minor work required to prevent a deterioration of the service provided by the asset. | 20 | 2017-08-27 | 6.6612 | 73.3388 | x | 4 | 4. Significant | 11380 | Predictive Maintenance | 91.25
1006679 | Distribution Boards | B (Average): Asset is sound, operationally safe and exhibits only minor deterioration. | Category 3 (Recommended): Minor work required to prevent a deterioration of the service provided by the asset. | 20 | 2012-03-29 | 12.0739 | 67.9261 | x | 4 | 4. Significant | 11380 | Predictive Maintenance | 91.25
1006680 | Water Booster Pumps | B (Average): Asset is sound, operationally safe and exhibits only minor deterioration. | Category 3 (Recommended): Minor work required to prevent a deterioration of the service provided by the asset. | 15 | 2022-05-16 | 1.9439 | 77.4082 | x | 4 | 4. Significant | 11380 | Predictive Maintenance | 91.25
1006681 | Distribution Boards | B (Average): Asset is sound, operationally safe and exhibits only minor deterioration. | Category 3 (Recommended): Minor work required to prevent a deterioration of the service provided by the asset. | 20 | 2023-10-14 | 0.53114 | 81.4689 | x | 3 | 4. Significant | 11381 | Predictive Maintenance | 91.25
1006682 | Distribution Boards | B (Average): Asset is sound, operationally safe and exhibits only minor deterioration. | Category 3 (Recommended): Minor work required to prevent a deterioration of the service provided by the asset. | 20 | 2018-08-28 | 5.6591 | 76.3409 | x | 3 | 4. Significant | 11381 | Predictive Maintenance | 91.25
1006683 | Distribution Boards | B (Average): Asset is sound, operationally safe and exhibits only minor deterioration. | Category 3 (Recommended): Minor work required to prevent a deterioration of the service provided by the asset. | 20 | 2022-02-27 | 2.1574 | 79.8426 | x | 3 | 4. Significant | 11382 | Predictive Maintenance | 91.25
1006684 | Distribution Boards | B (Average): Asset is sound, operationally safe and exhibits only minor deterioration. | Category 3 (Recommended): Minor work required to prevent a deterioration of the service provided by the asset. | 20 | 2017-12-11 | 6.371 | 75.629 | x | 3 | 4. Significant | 11382 | Predictive Maintenance | 91.25
1006685 | Distribution Boards | B (Average): Asset is sound, operationally safe and exhibits only minor deterioration. | Category 3 (Recommended): Minor work required to prevent a deterioration of the service provided by the asset. | 20 | 2012-06-09 | 11.8768 | 74.1232 | x | 1 | 4. Significant | 11383 | Predictive Maintenance | 91.25
1006686 | Distribution Boards | B (Average): Asset is sound, operationally safe and exhibits only minor deterioration. | Category 3 (Recommended): Minor work required to prevent a deterioration of the service provided by the asset. | 20 | 2005-06-28 | 18.8255 | 67.1745 | x | 1 | 4. Significant | 11383 | Predictive Maintenance | 91.25
1006687 | Distribution Boards | B (Average): Asset is sound, operationally safe and exhibits only minor deterioration. | Category 3 (Recommended): Minor work required to prevent a deterioration of the service provided by the asset. | 20 | 2019-12-20 | 4.3477 | 81.6523 | x | 1 | 4. Significant | 11384 | Predictive Maintenance | 91.25
1006688 | Distribution Boards | B (Average): Asset is sound, operationally safe and exhibits only minor deterioration. | Category 3 (Recommended): Minor work required to prevent a deterioration of the service provided by the asset. | 20 | 2009-03-18 | 15.1047 | 70.8953 | x | 1 | 4. Significant | 11384 | Predictive Maintenance | 91.25
1006689 | Fire Alarm System | A (Good): Asset is as new and can be expected to perform adequately to its full normal life if maintained appropriately. | Category 4 (Normal): No work required beyond normal maintenance. | 15 | 2023-04-19 | 1.0185 | 98.642 | x | 1 | 5. Severe | 11385 | Predictive Maintenance | 162.5
1006690 | Distribution Boards | B (Average): Asset is sound, operationally safe and exhibits only minor deterioration. | Category 3 (Recommended): Minor work required to prevent a deterioration of the service provided by the asset. | 20 | 2020-03-06 | 4.1369 | 75.8631 | x | 4 | 4. Significant | 11386 | Predictive Maintenance | 91.25
1006691 | Distribution Boards | B (Average): Asset is sound, operationally safe and exhibits only minor deterioration. | Category 3 (Recommended): Minor work required to prevent a deterioration of the service provided by the asset. | 20 | 2015-10-20 | 8.5147 | 71.4853 | x | 4 | 4. Significant | 11386 | Predictive Maintenance | 91.25
1006692 | Water Booster Pumps | B (Average): Asset is sound, operationally safe and exhibits only minor deterioration. | Category 3 (Recommended): Minor work required to prevent a deterioration of the service provided by the asset. | 15 | 2019-11-20 | 4.4298 | 74.0935 | x | 4 | 4. Significant | 11386 | Predictive Maintenance | 91.25
1006693 | Distribution Boards | B (Average): Asset is sound, operationally safe and exhibits only minor deterioration. | Category 3 (Recommended): Minor work required to prevent a deterioration of the service provided by the asset. | 20 | 2020-08-05 | 3.7207 | 78.2793 | x | 3 | 4. Significant | 11387 | Predictive Maintenance | 91.25
1006694 | Distribution Boards | B (Average): Asset is sound, operationally safe and exhibits only minor deterioration. | Category 3 (Recommended): Minor work required to prevent a deterioration of the service provided by the asset. | 20 | 2010-10-01 | 13.5661 | 68.4339 | x | 3 | 4. Significant | 11387 | Predictive Maintenance | 91.25
1006695 | Distribution Boards | B (Average): Asset is sound, operationally safe and exhibits only minor deterioration. | Category 3 (Recommended): Minor work required to prevent a deterioration of the service provided by the asset. | 20 | 2021-02-16 | 3.1869 | 78.8131 | x | 3 | 4. Significant | 11387 | Predictive Maintenance | 91.25
1006696 | Cold Water Storage Tanks and Cisterns | B (Average): Asset is sound, operationally safe and exhibits only minor deterioration. | Category 3 (Recommended): Minor work required to prevent a deterioration of the service provided by the asset. | 15 | 2012-12-11 | 11.3703 | 64.8396 | x | 4 | 4. Significant | 10220 | Predictive Maintenance | 91.25
1006697 | Cold Water Storage Tanks and Cisterns | B (Average): Asset is sound, operationally safe and exhibits only minor deterioration. | Category 3 (Recommended): Minor work required to prevent a deterioration of the service provided by the asset. | 15 | 2016-07-29 | 7.7399 | 69.6801 | x | 4 | 4. Significant | 10266 | Predictive Maintenance | 91.25
1006698 | Cold Water Storage Tanks and Cisterns | B (Average): Asset is sound, operationally safe and exhibits only minor deterioration. | Category 3 (Recommended): Minor work required to prevent a deterioration of the service provided by the asset. | 15 | 2013-01-19 | 11.2635 | 64.982 | x | 4 | 4. Significant | 10216 | Predictive Maintenance | 91.25
1006699 | Hot Water Calorifiers - Heated by LTHW | B (Average): Asset is sound, operationally safe and exhibits only minor deterioration. | Category 3 (Recommended): Minor work required to prevent a deterioration of the service provided by the asset. | 20 | 2014-08-11 | 9.7057 | 72.2943 | x | 3 | 4. Significant | 10267 | Predictive Maintenance | 91.25
1006700 | Cold Water Storage Tanks and Cisterns | B (Average): Asset is sound, operationally safe and exhibits only minor deterioration. | Category 3 (Recommended): Minor work required to prevent a deterioration of the service provided by the asset. | 25 | 2017-06-04 | 6.8912 | 74.4871 | x | 4 | 4. Significant | 10230 | Predictive Maintenance | 91.25
1006701 | Water Booster Pumps | B (Average): Asset is sound, operationally safe and exhibits only minor deterioration. | Category 3 (Recommended): Minor work required to prevent a deterioration of the service provided by the asset. | 15 | 2012-01-07 | 12.2984 | 63.6021 | x | 4 | 4. Significant | 11388 | Predictive Maintenance | 91.25
1006702 | Cold Water Storage Tanks and Cisterns | B (Average): Asset is sound, operationally safe and exhibits only minor deterioration. | Category 3 (Recommended): Minor work required to prevent a deterioration of the service provided by the asset. | 35 | 2021-10-07 | 2.5489 | 78.5435 | x | 4 | 4. Significant | 10218 | Predictive Maintenance | 91.25
1006703 | Distribution Boards | B (Average): Asset is sound, operationally safe and exhibits only minor deterioration. | Category 3 (Recommended): Minor work required to prevent a deterioration of the service provided by the asset. | 20 | 2019-12-22 | 4.3422 | 81.6578 | x | 1 | 4. Significant | 11389 | Predictive Maintenance | 91.25
1006704 | Distribution Boards | B (Average): Asset is sound, operationally safe and exhibits only minor deterioration. | Category 3 (Recommended): Minor work required to prevent a deterioration of the service provided by the asset. | 20 | 2022-06-04 | 1.8919 | 84.1081 | x | 1 | 4. Significant | 11389 | Predictive Maintenance | 91.25
1006705 | Distribution Boards | B (Average): Asset is sound, operationally safe and exhibits only minor deterioration. | Category 3 (Recommended): Minor work required to prevent a deterioration of the service provided by the asset. | 20 | 2009-04-21 | 15.0116 | 66.9884 | x | 3 | 4. Significant | 11390 | Predictive Maintenance | 91.25
1006706 | Distribution Boards | B (Average): Asset is sound, operationally safe and exhibits only minor deterioration. | Category 3 (Recommended): Minor work required to prevent a deterioration of the service provided by the asset. | 20 | 2005-01-12 | 19.2827 | 62.7173 | x | 3 | 4. Significant | 11390 | Predictive Maintenance | 91.25
1006707 | Cold Water Storage Tanks and Cisterns | B (Average): Asset is sound, operationally safe and exhibits only minor deterioration. | Category 3 (Recommended): Minor work required to prevent a deterioration of the service provided by the asset. | 15 | 2018-08-13 | 5.7002 | 72.3997 | x | 4 | 4. Significant | 10230 | Predictive Maintenance | 91.25
1006708 | Distribution Boards | B (Average): Asset is sound, operationally safe and exhibits only minor deterioration. | Category 3 (Recommended): Minor work required to prevent a deterioration of the service provided by the asset. | 20 | 2014-10-30 | 9.4867 | 76.5133 | x | 1 | 4. Significant | 11391 | Predictive Maintenance | 91.25
1006709 | Distribution Boards | B (Average): Asset is sound, operationally safe and exhibits only minor deterioration. | Category 3 (Recommended): Minor work required to prevent a deterioration of the service provided by the asset. | 20 | 2005-03-23 | 19.091 | 66.909 | x | 1 | 4. Significant | 11391 | Predictive Maintenance | 91.25
1006710 | Distribution Boards | B (Average): Asset is sound, operationally safe and exhibits only minor deterioration. | Category 3 (Recommended): Minor work required to prevent a deterioration of the service provided by the asset. | 20 | 2021-12-12 | 2.3682 | 83.6318 | x | 1 | 4. Significant | 11391 | Predictive Maintenance | 91.25
1006711 | Distribution Boards | B (Average): Asset is sound, operationally safe and exhibits only minor deterioration. | Category 3 (Recommended): Minor work required to prevent a deterioration of the service provided by the asset. | 20 | 2019-01-13 | 5.2813 | 76.7187 | x | 3 | 4. Significant | 11392 | Predictive Maintenance | 91.25
1006712 | Distribution Boards | B (Average): Asset is sound, operationally safe and exhibits only minor deterioration. | Category 3 (Recommended): Minor work required to prevent a deterioration of the service provided by the asset. | 20 | 2007-09-17 | 16.6051 | 65.3949 | x | 3 | 4. Significant | 11392 | Predictive Maintenance | 91.25
1006713 | Distribution Boards | B (Average): Asset is sound, operationally safe and exhibits only minor deterioration. | Category 3 (Recommended): Minor work required to prevent a deterioration of the service provided by the asset. | 20 | 2008-02-21 | 16.1752 | 65.8248 | x | 3 | 4. Significant | 11392 | Predictive Maintenance | 91.25
1006714 | Distribution Boards | B (Average): Asset is sound, operationally safe and exhibits only minor deterioration. | Category 3 (Recommended): Minor work required to prevent a deterioration of the service provided by the asset. | 20 | 2017-05-26 | 6.9158 | 75.0842 | x | 3 | 4. Significant | 11393 | Predictive Maintenance | 91.25
1006715 | Distribution Boards | B (Average): Asset is sound, operationally safe and exhibits only minor deterioration. | Category 3 (Recommended): Minor work required to prevent a deterioration of the service provided by the asset. | 20 | 2011-10-13 | 12.5339 | 69.4661 | x | 3 | 4. Significant | 11393 | Predictive Maintenance | 91.25
1006716 | Distribution Boards | B (Average): Asset is sound, operationally safe and exhibits only minor deterioration. | Category 3 (Recommended): Minor work required to prevent a deterioration of the service provided by the asset. | 20 | 2004-07-14 | 19.781 | 62.219 | x | 3 | 4. Significant | 11393 | Predictive Maintenance | 91.25
1006717 | Distribution Boards | B (Average): Asset is sound, operationally safe and exhibits only minor deterioration. | Category 3 (Recommended): Minor work required to prevent a deterioration of the service provided by the asset. | 20 | 2021-08-19 | 2.6831 | 77.3169 | x | 4 | 4. Significant | 11394 | Predictive Maintenance | 91.25
1006718 | Distribution Boards | B (Average): Asset is sound, operationally safe and exhibits only minor deterioration. | Category 3 (Recommended): Minor work required to prevent a deterioration of the service provided by the asset. | 20 | 2018-04-08 | 6.0479 | 73.9521 | x | 4 | 4. Significant | 11394 | Predictive Maintenance | 91.25
1006719 | Distribution Boards | B (Average): Asset is sound, operationally safe and exhibits only minor deterioration. | Category 3 (Recommended): Minor work required to prevent a deterioration of the service provided by the asset. | 20 | 2013-04-21 | 11.0116 | 68.9884 | x | 4 | 4. Significant | 11394 | Predictive Maintenance | 91.25
1006720 | Water Booster Pumps | B (Average): Asset is sound, operationally safe and exhibits only minor deterioration. | Category 3 (Recommended): Minor work required to prevent a deterioration of the service provided by the asset. | 15 | 2022-02-10 | 2.204 | 77.0614 | x | 4 | 4. Significant | 11394 | Predictive Maintenance | 91.25
1006721 | Fire Alarm System | A (Good): Asset is as new and can be expected to perform adequately to its full normal life if maintained appropriately. | Category 4 (Normal): No work required beyond normal maintenance. | 15 | 2015-05-15 | 8.9473 | 88.0703 | x | 1 | 5. Severe | 11395 | Predictive Maintenance | 162.5
1006722 | Distribution Boards | B (Average): Asset is sound, operationally safe and exhibits only minor deterioration. | Category 3 (Recommended): Minor work required to prevent a deterioration of the service provided by the asset. | 20 | 2011-02-06 | 13.2156 | 72.7844 | x | 1 | 4. Significant | 11396 | Predictive Maintenance | 91.25
1006723 | Distribution Boards | B (Average): Asset is sound, operationally safe and exhibits only minor deterioration. | Category 3 (Recommended): Minor work required to prevent a deterioration of the service provided by the asset. | 20 | 2010-07-22 | 13.7604 | 72.2396 | x | 1 | 4. Significant | 11396 | Predictive Maintenance | 91.25
1006724 | Distribution Boards | B (Average): Asset is sound, operationally safe and exhibits only minor deterioration. | Category 3 (Recommended): Minor work required to prevent a deterioration of the service provided by the asset. | 20 | 2008-05-15 | 15.9452 | 70.0548 | x | 1 | 4. Significant | 11396 | Predictive Maintenance | 91.25
1006727 | Distribution Boards | B (Average): Asset is sound, operationally safe and exhibits only minor deterioration. | Category 3 (Recommended): Minor work required to prevent a deterioration of the service provided by the asset. | 20 | 2008-11-30 | 15.4004 | 70.5996 | x | 1 | 4. Significant | 11399 | Predictive Maintenance | 91.25
1006728 | Distribution Boards | B (Average): Asset is sound, operationally safe and exhibits only minor deterioration. | Category 3 (Recommended): Minor work required to prevent a deterioration of the service provided by the asset. | 20 | 2007-10-06 | 16.553 | 69.447 | x | 1 | 4. Significant | 11399 | Predictive Maintenance | 91.25
1006729 | Distribution Boards | B (Average): Asset is sound, operationally safe and exhibits only minor deterioration. | Category 3 (Recommended): Minor work required to prevent a deterioration of the service provided by the asset. | 20 | 2013-02-16 | 11.1869 | 74.8131 | x | 1 | 4. Significant | 11399 | Predictive Maintenance | 91.25
1006730 | Distribution Boards | B (Average): Asset is sound, operationally safe and exhibits only minor deterioration. | Category 3 (Recommended): Minor work required to prevent a deterioration of the service provided by the asset. | 20 | 2006-09-30 | 17.5688 | 64.4312 | x | 3 | 4. Significant | 11400 | Predictive Maintenance | 91.25
1006731 | Distribution Boards | B (Average): Asset is sound, operationally safe and exhibits only minor deterioration. | Category 3 (Recommended): Minor work required to prevent a deterioration of the service provided by the asset. | 20 | 2012-10-22 | 11.5072 | 70.4928 | x | 3 | 4. Significant | 11400 | Predictive Maintenance | 91.25
1006732 | Distribution Boards | B (Average): Asset is sound, operationally safe and exhibits only minor deterioration. | Category 3 (Recommended): Minor work required to prevent a deterioration of the service provided by the asset. | 20 | 2018-11-02 | 5.4784 | 76.5216 | x | 3 | 4. Significant | 11400 | Predictive Maintenance | 91.25
1006733 | Distribution Boards | B (Average): Asset is sound, operationally safe and exhibits only minor deterioration. | Category 3 (Recommended): Minor work required to prevent a deterioration of the service provided by the asset. | 20 | 2021-04-04 | 3.0582 | 78.9418 | x | 3 | 4. Significant | 11401 | Predictive Maintenance | 91.25
1006734 | Distribution Boards | B (Average): Asset is sound, operationally safe and exhibits only minor deterioration. | Category 3 (Recommended): Minor work required to prevent a deterioration of the service provided by the asset. | 20 | 2011-05-19 | 12.9363 | 69.0637 | x | 3 | 4. Significant | 11401 | Predictive Maintenance | 91.25
1006735 | Distribution Boards | B (Average): Asset is sound, operationally safe and exhibits only minor deterioration. | Category 3 (Recommended): Minor work required to prevent a deterioration of the service provided by the asset. | 20 | 2013-03-17 | 11.1075 | 70.8925 | x | 3 | 4. Significant | 11401 | Predictive Maintenance | 91.25
1006736 | Distribution Boards | B (Average): Asset is sound, operationally safe and exhibits only minor deterioration. | Category 3 (Recommended): Minor work required to prevent a deterioration of the service provided by the asset. | 20 | 2018-10-17 | 5.5222 | 74.4778 | x | 4 | 4. Significant | 11388 | Predictive Maintenance | 91.25
1006737 | Distribution Boards | B (Average): Asset is sound, operationally safe and exhibits only minor deterioration. | Category 3 (Recommended): Minor work required to prevent a deterioration of the service provided by the asset. | 20 | 2006-07-07 | 17.8015 | 62.1985 | x | 4 | 4. Significant | 11388 | Predictive Maintenance | 91.25
1006738 | Distribution Boards | B (Average): Asset is sound, operationally safe and exhibits only minor deterioration. | Category 3 (Recommended): Minor work required to prevent a deterioration of the service provided by the asset. | 20 | 2015-02-05 | 9.2183 | 70.7817 | x | 4 | 4. Significant | 11388 | Predictive Maintenance | 91.25
1006739 | Ventilating Fans - General | B (Average): Asset is sound, operationally safe and exhibits only minor deterioration. | Category 3 (Recommended): Minor work required to prevent a deterioration of the service provided by the asset. | 20 | 2012-06-03 | 11.8932 | 74.1068 | x | 1 | 2. Minor | 11402 | Predictive Maintenance | 182.5
1006740 | Ventilating Fans - General | B (Average): Asset is sound, operationally safe and exhibits only minor deterioration. | Category 3 (Recommended): Minor work required to prevent a deterioration of the service provided by the asset. | 20 | 2006-10-26 | 17.4976 | 68.5024 | x | 1 | 2. Minor | 11402 | Predictive Maintenance | 182.5
1006741 | Distribution Boards | B (Average): Asset is sound, operationally safe and exhibits only minor deterioration. | Category 3 (Recommended): Minor work required to prevent a deterioration of the service provided by the asset. | 20 | 2016-03-05 | 8.1396 | 77.8604 | x | 1 | 4. Significant | 11403 | Predictive Maintenance | 91.25
1006742 | Distribution Boards | B (Average): Asset is sound, operationally safe and exhibits only minor deterioration. | Category 3 (Recommended): Minor work required to prevent a deterioration of the service provided by the asset. | 20 | 2005-10-09 | 18.5435 | 67.4565 | x | 1 | 4. Significant | 11403 | Predictive Maintenance | 91.25
1006743 | Distribution Boards | B (Average): Asset is sound, operationally safe and exhibits only minor deterioration. | Category 3 (Recommended): Minor work required to prevent a deterioration of the service provided by the asset. | 20 | 2010-12-31 | 13.3169 | 72.6831 | x | 1 | 4. Significant | 11403 | Predictive Maintenance | 91.25
1006744 | Distribution Boards | B (Average): Asset is sound, operationally safe and exhibits only minor deterioration. | Category 3 (Recommended): Minor work required to prevent a deterioration of the service provided by the asset. | 20 | 2017-11-21 | 6.4257 | 73.5743 | x | 4 | 4. Significant | 11404 | Predictive Maintenance | 91.25
1006745 | Distribution Boards | B (Average): Asset is sound, operationally safe and exhibits only minor deterioration. | Category 3 (Recommended): Minor work required to prevent a deterioration of the service provided by the asset. | 20 | 2023-02-21 | 1.1745 | 78.8255 | x | 4 | 4. Significant | 11404 | Predictive Maintenance | 91.25
1006746 | Distribution Boards | B (Average): Asset is sound, operationally safe and exhibits only minor deterioration. | Category 3 (Recommended): Minor work required to prevent a deterioration of the service provided by the asset. | 20 | 2020-09-20 | 3.5948 | 76.4052 | x | 4 | 4. Significant | 11404 | Predictive Maintenance | 91.25
1006747 | Water Booster Pumps | B (Average): Asset is sound, operationally safe and exhibits only minor deterioration. | Category 3 (Recommended): Minor work required to prevent a deterioration of the service provided by the asset. | 15 | 2019-05-04 | 4.9774 | 73.3634 | x | 4 | 4. Significant | 11404 | Predictive Maintenance | 91.25
1006748 | Distribution Boards | B (Average): Asset is sound, operationally safe and exhibits only minor deterioration. | Category 3 (Recommended): Minor work required to prevent a deterioration of the service provided by the asset. | 20 | 2012-09-14 | 11.6112 | 70.3888 | x | 3 | 4. Significant | 11405 | Predictive Maintenance | 91.25
1006749 | Distribution Boards | B (Average): Asset is sound, operationally safe and exhibits only minor deterioration. | Category 3 (Recommended): Minor work required to prevent a deterioration of the service provided by the asset. | 20 | 2021-06-05 | 2.8884 | 79.1116 | x | 3 | 4. Significant | 11405 | Predictive Maintenance | 91.25
1006750 | Distribution Boards | B (Average): Asset is sound, operationally safe and exhibits only minor deterioration. | Category 3 (Recommended): Minor work required to prevent a deterioration of the service provided by the asset. | 20 | 2012-09-16 | 11.6057 | 70.3943 | x | 3 | 4. Significant | 11405 | Predictive Maintenance | 91.25
1006751 | Distribution Boards | B (Average): Asset is sound, operationally safe and exhibits only minor deterioration. | Category 3 (Recommended): Minor work required to prevent a deterioration of the service provided by the asset. | 20 | 2018-04-17 | 6.0233 | 75.9767 | x | 3 | 4. Significant | 11406 | Predictive Maintenance | 91.25
1006752 | Distribution Boards | B (Average): Asset is sound, operationally safe and exhibits only minor deterioration. | Category 3 (Recommended): Minor work required to prevent a deterioration of the service provided by the asset. | 20 | 2010-02-13 | 14.1958 | 67.8042 | x | 3 | 4. Significant | 11406 | Predictive Maintenance | 91.25
1006753 | Distribution Boards | B (Average): Asset is sound, operationally safe and exhibits only minor deterioration. | Category 3 (Recommended): Minor work required to prevent a deterioration of the service provided by the asset. | 20 | 2017-10-21 | 6.5106 | 75.4894 | x | 3 | 4. Significant | 11406 | Predictive Maintenance | 91.25
1006754 | Distribution Boards | B (Average): Asset is sound, operationally safe and exhibits only minor deterioration. | Category 3 (Recommended): Minor work required to prevent a deterioration of the service provided by the asset. | 20 | 2017-10-28 | 6.4914 | 79.5086 | x | 1 | 4. Significant | 11407 | Predictive Maintenance | 91.25
1006755 | Distribution Boards | B (Average): Asset is sound, operationally safe and exhibits only minor deterioration. | Category 3 (Recommended): Minor work required to prevent a deterioration of the service provided by the asset. | 20 | 2019-12-18 | 4.3532 | 81.6468 | x | 1 | 4. Significant | 11407 | Predictive Maintenance | 91.25
1006756 | Distribution Boards | B (Average): Asset is sound, operationally safe and exhibits only minor deterioration. | Category 3 (Recommended): Minor work required to prevent a deterioration of the service provided by the asset. | 20 | 2009-06-12 | 14.8693 | 71.1307 | x | 1 | 4. Significant | 11407 | Predictive Maintenance | 91.25
1006757 | Fire Alarm System | A (Good): Asset is as new and can be expected to perform adequately to its full normal life if maintained appropriately. | Category 4 (Normal): No work required beyond normal maintenance. | 15 | 2023-10-19 | 0.51745 | 99.3101 | x | 1 | 5. Severe | 11408 | Predictive Maintenance | 162.5
1006758 | Distribution Boards | B (Average): Asset is sound, operationally safe and exhibits only minor deterioration. | Category 3 (Recommended): Minor work required to prevent a deterioration of the service provided by the asset. | 20 | 2005-03-17 | 19.1075 | 66.8925 | x | 1 | 4. Significant | 11409 | Predictive Maintenance | 91.25
1006759 | Distribution Boards | B (Average): Asset is sound, operationally safe and exhibits only minor deterioration. | Category 3 (Recommended): Minor work required to prevent a deterioration of the service provided by the asset. | 20 | 2012-11-13 | 11.447 | 74.553 | x | 1 | 4. Significant | 11409 | Predictive Maintenance | 91.25
1006760 | Distribution Boards | B (Average): Asset is sound, operationally safe and exhibits only minor deterioration. | Category 3 (Recommended): Minor work required to prevent a deterioration of the service provided by the asset. | 20 | 2018-09-12 | 5.6181 | 80.3819 | x | 1 | 4. Significant | 11409 | Predictive Maintenance | 91.25
1006762 | Expansion Vessels | A (Good): Asset is as new and can be expected to perform adequately to its full normal life if maintained appropriately. | Category 4 (Normal): No work required beyond normal maintenance. | 15 | 2014-03-27 | 10.0808 | 78.559 | x | 5 | 4. Significant | 10208 | Predictive Maintenance | 162.5
1006766 | Pressurisation Units - Chilled Water, Condenser Water and LTHW Types | A (Good): Asset is as new and can be expected to perform adequately to its full normal life if maintained appropriately. | Category 4 (Normal): No work required beyond normal maintenance. | 15 | 2021-09-27 | 2.5763 | 88.5649 | x | 5 | 4. Significant | 10208 | Predictive Maintenance | 162.5
1006767 | Pressurisation Units - Chilled Water, Condenser Water and LTHW Types | A (Good): Asset is as new and can be expected to perform adequately to its full normal life if maintained appropriately. | Category 4 (Normal): No work required beyond normal maintenance. | 15 | 2012-08-05 | 11.7207 | 76.3723 | x | 5 | 4. Significant | 10208 | Predictive Maintenance | 162.5
1006768 | Outstations | B (Average): Asset is sound, operationally safe and exhibits only minor deterioration. | Category 3 (Recommended): Minor work required to prevent a deterioration of the service provided by the asset. | 10 | 2019-11-02 | 4.4791 | 69.0418 | x | 5 | 4. Significant | 10208 | Predictive Maintenance | 91.25
1006769 | Outstations | B (Average): Asset is sound, operationally safe and exhibits only minor deterioration. | Category 3 (Recommended): Minor work required to prevent a deterioration of the service provided by the asset. | 10 | 2017-08-07 | 6.7159 | 64.5681 | x | 5 | 4. Significant | 10208 | Predictive Maintenance | 91.25
1006770 | Distribution Boards | B (Average): Asset is sound, operationally safe and exhibits only minor deterioration. | Category 3 (Recommended): Minor work required to prevent a deterioration of the service provided by the asset. | 20 | 2023-08-07 | 0.71732 | 77.2827 | x | 5 | 4. Significant | 10208 | Predictive Maintenance | 91.25
1006771 | Distribution Boards | B (Average): Asset is sound, operationally safe and exhibits only minor deterioration. | Category 3 (Recommended): Minor work required to prevent a deterioration of the service provided by the asset. | 20 | 2017-10-17 | 6.5216 | 71.4784 | x | 5 | 4. Significant | 10208 | Predictive Maintenance | 91.25
1006772 | Distribution Boards | B (Average): Asset is sound, operationally safe and exhibits only minor deterioration. | Category 3 (Recommended): Minor work required to prevent a deterioration of the service provided by the asset. | 20 | 2008-02-22 | 16.1725 | 61.8275 | x | 5 | 4. Significant | 10208 | Predictive Maintenance | 91.25
1006773 | Speed Controllers | B (Average): Asset is sound, operationally safe and exhibits only minor deterioration. | Category 3 (Recommended): Minor work required to prevent a deterioration of the service provided by the asset. | 15 | 2017-04-17 | 7.0226 | 68.6366 | x | 5 | 4. Significant | 10208 | Predictive Maintenance | 91.25
1006774 | Speed Controllers | B (Average): Asset is sound, operationally safe and exhibits only minor deterioration. | Category 3 (Recommended): Minor work required to prevent a deterioration of the service provided by the asset. | 15 | 2012-08-26 | 11.6632 | 62.449 | x | 5 | 4. Significant | 10208 | Predictive Maintenance | 91.25
1006775 | Gas Detection/Flammable | B (Average): Asset is sound, operationally safe and exhibits only minor deterioration. | Category 3 (Recommended): Minor work required to prevent a deterioration of the service provided by the asset. | 15 | 2010-10-25 | 13.5003 | 59.9995 | x | 5 | 5. Severe | 10208 | Predictive Maintenance | 28
1006776 | Outstations | B (Average): Asset is sound, operationally safe and exhibits only minor deterioration. | Category 3 (Recommended): Minor work required to prevent a deterioration of the service provided by the asset. | 10 | 2022-12-27 | 1.3279 | 75.3443 | x | 5 | 4. Significant | 10208 | Predictive Maintenance | 91.25
1006777 | Speed Controllers | B (Average): Asset is sound, operationally safe and exhibits only minor deterioration. | Category 3 (Recommended): Minor work required to prevent a deterioration of the service provided by the asset. | 15 | 2018-06-12 | 5.87 | 70.1734 | x | 5 | 4. Significant | 10208 | Predictive Maintenance | 91.25
1006778 | Speed Controllers | B (Average): Asset is sound, operationally safe and exhibits only minor deterioration. | Category 3 (Recommended): Minor work required to prevent a deterioration of the service provided by the asset. | 15 | 2018-04-24 | 6.0041 | 69.9945 | x | 5 | 4. Significant | 10208 | Predictive Maintenance | 91.25
1006780 | Outstations | D (Very Poor): Asset runs a serious risk of imminent breakdown or poses a health and safety risk. | Category 4 (Normal): No work required beyond normal maintenance. | 10 | 2020-08-16 | 3.6906 | 56.6188 | x | 5 | 4. Significant | 10208 | Predictive Maintenance | 162.5
1006781 | Solenoid Gas/Oil Shut-off (Safety) Valves | B (Average): Asset is sound, operationally safe and exhibits only minor deterioration. | Category 3 (Recommended): Minor work required to prevent a deterioration of the service provided by the asset. | 15 | 2020-05-14 | 3.948 | 72.736 | x | 5 | 5. Severe | 10208 | Predictive Maintenance | 28
1006782 | Distribution Boards | B (Average): Asset is sound, operationally safe and exhibits only minor deterioration. | Category 3 (Recommended): Minor work required to prevent a deterioration of the service provided by the asset. | 20 | 2011-11-20 | 12.4298 | 69.5702 | x | 3 | 4. Significant | 11411 | Predictive Maintenance | 91.25
1006784 | Cold Water Storage Tanks and Cisterns | B (Average): Asset is sound, operationally safe and exhibits only minor deterioration. | Category 3 (Recommended): Minor work required to prevent a deterioration of the service provided by the asset. | 35 | 2023-01-24 | 1.2512 | 81.285 | x | 3 | 4. Significant | 11411 | Predictive Maintenance | 91.25
1006785 | Cold Water Storage Tanks and Cisterns | B (Average): Asset is sound, operationally safe and exhibits only minor deterioration. | Category 3 (Recommended): Minor work required to prevent a deterioration of the service provided by the asset. | 25 | 1999-07-07 | 24.8022 | 60.1582 | x | 4 | 4. Significant | 10266 | Predictive Maintenance | 91.25
1006786 | Cold Water Storage Tanks and Cisterns | B (Average): Asset is sound, operationally safe and exhibits only minor deterioration. | Category 3 (Recommended): Minor work required to prevent a deterioration of the service provided by the asset. | 20 | 2022-04-04 | 2.0589 | 77.9411 | x | 4 | 4. Significant | 10266 | Predictive Maintenance | 91.25
1006787 | Cold Water Storage Tanks and Cisterns | B (Average): Asset is sound, operationally safe and exhibits only minor deterioration. | Category 3 (Recommended): Minor work required to prevent a deterioration of the service provided by the asset. | 35 | 2022-03-29 | 2.0753 | 78.8141 | x | 4 | 4. Significant | 10265 | Predictive Maintenance | 91.25
1006788 | Distribution Boards | B (Average): Asset is sound, operationally safe and exhibits only minor deterioration. | Category 3 (Recommended): Minor work required to prevent a deterioration of the service provided by the asset. | 20 | 2015-02-26 | 9.1608 | 76.8392 | x | 1 | 4. Significant | 11412 | Predictive Maintenance | 91.25
1006789 | Distribution Boards | B (Average): Asset is sound, operationally safe and exhibits only minor deterioration. | Category 3 (Recommended): Minor work required to prevent a deterioration of the service provided by the asset. | 20 | 2007-12-07 | 16.3833 | 69.6167 | x | 1 | 4. Significant | 11412 | Predictive Maintenance | 91.25
1006790 | Distribution Boards | B (Average): Asset is sound, operationally safe and exhibits only minor deterioration. | Category 3 (Recommended): Minor work required to prevent a deterioration of the service provided by the asset. | 20 | 2007-03-29 | 17.076 | 68.924 | x | 1 | 4. Significant | 11412 | Predictive Maintenance | 91.25
1006791 | Distribution Boards | B (Average): Asset is sound, operationally safe and exhibits only minor deterioration. | Category 3 (Recommended): Minor work required to prevent a deterioration of the service provided by the asset. | 20 | 2006-01-28 | 18.2396 | 63.7604 | x | 3 | 4. Significant | 11413 | Predictive Maintenance | 91.25
1006792 | Distribution Boards | B (Average): Asset is sound, operationally safe and exhibits only minor deterioration. | Category 3 (Recommended): Minor work required to prevent a deterioration of the service provided by the asset. | 20 | 2007-09-15 | 16.6105 | 65.3895 | x | 3 | 4. Significant | 11413 | Predictive Maintenance | 91.25
1006793 | Distribution Boards | B (Average): Asset is sound, operationally safe and exhibits only minor deterioration. | Category 3 (Recommended): Minor work required to prevent a deterioration of the service provided by the asset. | 20 | 2019-09-30 | 4.5695 | 77.4305 | x | 3 | 4. Significant | 11413 | Predictive Maintenance | 91.25
1006794 | Distribution Boards | B (Average): Asset is sound, operationally safe and exhibits only minor deterioration. | Category 3 (Recommended): Minor work required to prevent a deterioration of the service provided by the asset. | 20 | 2019-11-16 | 4.4408 | 77.5592 | x | 3 | 4. Significant | 11414 | Predictive Maintenance | 91.25
1006795 | Distribution Boards | B (Average): Asset is sound, operationally safe and exhibits only minor deterioration. | Category 3 (Recommended): Minor work required to prevent a deterioration of the service provided by the asset. | 20 | 2016-04-06 | 8.052 | 71.948 | x | 4 | 4. Significant | 11415 | Predictive Maintenance | 91.25
1006796 | Distribution Boards | B (Average): Asset is sound, operationally safe and exhibits only minor deterioration. | Category 3 (Recommended): Minor work required to prevent a deterioration of the service provided by the asset. | 20 | 2008-02-08 | 16.2108 | 63.7892 | x | 4 | 4. Significant | 11415 | Predictive Maintenance | 91.25
1006797 | Distribution Boards | B (Average): Asset is sound, operationally safe and exhibits only minor deterioration. | Category 3 (Recommended): Minor work required to prevent a deterioration of the service provided by the asset. | 20 | 2022-01-16 | 2.2724 | 77.7276 | x | 4 | 4. Significant | 11415 | Predictive Maintenance | 91.25
1006798 | Water Booster Pumps | B (Average): Asset is sound, operationally safe and exhibits only minor deterioration. | Category 3 (Recommended): Minor work required to prevent a deterioration of the service provided by the asset. | 15 | 2017-07-26 | 6.7488 | 71.0016 | x | 4 | 4. Significant | 11415 | Predictive Maintenance | 91.25
1006799 | Distribution Boards | B (Average): Asset is sound, operationally safe and exhibits only minor deterioration. | Category 3 (Recommended): Minor work required to prevent a deterioration of the service provided by the asset. | 20 | 2014-02-15 | 10.1903 | 75.8097 | x | 1 | 4. Significant | 11416 | Predictive Maintenance | 91.25
1006800 | Distribution Boards | B (Average): Asset is sound, operationally safe and exhibits only minor deterioration. | Category 3 (Recommended): Minor work required to prevent a deterioration of the service provided by the asset. | 20 | 2008-03-02 | 16.1478 | 69.8522 | x | 1 | 4. Significant | 11416 | Predictive Maintenance | 91.25
1006801 | Distribution Boards | B (Average): Asset is sound, operationally safe and exhibits only minor deterioration. | Category 3 (Recommended): Minor work required to prevent a deterioration of the service provided by the asset. | 20 | 2015-02-08 | 9.2101 | 76.7899 | x | 1 | 4. Significant | 11416 | Predictive Maintenance | 91.25
1006802 | Distribution Boards | B (Average): Asset is sound, operationally safe and exhibits only minor deterioration. | Category 3 (Recommended): Minor work required to prevent a deterioration of the service provided by the asset. | 20 | 2014-03-31 | 10.0698 | 75.9302 | x | 1 | 4. Significant | 11416 | Predictive Maintenance | 91.25
1006803 | Distribution Boards | B (Average): Asset is sound, operationally safe and exhibits only minor deterioration. | Category 3 (Recommended): Minor work required to prevent a deterioration of the service provided by the asset. | 20 | 2010-02-22 | 14.1711 | 71.8289 | x | 1 | 4. Significant | 11417 | Predictive Maintenance | 91.25
1006804 | Distribution Boards | B (Average): Asset is sound, operationally safe and exhibits only minor deterioration. | Category 3 (Recommended): Minor work required to prevent a deterioration of the service provided by the asset. | 20 | 2014-01-17 | 10.2697 | 75.7303 | x | 1 | 4. Significant | 11417 | Predictive Maintenance | 91.25
1006805 | Distribution Boards | B (Average): Asset is sound, operationally safe and exhibits only minor deterioration. | Category 3 (Recommended): Minor work required to prevent a deterioration of the service provided by the asset. | 20 | 2022-10-28 | 1.4921 | 80.5079 | x | 3 | 4. Significant | 11418 | Predictive Maintenance | 91.25
1006806 | Distribution Boards | B (Average): Asset is sound, operationally safe and exhibits only minor deterioration. | Category 3 (Recommended): Minor work required to prevent a deterioration of the service provided by the asset. | 20 | 2022-08-11 | 1.7057 | 80.2943 | x | 3 | 4. Significant | 11418 | Predictive Maintenance | 91.25
1006807 | Distribution Boards | B (Average): Asset is sound, operationally safe and exhibits only minor deterioration. | Category 3 (Recommended): Minor work required to prevent a deterioration of the service provided by the asset. | 20 | 2014-03-01 | 10.152 | 71.848 | x | 3 | 4. Significant | 11419 | Predictive Maintenance | 91.25
1006808 | Distribution Boards | B (Average): Asset is sound, operationally safe and exhibits only minor deterioration. | Category 3 (Recommended): Minor work required to prevent a deterioration of the service provided by the asset. | 20 | 2004-01-18 | 20.2683 | 61.7317 | x | 3 | 4. Significant | 11419 | Predictive Maintenance | 91.25
1006809 | Distribution Boards | B (Average): Asset is sound, operationally safe and exhibits only minor deterioration. | Category 3 (Recommended): Minor work required to prevent a deterioration of the service provided by the asset. | 20 | 2022-09-09 | 1.6263 | 78.3737 | x | 4 | 4. Significant | 11420 | Predictive Maintenance | 91.25
1006810 | Distribution Boards | B (Average): Asset is sound, operationally safe and exhibits only minor deterioration. | Category 3 (Recommended): Minor work required to prevent a deterioration of the service provided by the asset. | 20 | 2007-09-13 | 16.616 | 63.384 | x | 4 | 4. Significant | 11420 | Predictive Maintenance | 91.25
1006811 | Water Booster Pumps | B (Average): Asset is sound, operationally safe and exhibits only minor deterioration. | Category 3 (Recommended): Minor work required to prevent a deterioration of the service provided by the asset. | 15 | 2013-03-07 | 11.1348 | 65.1535 | x | 4 | 4. Significant | 11420 | Predictive Maintenance | 91.25
1006812 | Fire Alarm System | A (Good): Asset is as new and can be expected to perform adequately to its full normal life if maintained appropriately. | Category 4 (Normal): No work required beyond normal maintenance. | 15 | 2016-06-28 | 7.8248 | 89.567 | x | 1 | 5. Severe | 11421 | Predictive Maintenance | 162.5
1006814 | Distribution Boards | B (Average): Asset is sound, operationally safe and exhibits only minor deterioration. | Category 3 (Recommended): Minor work required to prevent a deterioration of the service provided by the asset. | 20 | 2019-02-12 | 5.1992 | 80.8008 | x | 1 | 4. Significant | 11423 | Predictive Maintenance | 91.25
1006815 | Distribution Boards | B (Average): Asset is sound, operationally safe and exhibits only minor deterioration. | Category 3 (Recommended): Minor work required to prevent a deterioration of the service provided by the asset. | 20 | 2019-05-05 | 4.9747 | 81.0253 | x | 1 | 4. Significant | 11423 | Predictive Maintenance | 91.25
1006816 | Distribution Boards | B (Average): Asset is sound, operationally safe and exhibits only minor deterioration. | Category 3 (Recommended): Minor work required to prevent a deterioration of the service provided by the asset. | 20 | 2018-11-14 | 5.4456 | 80.5544 | x | 1 | 4. Significant | 11423 | Predictive Maintenance | 91.25
1006817 | Distribution Boards | B (Average): Asset is sound, operationally safe and exhibits only minor deterioration. | Category 3 (Recommended): Minor work required to prevent a deterioration of the service provided by the asset. | 20 | 2013-04-26 | 10.9979 | 75.0021 | x | 1 | 4. Significant | 11424 | Predictive Maintenance | 91.25
1006818 | Distribution Boards | B (Average): Asset is sound, operationally safe and exhibits only minor deterioration. | Category 3 (Recommended): Minor work required to prevent a deterioration of the service provided by the asset. | 20 | 2009-05-08 | 14.9651 | 71.0349 | x | 1 | 4. Significant | 11424 | Predictive Maintenance | 91.25
1006819 | Cold Water Storage Tanks and Cisterns | B (Average): Asset is sound, operationally safe and exhibits only minor deterioration. | Category 3 (Recommended): Minor work required to prevent a deterioration of the service provided by the asset. | 25 | 2020-07-29 | 3.7399 | 77.0081 | x | 4 | 4. Significant | 10229 | Predictive Maintenance | 91.25
1006820 | Cold Water Storage Tanks and Cisterns | B (Average): Asset is sound, operationally safe and exhibits only minor deterioration. | Category 3 (Recommended): Minor work required to prevent a deterioration of the service provided by the asset. | 35 | 2016-01-25 | 8.2491 | 75.2862 | x | 4 | 4. Significant | 10219 | Predictive Maintenance | 91.25
1006821 | Cold Water Storage Tanks and Cisterns | B (Average): Asset is sound, operationally safe and exhibits only minor deterioration. | Category 3 (Recommended): Minor work required to prevent a deterioration of the service provided by the asset. | 35 | 2005-03-08 | 19.1321 | 69.0674 | x | 4 | 4. Significant | 10219 | Predictive Maintenance | 91.25
1006822 | Cold Water Storage Tanks and Cisterns | B (Average): Asset is sound, operationally safe and exhibits only minor deterioration. | Category 3 (Recommended): Minor work required to prevent a deterioration of the service provided by the asset. | 20 | 2009-10-09 | 14.5435 | 65.4565 | x | 4 | 4. Significant | 11425 | Predictive Maintenance | 91.25
1006823 | Cold Water Storage Tanks and Cisterns | B (Average): Asset is sound, operationally safe and exhibits only minor deterioration. | Category 3 (Recommended): Minor work required to prevent a deterioration of the service provided by the asset. | 35 | 2023-12-22 | 0.34223 | 79.8044 | x | 4 | 4. Significant | 11425 | Predictive Maintenance | 91.25
1006824 | Cold Water Storage Tanks and Cisterns | B (Average): Asset is sound, operationally safe and exhibits only minor deterioration. | Category 3 (Recommended): Minor work required to prevent a deterioration of the service provided by the asset. | 25 | 2007-07-19 | 16.7693 | 66.5845 | x | 4 | 4. Significant | 10227 | Predictive Maintenance | 91.25
1006825 | Distribution Boards | B (Average): Asset is sound, operationally safe and exhibits only minor deterioration. | Category 3 (Recommended): Minor work required to prevent a deterioration of the service provided by the asset. | 20 | 2010-04-08 | 14.0479 | 67.9521 | x | 3 | 4. Significant | 11426 | Predictive Maintenance | 91.25
1006826 | Distribution Boards | B (Average): Asset is sound, operationally safe and exhibits only minor deterioration. | Category 3 (Recommended): Minor work required to prevent a deterioration of the service provided by the asset. | 20 | 2022-08-18 | 1.6865 | 80.3135 | x | 3 | 4. Significant | 11426 | Predictive Maintenance | 91.25
1006827 | Distribution Boards | B (Average): Asset is sound, operationally safe and exhibits only minor deterioration. | Category 3 (Recommended): Minor work required to prevent a deterioration of the service provided by the asset. | 20 | 2011-03-01 | 13.1526 | 68.8474 | x | 3 | 4. Significant | 11427 | Predictive Maintenance | 91.25
1006828 | Distribution Boards | B (Average): Asset is sound, operationally safe and exhibits only minor deterioration. | Category 3 (Recommended): Minor work required to prevent a deterioration of the service provided by the asset. | 20 | 2004-08-26 | 19.6632 | 62.3368 | x | 3 | 4. Significant | 11427 | Predictive Maintenance | 91.25
1006829 | Distribution Boards | B (Average): Asset is sound, operationally safe and exhibits only minor deterioration. | Category 3 (Recommended): Minor work required to prevent a deterioration of the service provided by the asset. | 20 | 2015-10-10 | 8.5421 | 73.4579 | x | 3 | 4. Significant | 11427 | Predictive Maintenance | 91.25
1006830 | Distribution Boards | B (Average): Asset is sound, operationally safe and exhibits only minor deterioration. | Category 3 (Recommended): Minor work required to prevent a deterioration of the service provided by the asset. | 20 | 2021-11-22 | 2.423 | 77.577 | x | 4 | 4. Significant | 11428 | Predictive Maintenance | 91.25
1006831 | Distribution Boards | B (Average): Asset is sound, operationally safe and exhibits only minor deterioration. | Category 3 (Recommended): Minor work required to prevent a deterioration of the service provided by the asset. | 20 | 2022-09-07 | 1.6318 | 78.3682 | x | 4 | 4. Significant | 11428 | Predictive Maintenance | 91.25
1006832 | Water Booster Pumps | B (Average): Asset is sound, operationally safe and exhibits only minor deterioration. | Category 3 (Recommended): Minor work required to prevent a deterioration of the service provided by the asset. | 15 | 2010-07-05 | 13.807 | 61.5907 | x | 4 | 4. Significant | 11428 | Predictive Maintenance | 91.25
1006833 | Cold Water Storage Tanks and Cisterns | B (Average): Asset is sound, operationally safe and exhibits only minor deterioration. | Category 3 (Recommended): Minor work required to prevent a deterioration of the service provided by the asset. | 25 | 2016-01-26 | 8.2464 | 73.4029 | x | 4 | 4. Significant | 10228 | Predictive Maintenance | 91.25
1006834 | Cold Water Storage Tanks and Cisterns | B (Average): Asset is sound, operationally safe and exhibits only minor deterioration. | Category 3 (Recommended): Minor work required to prevent a deterioration of the service provided by the asset. | 25 | 2020-05-26 | 3.9151 | 76.8679 | x | 4 | 4. Significant | 10228 | Predictive Maintenance | 91.25
1006837 | Ventilating Fans - General | B (Average): Asset is sound, operationally safe and exhibits only minor deterioration. | Category 3 (Recommended): Minor work required to prevent a deterioration of the service provided by the asset. | 20 | 2007-09-20 | 16.5969 | 69.4031 | x | 1 | 2. Minor | 11430 | Predictive Maintenance | 182.5
1006838 | Ventilating Fans - General | B (Average): Asset is sound, operationally safe and exhibits only minor deterioration. | Category 3 (Recommended): Minor work required to prevent a deterioration of the service provided by the asset. | 20 | 2019-03-26 | 5.0842 | 80.9158 | x | 1 | 2. Minor | 11430 | Predictive Maintenance | 182.5
1006839 | Ventilating Fans - General | B (Average): Asset is sound, operationally safe and exhibits only minor deterioration. | Category 3 (Recommended): Minor work required to prevent a deterioration of the service provided by the asset. | 20 | 2009-01-12 | 15.2827 | 70.7173 | x | 1 | 2. Minor | 11431 | Predictive Maintenance | 182.5
1006840 | Distribution Boards | B (Average): Asset is sound, operationally safe and exhibits only minor deterioration. | Category 3 (Recommended): Minor work required to prevent a deterioration of the service provided by the asset. | 20 | 2016-01-23 | 8.2546 | 71.7454 | x | 4 | 4. Significant | 11432 | Predictive Maintenance | 91.25
1006841 | Distribution Boards | B (Average): Asset is sound, operationally safe and exhibits only minor deterioration. | Category 3 (Recommended): Minor work required to prevent a deterioration of the service provided by the asset. | 20 | 2013-08-18 | 10.6858 | 69.3142 | x | 4 | 4. Significant | 11432 | Predictive Maintenance | 91.25
1006842 | Distribution Boards | B (Average): Asset is sound, operationally safe and exhibits only minor deterioration. | Category 3 (Recommended): Minor work required to prevent a deterioration of the service provided by the asset. | 20 | 2013-06-16 | 10.8583 | 69.1417 | x | 4 | 4. Significant | 11432 | Predictive Maintenance | 91.25
1006843 | Distribution Boards | B (Average): Asset is sound, operationally safe and exhibits only minor deterioration. | Category 3 (Recommended): Minor work required to prevent a deterioration of the service provided by the asset. | 20 | 2007-04-01 | 17.0678 | 64.9322 | x | 3 | 4. Significant | 11433 | Predictive Maintenance | 91.25
1006844 | Distribution Boards | B (Average): Asset is sound, operationally safe and exhibits only minor deterioration. | Category 3 (Recommended): Minor work required to prevent a deterioration of the service provided by the asset. | 20 | 2013-11-03 | 10.475 | 71.525 | x | 3 | 4. Significant | 11433 | Predictive Maintenance | 91.25
1006845 | Distribution Boards | B (Average): Asset is sound, operationally safe and exhibits only minor deterioration. | Category 3 (Recommended): Minor work required to prevent a deterioration of the service provided by the asset. | 20 | 2004-11-01 | 19.4798 | 62.5202 | x | 3 | 4. Significant | 11433 | Predictive Maintenance | 91.25
1006846 | Distribution Boards | B (Average): Asset is sound, operationally safe and exhibits only minor deterioration. | Category 3 (Recommended): Minor work required to prevent a deterioration of the service provided by the asset. | 20 | 2019-08-17 | 4.6899 | 77.3101 | x | 3 | 4. Significant | 11434 | Predictive Maintenance | 91.25
1006847 | Distribution Boards | B (Average): Asset is sound, operationally safe and exhibits only minor deterioration. | Category 3 (Recommended): Minor work required to prevent a deterioration of the service provided by the asset. | 20 | 2018-01-31 | 6.2313 | 75.7687 | x | 3 | 4. Significant | 11434 | Predictive Maintenance | 91.25
1006848 | Distribution Boards | B (Average): Asset is sound, operationally safe and exhibits only minor deterioration. | Category 3 (Recommended): Minor work required to prevent a deterioration of the service provided by the asset. | 20 | 2019-05-13 | 4.9528 | 77.0472 | x | 3 | 4. Significant | 11434 | Predictive Maintenance | 91.25
1006849 | Distribution Boards | B (Average): Asset is sound, operationally safe and exhibits only minor deterioration. | Category 3 (Recommended): Minor work required to prevent a deterioration of the service provided by the asset. | 20 | 2013-11-24 | 10.4175 | 75.5825 | x | 1 | 4. Significant | 11435 | Predictive Maintenance | 91.25
1006850 | Distribution Boards | B (Average): Asset is sound, operationally safe and exhibits only minor deterioration. | Category 3 (Recommended): Minor work required to prevent a deterioration of the service provided by the asset. | 20 | 2004-08-12 | 19.7016 | 66.2984 | x | 1 | 4. Significant | 11435 | Predictive Maintenance | 91.25
1006851 | Distribution Boards | B (Average): Asset is sound, operationally safe and exhibits only minor deterioration. | Category 3 (Recommended): Minor work required to prevent a deterioration of the service provided by the asset. | 20 | 2016-03-22 | 8.0931 | 77.9069 | x | 1 | 4. Significant | 11435 | Predictive Maintenance | 91.25
1006852 | Distribution Boards | B (Average): Asset is sound, operationally safe and exhibits only minor deterioration. | Category 3 (Recommended): Minor work required to prevent a deterioration of the service provided by the asset. | 20 | 2011-03-16 | 13.1116 | 72.8884 | x | 1 | 4. Significant | 11436 | Predictive Maintenance | 91.25
1006853 | Distribution Boards | B (Average): Asset is sound, operationally safe and exhibits only minor deterioration. | Category 3 (Recommended): Minor work required to prevent a deterioration of the service provided by the asset. | 20 | 2022-08-12 | 1.7029 | 84.2971 | x | 1 | 4. Significant | 11436 | Predictive Maintenance | 91.25
1006854 | Distribution Boards | B (Average): Asset is sound, operationally safe and exhibits only minor deterioration. | Category 3 (Recommended): Minor work required to prevent a deterioration of the service provided by the asset. | 20 | 2005-04-26 | 18.9979 | 67.0021 | x | 1 | 4. Significant | 11436 | Predictive Maintenance | 91.25
1006856 | Point of Use Water Dispenser | B (Average): Asset is sound, operationally safe and exhibits only minor deterioration. | Category 3 (Recommended): Minor work required to prevent a deterioration of the service provided by the asset. | 15 | 2012-11-23 | 11.4196 | 70.7739 | x | 1 | 2. Minor | 11438 | Predictive Maintenance | 182.5
1006857 | Distribution Boards | B (Average): Asset is sound, operationally safe and exhibits only minor deterioration. | Category 3 (Recommended): Minor work required to prevent a deterioration of the service provided by the asset. | 20 | 2005-12-14 | 18.3628 | 67.6372 | x | 1 | 4. Significant | 11439 | Predictive Maintenance | 91.25
1006858 | Distribution Boards | B (Average): Asset is sound, operationally safe and exhibits only minor deterioration. | Category 3 (Recommended): Minor work required to prevent a deterioration of the service provided by the asset. | 20 | 2019-01-10 | 5.2895 | 80.7105 | x | 1 | 4. Significant | 11439 | Predictive Maintenance | 91.25
1006859 | Distribution Boards | B (Average): Asset is sound, operationally safe and exhibits only minor deterioration. | Category 3 (Recommended): Minor work required to prevent a deterioration of the service provided by the asset. | 20 | 2014-09-18 | 9.6016 | 76.3984 | x | 1 | 4. Significant | 11439 | Predictive Maintenance | 91.25
1006860 | Distribution Boards | B (Average): Asset is sound, operationally safe and exhibits only minor deterioration. | Category 3 (Recommended): Minor work required to prevent a deterioration of the service provided by the asset. | 20 | 2012-09-26 | 11.5784 | 70.4216 | x | 3 | 4. Significant | 11440 | Predictive Maintenance | 91.25
1006861 | Distribution Boards | B (Average): Asset is sound, operationally safe and exhibits only minor deterioration. | Category 3 (Recommended): Minor work required to prevent a deterioration of the service provided by the asset. | 20 | 2013-07-24 | 10.7543 | 71.2457 | x | 3 | 4. Significant | 11440 | Predictive Maintenance | 91.25
1006862 | Distribution Boards | B (Average): Asset is sound, operationally safe and exhibits only minor deterioration. | Category 3 (Recommended): Minor work required to prevent a deterioration of the service provided by the asset. | 20 | 2018-11-10 | 5.4565 | 76.5435 | x | 3 | 4. Significant | 11440 | Predictive Maintenance | 91.25
1006863 | Distribution Boards | B (Average): Asset is sound, operationally safe and exhibits only minor deterioration. | Category 3 (Recommended): Minor work required to prevent a deterioration of the service provided by the asset. | 20 | 2008-12-23 | 15.3374 | 66.6626 | x | 3 | 4. Significant | 11441 | Predictive Maintenance | 91.25
1006864 | Distribution Boards | B (Average): Asset is sound, operationally safe and exhibits only minor deterioration. | Category 3 (Recommended): Minor work required to prevent a deterioration of the service provided by the asset. | 20 | 2014-08-27 | 9.6619 | 72.3381 | x | 3 | 4. Significant | 11441 | Predictive Maintenance | 91.25
1006865 | Distribution Boards | B (Average): Asset is sound, operationally safe and exhibits only minor deterioration. | Category 3 (Recommended): Minor work required to prevent a deterioration of the service provided by the asset. | 20 | 2014-06-08 | 9.8809 | 72.1191 | x | 3 | 4. Significant | 11441 | Predictive Maintenance | 91.25
1006866 | Distribution Boards | B (Average): Asset is sound, operationally safe and exhibits only minor deterioration. | Category 3 (Recommended): Minor work required to prevent a deterioration of the service provided by the asset. | 20 | 2004-12-23 | 19.3374 | 60.6626 | x | 4 | 4. Significant | 11442 | Predictive Maintenance | 91.25
1006867 | Distribution Boards | B (Average): Asset is sound, operationally safe and exhibits only minor deterioration. | Category 3 (Recommended): Minor work required to prevent a deterioration of the service provided by the asset. | 20 | 2015-09-01 | 8.6489 | 71.3511 | x | 4 | 4. Significant | 11442 | Predictive Maintenance | 91.25
1006868 | Distribution Boards | B (Average): Asset is sound, operationally safe and exhibits only minor deterioration. | Category 3 (Recommended): Minor work required to prevent a deterioration of the service provided by the asset. | 20 | 2022-04-02 | 2.0643 | 77.9357 | x | 4 | 4. Significant | 11442 | Predictive Maintenance | 91.25
1006869 | Outstations | B (Average): Asset is sound, operationally safe and exhibits only minor deterioration. | Category 3 (Recommended): Minor work required to prevent a deterioration of the service provided by the asset. | 10 | 2018-11-24 | 5.4182 | 69.1636 | x | 4 | 4. Significant | 10219 | Predictive Maintenance | 91.25
1006870 | Speed Controllers | B (Average): Asset is sound, operationally safe and exhibits only minor deterioration. | Category 3 (Recommended): Minor work required to prevent a deterioration of the service provided by the asset. | 15 | 2015-05-31 | 8.9035 | 68.1287 | x | 4 | 4. Significant | 10219 | Predictive Maintenance | 91.25
1006871 | Speed Controllers | B (Average): Asset is sound, operationally safe and exhibits only minor deterioration. | Category 3 (Recommended): Minor work required to prevent a deterioration of the service provided by the asset. | 15 | 2013-07-19 | 10.768 | 65.6427 | x | 4 | 4. Significant | 10219 | Predictive Maintenance | 91.25
1006872 | Speed Controllers | B (Average): Asset is sound, operationally safe and exhibits only minor deterioration. | Category 3 (Recommended): Minor work required to prevent a deterioration of the service provided by the asset. | 15 | 2017-04-08 | 7.0472 | 70.6037 | x | 4 | 4. Significant | 10219 | Predictive Maintenance | 91.25
1006873 | Speed Controllers | B (Average): Asset is sound, operationally safe and exhibits only minor deterioration. | Category 3 (Recommended): Minor work required to prevent a deterioration of the service provided by the asset. | 15 | 2014-01-31 | 10.2313 | 66.3582 | x | 4 | 4. Significant | 10219 | Predictive Maintenance | 91.25
1006874 | Speed Controllers | B (Average): Asset is sound, operationally safe and exhibits only minor deterioration. | Category 3 (Recommended): Minor work required to prevent a deterioration of the service provided by the asset. | 15 | 2014-08-07 | 9.7166 | 67.0445 | x | 4 | 4. Significant | 10219 | Predictive Maintenance | 91.25
1006875 | Speed Controllers | B (Average): Asset is sound, operationally safe and exhibits only minor deterioration. | Category 3 (Recommended): Minor work required to prevent a deterioration of the service provided by the asset. | 15 | 2021-11-05 | 2.4695 | 76.7073 | x | 4 | 4. Significant | 10219 | Predictive Maintenance | 91.25
1006876 | Speed Controllers | B (Average): Asset is sound, operationally safe and exhibits only minor deterioration. | Category 3 (Recommended): Minor work required to prevent a deterioration of the service provided by the asset. | 15 | 2019-07-03 | 4.8131 | 73.5825 | x | 4 | 4. Significant | 10219 | Predictive Maintenance | 91.25
1006877 | Speed Controllers | B (Average): Asset is sound, operationally safe and exhibits only minor deterioration. | Category 3 (Recommended): Minor work required to prevent a deterioration of the service provided by the asset. | 15 | 2022-11-11 | 1.4538 | 78.0616 | x | 4 | 4. Significant | 10219 | Predictive Maintenance | 91.25
1006878 | Speed Controllers | B (Average): Asset is sound, operationally safe and exhibits only minor deterioration. | Category 3 (Recommended): Minor work required to prevent a deterioration of the service provided by the asset. | 15 | 2013-06-11 | 10.872 | 65.504 | x | 4 | 4. Significant | 10219 | Predictive Maintenance | 91.25
1006879 | Speed Controllers | B (Average): Asset is sound, operationally safe and exhibits only minor deterioration. | Category 3 (Recommended): Minor work required to prevent a deterioration of the service provided by the asset. | 15 | 2016-05-20 | 7.9316 | 69.4246 | x | 4 | 4. Significant | 10219 | Predictive Maintenance | 91.25
1006880 | Speed Controllers | B (Average): Asset is sound, operationally safe and exhibits only minor deterioration. | Category 3 (Recommended): Minor work required to prevent a deterioration of the service provided by the asset. | 15 | 2017-10-19 | 6.5161 | 71.3119 | x | 4 | 4. Significant | 10219 | Predictive Maintenance | 91.25
1006881 | Speed Controllers | B (Average): Asset is sound, operationally safe and exhibits only minor deterioration. | Category 3 (Recommended): Minor work required to prevent a deterioration of the service provided by the asset. | 15 | 2017-05-04 | 6.976 | 70.6986 | x | 4 | 4. Significant | 10219 | Predictive Maintenance | 91.25
1006882 | Expansion Vessels | A (Good): Asset is as new and can be expected to perform adequately to its full normal life if maintained appropriately. | Category 4 (Normal): No work required beyond normal maintenance. | 15 | 2010-05-21 | 13.9302 | 75.4264 | x | 4 | 4. Significant | 10219 | Predictive Maintenance | 162.5
1006883 | Hot Water Calorifiers - Heated by LTHW | B (Average): Asset is sound, operationally safe and exhibits only minor deterioration. | Category 3 (Recommended): Minor work required to prevent a deterioration of the service provided by the asset. | 20 | 2015-04-14 | 9.0322 | 70.9678 | x | 4 | 4. Significant | 10219 | Predictive Maintenance | 91.25
1006884 | Expansion Vessels | B (Average): Asset is sound, operationally safe and exhibits only minor deterioration. | Category 3 (Recommended): Minor work required to prevent a deterioration of the service provided by the asset. | 15 | 2010-01-04 | 14.3053 | 60.9263 | x | 4 | 4. Significant | 10219 | Predictive Maintenance | 91.25
1006885 | Outstations | B (Average): Asset is sound, operationally safe and exhibits only minor deterioration. | Category 3 (Recommended): Minor work required to prevent a deterioration of the service provided by the asset. | 10 | 2016-08-05 | 7.7207 | 64.5585 | x | 4 | 4. Significant | 10219 | Predictive Maintenance | 91.25
1006886 | Outstations | D (Very Poor): Asset runs a serious risk of imminent breakdown or poses a health and safety risk. | Category 4 (Normal): No work required beyond normal maintenance. | 10 | 2023-11-06 | 0.46817 | 65.0637 | x | 4 | 4. Significant | 10219 | Predictive Maintenance | 162.5
1006887 | Roller Shutter Doors | B (Average): Asset is sound, operationally safe and exhibits only minor deterioration. | Category 3 (Recommended): Minor work required to prevent a deterioration of the service provided by the asset. | 15 | 2010-04-01 | 14.0671 | 61.2439 | x | 4 | 3. Moderate | 10219 | Predictive Maintenance | 91.25
1006888 | Meter Reading - Electric | B (Average): Asset is sound, operationally safe and exhibits only minor deterioration. | Category 3 (Recommended): Minor work required to prevent a deterioration of the service provided by the asset. | 20 | 2013-03-04 | 11.1431 | 68.8569 | x | 4 | 2. Minor | 10219 | Predictive Maintenance | 182.5
1006889 | Meter Reading - Electric | B (Average): Asset is sound, operationally safe and exhibits only minor deterioration. | Category 3 (Recommended): Minor work required to prevent a deterioration of the service provided by the asset. | 20 | 2004-01-24 | 20.2519 | 59.7481 | x | 4 | 2. Minor | 10219 | Predictive Maintenance | 182.5
1006890 | Meter Reading - Electric | B (Average): Asset is sound, operationally safe and exhibits only minor deterioration. | Category 3 (Recommended): Minor work required to prevent a deterioration of the service provided by the asset. | 20 | 2017-07-21 | 6.7625 | 73.2375 | x | 4 | 2. Minor | 10219 | Predictive Maintenance | 182.5
1006891 | Outstations | B (Average): Asset is sound, operationally safe and exhibits only minor deterioration. | Category 3 (Recommended): Minor work required to prevent a deterioration of the service provided by the asset. | 10 | 2016-09-22 | 7.5893 | 70.8214 | x | 1 | 4. Significant | 10222 | Predictive Maintenance | 91.25
1006892 | Meter Reading - Electric | B (Average): Asset is sound, operationally safe and exhibits only minor deterioration. | Category 3 (Recommended): Minor work required to prevent a deterioration of the service provided by the asset. | 20 | 2016-05-30 | 7.9042 | 78.0958 | x | 1 | 2. Minor | 10222 | Predictive Maintenance | 182.5
1006893 | Meter Reading - Electric | B (Average): Asset is sound, operationally safe and exhibits only minor deterioration. | Category 3 (Recommended): Minor work required to prevent a deterioration of the service provided by the asset. | 20 | 2009-11-30 | 14.4011 | 71.5989 | x | 1 | 2. Minor | 10222 | Predictive Maintenance | 182.5
1006894 | Meter Reading - Electric | B (Average): Asset is sound, operationally safe and exhibits only minor deterioration. | Category 3 (Recommended): Minor work required to prevent a deterioration of the service provided by the asset. | 20 | 2013-02-24 | 11.165 | 74.835 | x | 1 | 2. Minor | 10222 | Predictive Maintenance | 182.5
1006895 | Speed Controllers | B (Average): Asset is sound, operationally safe and exhibits only minor deterioration. | Category 3 (Recommended): Minor work required to prevent a deterioration of the service provided by the asset. | 15 | 2014-07-14 | 9.7823 | 72.9569 | x | 1 | 4. Significant | 10222 | Predictive Maintenance | 91.25
1006896 | Speed Controllers | B (Average): Asset is sound, operationally safe and exhibits only minor deterioration. | Category 3 (Recommended): Minor work required to prevent a deterioration of the service provided by the asset. | 15 | 2015-02-12 | 9.1992 | 73.7344 | x | 1 | 4. Significant | 10222 | Predictive Maintenance | 91.25
1006897 | Speed Controllers | B (Average): Asset is sound, operationally safe and exhibits only minor deterioration. | Category 3 (Recommended): Minor work required to prevent a deterioration of the service provided by the asset. | 15 | 2010-09-10 | 13.6235 | 67.8353 | x | 1 | 4. Significant | 10222 | Predictive Maintenance | 91.25
1006898 | Speed Controllers | B (Average): Asset is sound, operationally safe and exhibits only minor deterioration. | Category 3 (Recommended): Minor work required to prevent a deterioration of the service provided by the asset. | 15 | 2021-03-21 | 3.0965 | 81.8713 | x | 1 | 4. Significant | 10222 | Predictive Maintenance | 91.25
1006899 | Speed Controllers | B (Average): Asset is sound, operationally safe and exhibits only minor deterioration. | Category 3 (Recommended): Minor work required to prevent a deterioration of the service provided by the asset. | 15 | 2020-03-12 | 4.1205 | 80.506 | x | 1 | 4. Significant | 10222 | Predictive Maintenance | 91.25
1006900 | Speed Controllers | B (Average): Asset is sound, operationally safe and exhibits only minor deterioration. | Category 3 (Recommended): Minor work required to prevent a deterioration of the service provided by the asset. | 15 | 2019-06-08 | 4.8816 | 79.4912 | x | 1 | 4. Significant | 10222 | Predictive Maintenance | 91.25
1006901 | Speed Controllers | B (Average): Asset is sound, operationally safe and exhibits only minor deterioration. | Category 3 (Recommended): Minor work required to prevent a deterioration of the service provided by the asset. | 15 | 2013-10-31 | 10.4832 | 72.0224 | x | 1 | 4. Significant | 10222 | Predictive Maintenance | 91.25
1006902 | Speed Controllers | B (Average): Asset is sound, operationally safe and exhibits only minor deterioration. | Category 3 (Recommended): Minor work required to prevent a deterioration of the service provided by the asset. | 15 | 2011-11-23 | 12.4216 | 69.4378 | x | 1 | 4. Significant | 10222 | Predictive Maintenance | 91.25
1006903 | Speed Controllers | B (Average): Asset is sound, operationally safe and exhibits only minor deterioration. | Category 3 (Recommended): Minor work required to prevent a deterioration of the service provided by the asset. | 15 | 2018-03-01 | 6.152 | 77.7974 | x | 1 | 4. Significant | 10222 | Predictive Maintenance | 91.25
1006904 | Speed Controllers | B (Average): Asset is sound, operationally safe and exhibits only minor deterioration. | Category 3 (Recommended): Minor work required to prevent a deterioration of the service provided by the asset. | 15 | 2015-12-03 | 8.3943 | 74.8077 | x | 1 | 4. Significant | 10222 | Predictive Maintenance | 91.25
1006905 | Ventilating Fans - General | B (Average): Asset is sound, operationally safe and exhibits only minor deterioration. | Category 3 (Recommended): Minor work required to prevent a deterioration of the service provided by the asset. | 20 | 2005-11-09 | 18.4586 | 67.5414 | x | 1 | 2. Minor | 10222 | Predictive Maintenance | 182.5
1006906 | Ventilating Fans - General | B (Average): Asset is sound, operationally safe and exhibits only minor deterioration. | Category 3 (Recommended): Minor work required to prevent a deterioration of the service provided by the asset. | 20 | 2011-07-20 | 12.7666 | 73.2334 | x | 1 | 2. Minor | 10222 | Predictive Maintenance | 182.5
1006907 | Ventilating Fans - General | B (Average): Asset is sound, operationally safe and exhibits only minor deterioration. | Category 3 (Recommended): Minor work required to prevent a deterioration of the service provided by the asset. | 20 | 2008-03-26 | 16.0821 | 69.9179 | x | 1 | 2. Minor | 10222 | Predictive Maintenance | 182.5
1006908 | Cold Water Storage Tanks and Cisterns | B (Average): Asset is sound, operationally safe and exhibits only minor deterioration. | Category 3 (Recommended): Minor work required to prevent a deterioration of the service provided by the asset. | 15 | 2018-11-21 | 5.4264 | 78.7648 | x | 1 | 4. Significant | 10222 | Predictive Maintenance | 91.25
1006909 | Cold Water Storage Tanks and Cisterns | B (Average): Asset is sound, operationally safe and exhibits only minor deterioration. | Category 3 (Recommended): Minor work required to prevent a deterioration of the service provided by the asset. | 20 | 2014-01-13 | 10.2806 | 75.7194 | x | 1 | 4. Significant | 10222 | Predictive Maintenance | 91.25
1006910 | Expansion Vessels | A (Good): Asset is as new and can be expected to perform adequately to its full normal life if maintained appropriately. | Category 4 (Normal): No work required beyond normal maintenance. | 15 | 2021-01-19 | 3.2635 | 95.6486 | x | 1 | 4. Significant | 10222 | Predictive Maintenance | 162.5
1006911 | Pressurisation Units - Chilled Water, Condenser Water and LTHW Types | B (Average): Asset is sound, operationally safe and exhibits only minor deterioration. | Category 3 (Recommended): Minor work required to prevent a deterioration of the service provided by the asset. | 15 | 2016-01-14 | 8.2793 | 74.961 | x | 1 | 4. Significant | 10222 | Predictive Maintenance | 91.25
1006912 | Pressurisation Units - Chilled Water, Condenser Water and LTHW Types | B (Average): Asset is sound, operationally safe and exhibits only minor deterioration. | Category 3 (Recommended): Minor work required to prevent a deterioration of the service provided by the asset. | 15 | 2017-02-08 | 7.2088 | 76.3883 | x | 1 | 4. Significant | 10222 | Predictive Maintenance | 91.25
1006913 | Outstations | B (Average): Asset is sound, operationally safe and exhibits only minor deterioration. | Category 3 (Recommended): Minor work required to prevent a deterioration of the service provided by the asset. | 10 | 2016-03-18 | 8.104 | 69.7919 | x | 1 | 4. Significant | 10222 | Predictive Maintenance | 91.25
1006914 | Roller Shutter Doors | B (Average): Asset is sound, operationally safe and exhibits only minor deterioration. | Category 3 (Recommended): Minor work required to prevent a deterioration of the service provided by the asset. | 15 | 2017-02-18 | 7.1814 | 70.4248 | x | 4 | 3. Moderate | 11443 | Predictive Maintenance | 91.25
1006915 | Ventilating Fans - General | B (Average): Asset is sound, operationally safe and exhibits only minor deterioration. | Category 3 (Recommended): Minor work required to prevent a deterioration of the service provided by the asset. | 20 | 2017-08-22 | 6.6749 | 73.3251 | x | 4 | 2. Minor | 11444 | Predictive Maintenance | 182.5
1006916 | Ventilating Fans - General | B (Average): Asset is sound, operationally safe and exhibits only minor deterioration. | Category 3 (Recommended): Minor work required to prevent a deterioration of the service provided by the asset. | 20 | 2014-07-29 | 9.7413 | 70.2587 | x | 4 | 2. Minor | 11444 | Predictive Maintenance | 182.5
1006917 | Distribution Boards | B (Average): Asset is sound, operationally safe and exhibits only minor deterioration. | Category 3 (Recommended): Minor work required to prevent a deterioration of the service provided by the asset. | 20 | 2008-06-12 | 15.8686 | 62.1314 | x | 5 | 4. Significant | 11445 | Predictive Maintenance | 91.25
1006918 | Distribution Boards | B (Average): Asset is sound, operationally safe and exhibits only minor deterioration. | Category 3 (Recommended): Minor work required to prevent a deterioration of the service provided by the asset. | 20 | 2023-11-30 | 0.40246 | 77.5975 | x | 5 | 4. Significant | 11445 | Predictive Maintenance | 91.25
1006919 | Distribution Boards | B (Average): Asset is sound, operationally safe and exhibits only minor deterioration. | Category 3 (Recommended): Minor work required to prevent a deterioration of the service provided by the asset. | 20 | 2007-08-01 | 16.7337 | 61.2663 | x | 5 | 4. Significant | 11445 | Predictive Maintenance | 91.25
1006920 | Distribution Boards | B (Average): Asset is sound, operationally safe and exhibits only minor deterioration. | Category 3 (Recommended): Minor work required to prevent a deterioration of the service provided by the asset. | 20 | 2019-12-13 | 4.3669 | 73.6331 | x | 5 | 4. Significant | 11445 | Predictive Maintenance | 91.25
1006921 | Smoke Relief - Powered Smoke and Heat Exhaust Ventilators | B (Average): Asset is sound, operationally safe and exhibits only minor deterioration. | Category 3 (Recommended): Minor work required to prevent a deterioration of the service provided by the asset. | 30 | 2009-07-14 | 14.7817 | 68.1456 | x | 5 | 5. Severe | 11445 | Predictive Maintenance | 28
1006922 | Fire Alarms - Associated Equipment | B (Average): Asset is sound, operationally safe and exhibits only minor deterioration. | Category 3 (Recommended): Minor work required to prevent a deterioration of the service provided by the asset. | 10 | 2022-03-29 | 2.0753 | 73.8494 | x | 5 | 5. Severe | 11445 | Predictive Maintenance | 28
1006923 | Smoke Relief - Powered Smoke and Heat Exhaust Ventilators | B (Average): Asset is sound, operationally safe and exhibits only minor deterioration. | Category 3 (Recommended): Minor work required to prevent a deterioration of the service provided by the asset. | 30 | 2001-05-05 | 22.9733 | 62.6845 | x | 5 | 5. Severe | 10223 | Predictive Maintenance | 28
1006924 | Laboratory Fume Cupboard | B (Average): Asset is sound, operationally safe and exhibits only minor deterioration. | Category 3 (Recommended): Minor work required to prevent a deterioration of the service provided by the asset. | 15 | 2021-01-30 | 3.2334 | 73.6888 | x | 5 | 4. Significant | 11446 | Predictive Maintenance | 91.25
1006925 | Speed Controllers | B (Average): Asset is sound, operationally safe and exhibits only minor deterioration. | Category 3 (Recommended): Minor work required to prevent a deterioration of the service provided by the asset. | 15 | 2020-04-14 | 4.0301 | 72.6265 | x | 5 | 4. Significant | 11447 | Predictive Maintenance | 91.25
1006926 | Speed Controllers | B (Average): Asset is sound, operationally safe and exhibits only minor deterioration. | Category 3 (Recommended): Minor work required to prevent a deterioration of the service provided by the asset. | 15 | 2021-08-19 | 2.6831 | 74.4225 | x | 5 | 4. Significant | 11447 | Predictive Maintenance | 91.25
1006927 | Speed Controllers | B (Average): Asset is sound, operationally safe and exhibits only minor deterioration. | Category 3 (Recommended): Minor work required to prevent a deterioration of the service provided by the asset. | 15 | 2017-06-07 | 6.883 | 68.8227 | x | 5 | 4. Significant | 11447 | Predictive Maintenance | 91.25
1006928 | Speed Controllers | B (Average): Asset is sound, operationally safe and exhibits only minor deterioration. | Category 3 (Recommended): Minor work required to prevent a deterioration of the service provided by the asset. | 15 | 2021-07-18 | 2.7707 | 74.3057 | x | 5 | 4. Significant | 11447 | Predictive Maintenance | 91.25
1006929 | Speed Controllers | B (Average): Asset is sound, operationally safe and exhibits only minor deterioration. | Category 3 (Recommended): Minor work required to prevent a deterioration of the service provided by the asset. | 15 | 2018-12-25 | 5.3333 | 70.8889 | x | 5 | 4. Significant | 11447 | Predictive Maintenance | 91.25
1006930 | Speed Controllers | B (Average): Asset is sound, operationally safe and exhibits only minor deterioration. | Category 3 (Recommended): Minor work required to prevent a deterioration of the service provided by the asset. | 15 | 2021-05-29 | 2.9076 | 74.1232 | x | 5 | 4. Significant | 11447 | Predictive Maintenance | 91.25
1006931 | Speed Controllers | B (Average): Asset is sound, operationally safe and exhibits only minor deterioration. | Category 3 (Recommended): Minor work required to prevent a deterioration of the service provided by the asset. | 15 | 2011-05-07 | 12.9692 | 60.7077 | x | 5 | 4. Significant | 11447 | Predictive Maintenance | 91.25
1006932 | Speed Controllers | B (Average): Asset is sound, operationally safe and exhibits only minor deterioration. | Category 3 (Recommended): Minor work required to prevent a deterioration of the service provided by the asset. | 15 | 2018-04-03 | 6.0616 | 69.9179 | x | 5 | 4. Significant | 11447 | Predictive Maintenance | 91.25
1006933 | Outstations | B (Average): Asset is sound, operationally safe and exhibits only minor deterioration. | Category 3 (Recommended): Minor work required to prevent a deterioration of the service provided by the asset. | 10 | 2015-10-11 | 8.5394 | 60.9213 | x | 5 | 4. Significant | 11447 | Predictive Maintenance | 91.25
1006934 | Meter Reading - Electric | B (Average): Asset is sound, operationally safe and exhibits only minor deterioration. | Category 3 (Recommended): Minor work required to prevent a deterioration of the service provided by the asset. | 20 | 2004-04-18 | 20.0192 | 57.9808 | x | 5 | 2. Minor | 11447 | Predictive Maintenance | 182.5
1006935 | Meter Reading - Electric | B (Average): Asset is sound, operationally safe and exhibits only minor deterioration. | Category 3 (Recommended): Minor work required to prevent a deterioration of the service provided by the asset. | 20 | 2022-04-10 | 2.0424 | 75.9576 | x | 5 | 2. Minor | 11447 | Predictive Maintenance | 182.5
1006936 | Speed Controllers | B (Average): Asset is sound, operationally safe and exhibits only minor deterioration. | Category 3 (Recommended): Minor work required to prevent a deterioration of the service provided by the asset. | 15 | 2022-01-14 | 2.2779 | 74.9628 | x | 5 | 4. Significant | 11447 | Predictive Maintenance | 91.25
1006937 | Speed Controllers | B (Average): Asset is sound, operationally safe and exhibits only minor deterioration. | Category 3 (Recommended): Minor work required to prevent a deterioration of the service provided by the asset. | 15 | 2020-08-27 | 3.6605 | 73.1193 | x | 5 | 4. Significant | 11447 | Predictive Maintenance | 91.25
1006938 | Speed Controllers | B (Average): Asset is sound, operationally safe and exhibits only minor deterioration. | Category 3 (Recommended): Minor work required to prevent a deterioration of the service provided by the asset. | 15 | 2014-04-14 | 10.0315 | 64.6247 | x | 5 | 4. Significant | 11447 | Predictive Maintenance | 91.25
1006939 | Speed Controllers | B (Average): Asset is sound, operationally safe and exhibits only minor deterioration. | Category 3 (Recommended): Minor work required to prevent a deterioration of the service provided by the asset. | 15 | 2015-01-11 | 9.2868 | 65.6176 | x | 5 | 4. Significant | 11447 | Predictive Maintenance | 91.25
1006940 | Speed Controllers | B (Average): Asset is sound, operationally safe and exhibits only minor deterioration. | Category 3 (Recommended): Minor work required to prevent a deterioration of the service provided by the asset. | 15 | 2014-10-05 | 9.5551 | 65.2599 | x | 5 | 4. Significant | 11447 | Predictive Maintenance | 91.25
1006941 | Emergency Assistance Alarm | B (Average): Asset is sound, operationally safe and exhibits only minor deterioration. | Category 3 (Recommended): Minor work required to prevent a deterioration of the service provided by the asset. | 10 | 2023-03-14 | 1.117 | 75.7659 | x | 5 | 5. Severe | 11448 | Predictive Maintenance | 28
1006942 | Smoke Relief - Powered Smoke and Heat Exhaust Ventilators | B (Average): Asset is sound, operationally safe and exhibits only minor deterioration. | Category 3 (Recommended): Minor work required to prevent a deterioration of the service provided by the asset. | 30 | 1994-12-01 | 29.399 | 66.4006 | x | 1 | 5. Severe | 10250 | Predictive Maintenance | 28
1006943 | Ventilating Fans - General | B (Average): Asset is sound, operationally safe and exhibits only minor deterioration. | Category 3 (Recommended): Minor work required to prevent a deterioration of the service provided by the asset. | 20 | 2008-11-17 | 15.436 | 62.564 | x | 5 | 2. Minor | 11449 | Predictive Maintenance | 182.5
1006944 | Ventilating Fans - General | B (Average): Asset is sound, operationally safe and exhibits only minor deterioration. | Category 3 (Recommended): Minor work required to prevent a deterioration of the service provided by the asset. | 20 | 2014-04-09 | 10.0452 | 67.9548 | x | 5 | 2. Minor | 11449 | Predictive Maintenance | 182.5
1006945 | Ventilating Fans - General | B (Average): Asset is sound, operationally safe and exhibits only minor deterioration. | Category 3 (Recommended): Minor work required to prevent a deterioration of the service provided by the asset. | 20 | 2009-12-27 | 14.3272 | 65.6728 | x | 4 | 2. Minor | 11450 | Predictive Maintenance | 182.5
1006946 | Ventilating Fans - General | B (Average): Asset is sound, operationally safe and exhibits only minor deterioration. | Category 3 (Recommended): Minor work required to prevent a deterioration of the service provided by the asset. | 20 | 2014-10-07 | 9.5496 | 70.4504 | x | 4 | 2. Minor | 11450 | Predictive Maintenance | 182.5
1006947 | Emergency Assistance Alarm | B (Average): Asset is sound, operationally safe and exhibits only minor deterioration. | Category 3 (Recommended): Minor work required to prevent a deterioration of the service provided by the asset. | 10 | 2022-04-23 | 2.0068 | 75.9863 | x | 4 | 5. Severe | 11451 | Predictive Maintenance | 28
1006948 | Distribution Boards | B (Average): Asset is sound, operationally safe and exhibits only minor deterioration. | Category 3 (Recommended): Minor work required to prevent a deterioration of the service provided by the asset. | 20 | 2005-11-23 | 18.4203 | 61.5797 | x | 4 | 4. Significant | 11452 | Predictive Maintenance | 91.25
1006949 | Distribution Boards | B (Average): Asset is sound, operationally safe and exhibits only minor deterioration. | Category 3 (Recommended): Minor work required to prevent a deterioration of the service provided by the asset. | 20 | 2015-10-18 | 8.5202 | 71.4798 | x | 4 | 4. Significant | 11452 | Predictive Maintenance | 91.25
1006950 | Distribution Boards | B (Average): Asset is sound, operationally safe and exhibits only minor deterioration. | Category 3 (Recommended): Minor work required to prevent a deterioration of the service provided by the asset. | 20 | 2013-03-26 | 11.0828 | 68.9172 | x | 4 | 4. Significant | 11452 | Predictive Maintenance | 91.25
1006951 | Distribution Boards | B (Average): Asset is sound, operationally safe and exhibits only minor deterioration. | Category 3 (Recommended): Minor work required to prevent a deterioration of the service provided by the asset. | 20 | 2023-12-27 | 0.32854 | 79.6715 | x | 4 | 4. Significant | 11453 | Predictive Maintenance | 91.25
1006952 | Distribution Boards | B (Average): Asset is sound, operationally safe and exhibits only minor deterioration. | Category 3 (Recommended): Minor work required to prevent a deterioration of the service provided by the asset. | 20 | 2015-04-26 | 8.9993 | 71.0007 | x | 4 | 4. Significant | 11453 | Predictive Maintenance | 91.25
1006953 | Distribution Boards | B (Average): Asset is sound, operationally safe and exhibits only minor deterioration. | Category 3 (Recommended): Minor work required to prevent a deterioration of the service provided by the asset. | 20 | 2021-12-04 | 2.3901 | 77.6099 | x | 4 | 4. Significant | 11453 | Predictive Maintenance | 91.25
1006954 | Distribution Boards | B (Average): Asset is sound, operationally safe and exhibits only minor deterioration. | Category 3 (Recommended): Minor work required to prevent a deterioration of the service provided by the asset. | 20 | 2018-06-21 | 5.8453 | 74.1547 | x | 4 | 4. Significant | 11454 | Predictive Maintenance | 91.25
1006955 | Distribution Boards | B (Average): Asset is sound, operationally safe and exhibits only minor deterioration. | Category 3 (Recommended): Minor work required to prevent a deterioration of the service provided by the asset. | 20 | 2005-06-12 | 18.8693 | 61.1307 | x | 4 | 4. Significant | 11454 | Predictive Maintenance | 91.25
1006956 | Distribution Boards | B (Average): Asset is sound, operationally safe and exhibits only minor deterioration. | Category 3 (Recommended): Minor work required to prevent a deterioration of the service provided by the asset. | 20 | 2019-02-21 | 5.1745 | 74.8255 | x | 4 | 4. Significant | 11454 | Predictive Maintenance | 91.25
1006957 | Ventilating Fans - General | B (Average): Asset is sound, operationally safe and exhibits only minor deterioration. | Category 3 (Recommended): Minor work required to prevent a deterioration of the service provided by the asset. | 20 | 2022-12-16 | 1.358 | 78.642 | x | 4 | 2. Minor | 11455 | Predictive Maintenance | 182.5
1006958 | Ventilating Fans - General | B (Average): Asset is sound, operationally safe and exhibits only minor deterioration. | Category 3 (Recommended): Minor work required to prevent a deterioration of the service provided by the asset. | 20 | 2020-10-02 | 3.5619 | 76.4381 | x | 4 | 2. Minor | 11455 | Predictive Maintenance | 182.5
1006959 | Fire Alarms - Associated Equipment | B (Average): Asset is sound, operationally safe and exhibits only minor deterioration. | Category 3 (Recommended): Minor work required to prevent a deterioration of the service provided by the asset. | 10 | 2022-03-01 | 2.152 | 75.6961 | x | 4 | 5. Severe | 11456 | Predictive Maintenance | 28
1006960 | Fire Alarms - Associated Equipment | B (Average): Asset is sound, operationally safe and exhibits only minor deterioration. | Category 3 (Recommended): Minor work required to prevent a deterioration of the service provided by the asset. | 10 | 2017-06-09 | 6.8775 | 66.245 | x | 4 | 5. Severe | 11456 | Predictive Maintenance | 28
1006961 | Fire Alarms - Associated Equipment | B (Average): Asset is sound, operationally safe and exhibits only minor deterioration. | Category 3 (Recommended): Minor work required to prevent a deterioration of the service provided by the asset. | 10 | 2016-10-20 | 7.5127 | 64.9747 | x | 4 | 5. Severe | 11457 | Predictive Maintenance | 28
1006962 | Fire Alarms - Associated Equipment | B (Average): Asset is sound, operationally safe and exhibits only minor deterioration. | Category 3 (Recommended): Minor work required to prevent a deterioration of the service provided by the asset. | 10 | 2016-02-11 | 8.2026 | 63.5948 | x | 4 | 5. Severe | 11457 | Predictive Maintenance | 28
1006963 | Distribution Boards | B (Average): Asset is sound, operationally safe and exhibits only minor deterioration. | Category 3 (Recommended): Minor work required to prevent a deterioration of the service provided by the asset. | 20 | 2006-03-24 | 18.089 | 61.911 | x | 4 | 4. Significant | 11458 | Predictive Maintenance | 91.25
1006964 | Distribution Boards | B (Average): Asset is sound, operationally safe and exhibits only minor deterioration. | Category 3 (Recommended): Minor work required to prevent a deterioration of the service provided by the asset. | 20 | 2015-03-31 | 9.0705 | 70.9295 | x | 4 | 4. Significant | 11458 | Predictive Maintenance | 91.25
1006965 | Fire Alarms - Associated Equipment | B (Average): Asset is sound, operationally safe and exhibits only minor deterioration. | Category 3 (Recommended): Minor work required to prevent a deterioration of the service provided by the asset. | 10 | 2018-06-21 | 5.8453 | 68.3094 | x | 4 | 5. Severe | 11459 | Predictive Maintenance | 28
1006966 | Fire Alarms - Associated Equipment | B (Average): Asset is sound, operationally safe and exhibits only minor deterioration. | Category 3 (Recommended): Minor work required to prevent a deterioration of the service provided by the asset. | 10 | 2023-08-17 | 0.68994 | 78.6201 | x | 4 | 5. Severe | 11460 | Predictive Maintenance | 28
1006967 | Emergency Assistance Alarm | B (Average): Asset is sound, operationally safe and exhibits only minor deterioration. | Category 3 (Recommended): Minor work required to prevent a deterioration of the service provided by the asset. | 10 | 2015-08-15 | 8.6954 | 62.6092 | x | 4 | 5. Severe | 11461 | Predictive Maintenance | 28
1006968 | Emergency Voice Communication (EVC) Systems | B (Average): Asset is sound, operationally safe and exhibits only minor deterioration. | Category 3 (Recommended): Minor work required to prevent a deterioration of the service provided by the asset. | 15 | 2014-09-28 | 9.5743 | 67.2343 | x | 4 | 5. Severe | 11462 | Predictive Maintenance | 28
1006969 | Distribution Boards | B (Average): Asset is sound, operationally safe and exhibits only minor deterioration. | Category 3 (Recommended): Minor work required to prevent a deterioration of the service provided by the asset. | 20 | 2014-08-06 | 9.7194 | 70.2806 | x | 4 | 4. Significant | 11463 | Predictive Maintenance | 91.25
1006970 | Distribution Boards | B (Average): Asset is sound, operationally safe and exhibits only minor deterioration. | Category 3 (Recommended): Minor work required to prevent a deterioration of the service provided by the asset. | 20 | 2005-10-27 | 18.4942 | 61.5058 | x | 4 | 4. Significant | 11463 | Predictive Maintenance | 91.25
1006971 | Distribution Boards | B (Average): Asset is sound, operationally safe and exhibits only minor deterioration. | Category 3 (Recommended): Minor work required to prevent a deterioration of the service provided by the asset. | 20 | 2008-11-16 | 15.4387 | 64.5613 | x | 4 | 4. Significant | 11463 | Predictive Maintenance | 91.25
1006972 | Distribution Boards | B (Average): Asset is sound, operationally safe and exhibits only minor deterioration. | Category 3 (Recommended): Minor work required to prevent a deterioration of the service provided by the asset. | 20 | 2011-01-29 | 13.2375 | 66.7625 | x | 4 | 4. Significant | 11464 | Predictive Maintenance | 91.25
1006973 | Distribution Boards | B (Average): Asset is sound, operationally safe and exhibits only minor deterioration. | Category 3 (Recommended): Minor work required to prevent a deterioration of the service provided by the asset. | 20 | 2014-10-27 | 9.4949 | 70.5051 | x | 4 | 4. Significant | 11464 | Predictive Maintenance | 91.25
1006974 | Distribution Boards | B (Average): Asset is sound, operationally safe and exhibits only minor deterioration. | Category 3 (Recommended): Minor work required to prevent a deterioration of the service provided by the asset. | 20 | 2013-04-23 | 11.0062 | 68.9938 | x | 4 | 4. Significant | 11464 | Predictive Maintenance | 91.25
1006975 | Distribution Boards | B (Average): Asset is sound, operationally safe and exhibits only minor deterioration. | Category 3 (Recommended): Minor work required to prevent a deterioration of the service provided by the asset. | 20 | 2016-06-23 | 7.8385 | 72.1615 | x | 4 | 4. Significant | 11464 | Predictive Maintenance | 91.25
1006976 | Ventilating Fans - General | B (Average): Asset is sound, operationally safe and exhibits only minor deterioration. | Category 3 (Recommended): Minor work required to prevent a deterioration of the service provided by the asset. | 20 | 2006-04-07 | 18.0507 | 59.9493 | x | 5 | 2. Minor | 11465 | Predictive Maintenance | 182.5
1006977 | Ventilating Fans - General | B (Average): Asset is sound, operationally safe and exhibits only minor deterioration. | Category 3 (Recommended): Minor work required to prevent a deterioration of the service provided by the asset. | 20 | 2021-05-21 | 2.9295 | 75.0705 | x | 5 | 2. Minor | 11465 | Predictive Maintenance | 182.5
1006978 | Ventilating Fans - General | B (Average): Asset is sound, operationally safe and exhibits only minor deterioration. | Category 3 (Recommended): Minor work required to prevent a deterioration of the service provided by the asset. | 20 | 2004-10-02 | 19.5619 | 60.4381 | x | 4 | 2. Minor | 11466 | Predictive Maintenance | 182.5
1006979 | Ventilating Fans - General | B (Average): Asset is sound, operationally safe and exhibits only minor deterioration. | Category 3 (Recommended): Minor work required to prevent a deterioration of the service provided by the asset. | 20 | 2022-06-19 | 1.8508 | 78.1492 | x | 4 | 2. Minor | 11466 | Predictive Maintenance | 182.5
1006980 | Traction Lifts | B (Average): Asset is sound, operationally safe and exhibits only minor deterioration. | Category 3 (Recommended): Minor work required to prevent a deterioration of the service provided by the asset. | 20 | 2018-10-21 | 5.5113 | 74.4887 | x | 4 | 4. Significant | 11467 | Predictive Maintenance | 91.25
1006981 | Ventilating Fans - General | B (Average): Asset is sound, operationally safe and exhibits only minor deterioration. | Category 3 (Recommended): Minor work required to prevent a deterioration of the service provided by the asset. | 20 | 2013-01-13 | 11.2799 | 68.7201 | x | 4 | 2. Minor | 11468 | Predictive Maintenance | 182.5
1006982 | Ventilating Fans - General | B (Average): Asset is sound, operationally safe and exhibits only minor deterioration. | Category 3 (Recommended): Minor work required to prevent a deterioration of the service provided by the asset. | 20 | 2012-01-12 | 12.2847 | 67.7153 | x | 4 | 2. Minor | 11468 | Predictive Maintenance | 182.5
1006983 | Air Handling Units - General | B (Average): Asset is sound, operationally safe and exhibits only minor deterioration. | Category 3 (Recommended): Minor work required to prevent a deterioration of the service provided by the asset. | 20 | 2017-06-07 | 6.883 | 73.117 | x | 4 | 3. Moderate | 11469 | Predictive Maintenance | 91.25
1006984 | Distribution Boards | B (Average): Asset is sound, operationally safe and exhibits only minor deterioration. | Category 3 (Recommended): Minor work required to prevent a deterioration of the service provided by the asset. | 20 | 2006-04-14 | 18.0315 | 61.9685 | x | 4 | 4. Significant | 11470 | Predictive Maintenance | 91.25
1006985 | Distribution Boards | B (Average): Asset is sound, operationally safe and exhibits only minor deterioration. | Category 3 (Recommended): Minor work required to prevent a deterioration of the service provided by the asset. | 20 | 2018-12-28 | 5.3251 | 74.6749 | x | 4 | 4. Significant | 11470 | Predictive Maintenance | 91.25
1006986 | Distribution Boards | B (Average): Asset is sound, operationally safe and exhibits only minor deterioration. | Category 3 (Recommended): Minor work required to prevent a deterioration of the service provided by the asset. | 20 | 2006-04-18 | 18.0205 | 61.9795 | x | 4 | 4. Significant | 11470 | Predictive Maintenance | 91.25
1006987 | Meter Reading - Electric | B (Average): Asset is sound, operationally safe and exhibits only minor deterioration. | Category 3 (Recommended): Minor work required to prevent a deterioration of the service provided by the asset. | 20 | 2020-10-28 | 3.4908 | 76.5092 | x | 4 | 2. Minor | 11470 | Predictive Maintenance | 182.5
1006988 | Meter Reading - Electric | B (Average): Asset is sound, operationally safe and exhibits only minor deterioration. | Category 3 (Recommended): Minor work required to prevent a deterioration of the service provided by the asset. | 20 | 2018-06-21 | 5.8453 | 74.1547 | x | 4 | 2. Minor | 11470 | Predictive Maintenance | 182.5
1006989 | Meter Reading - Electric | B (Average): Asset is sound, operationally safe and exhibits only minor deterioration. | Category 3 (Recommended): Minor work required to prevent a deterioration of the service provided by the asset. | 20 | 2018-10-05 | 5.5551 | 74.4449 | x | 4 | 2. Minor | 11470 | Predictive Maintenance | 182.5
1006990 | Meter Reading - Electric | B (Average): Asset is sound, operationally safe and exhibits only minor deterioration. | Category 3 (Recommended): Minor work required to prevent a deterioration of the service provided by the asset. | 20 | 2019-10-13 | 4.5339 | 75.4661 | x | 4 | 2. Minor | 11470 | Predictive Maintenance | 182.5
1006991 | Meter Reading - Electric | B (Average): Asset is sound, operationally safe and exhibits only minor deterioration. | Category 3 (Recommended): Minor work required to prevent a deterioration of the service provided by the asset. | 20 | 2015-06-08 | 8.8816 | 71.1184 | x | 4 | 2. Minor | 11470 | Predictive Maintenance | 182.5
1006992 | Meter Reading - Electric | B (Average): Asset is sound, operationally safe and exhibits only minor deterioration. | Category 3 (Recommended): Minor work required to prevent a deterioration of the service provided by the asset. | 20 | 2023-03-07 | 1.1362 | 78.8638 | x | 4 | 2. Minor | 11470 | Predictive Maintenance | 182.5
1006993 | Meter Reading - Electric | B (Average): Asset is sound, operationally safe and exhibits only minor deterioration. | Category 3 (Recommended): Minor work required to prevent a deterioration of the service provided by the asset. | 20 | 2006-05-19 | 17.9357 | 62.0643 | x | 4 | 2. Minor | 11470 | Predictive Maintenance | 182.5
1006994 | Meter Reading - Electric | B (Average): Asset is sound, operationally safe and exhibits only minor deterioration. | Category 3 (Recommended): Minor work required to prevent a deterioration of the service provided by the asset. | 20 | 2007-08-22 | 16.6762 | 63.3238 | x | 4 | 2. Minor | 11470 | Predictive Maintenance | 182.5
1006995 | Meter Reading - Electric | B (Average): Asset is sound, operationally safe and exhibits only minor deterioration. | Category 3 (Recommended): Minor work required to prevent a deterioration of the service provided by the asset. | 20 | 2009-02-20 | 15.1759 | 64.8241 | x | 4 | 2. Minor | 11470 | Predictive Maintenance | 182.5
1006996 | Meter Reading - Electric | B (Average): Asset is sound, operationally safe and exhibits only minor deterioration. | Category 3 (Recommended): Minor work required to prevent a deterioration of the service provided by the asset. | 20 | 2017-04-15 | 7.0281 | 72.9719 | x | 4 | 2. Minor | 11470 | Predictive Maintenance | 182.5
1006997 | Meter Reading - Electric | B (Average): Asset is sound, operationally safe and exhibits only minor deterioration. | Category 3 (Recommended): Minor work required to prevent a deterioration of the service provided by the asset. | 20 | 2023-06-12 | 0.87064 | 79.1294 | x | 4 | 2. Minor | 11470 | Predictive Maintenance | 182.5
1006998 | Meter Reading - Electric | B (Average): Asset is sound, operationally safe and exhibits only minor deterioration. | Category 3 (Recommended): Minor work required to prevent a deterioration of the service provided by the asset. | 20 | 2020-05-28 | 3.9097 | 76.0903 | x | 4 | 2. Minor | 11470 | Predictive Maintenance | 182.5
1006999 | Meter Reading - Electric | B (Average): Asset is sound, operationally safe and exhibits only minor deterioration. | Category 3 (Recommended): Minor work required to prevent a deterioration of the service provided by the asset. | 20 | 2015-02-23 | 9.1691 | 70.8309 | x | 4 | 2. Minor | 11470 | Predictive Maintenance | 182.5
1007000 | Meter Reading - Electric | B (Average): Asset is sound, operationally safe and exhibits only minor deterioration. | Category 3 (Recommended): Minor work required to prevent a deterioration of the service provided by the asset. | 20 | 2014-12-15 | 9.3607 | 70.6393 | x | 4 | 2. Minor | 11470 | Predictive Maintenance | 182.5
1007001 | Meter Reading - Electric | B (Average): Asset is sound, operationally safe and exhibits only minor deterioration. | Category 3 (Recommended): Minor work required to prevent a deterioration of the service provided by the asset. | 20 | 2009-04-04 | 15.0582 | 64.9418 | x | 4 | 2. Minor | 11470 | Predictive Maintenance | 182.5
1007002 | Meter Reading - Electric | B (Average): Asset is sound, operationally safe and exhibits only minor deterioration. | Category 3 (Recommended): Minor work required to prevent a deterioration of the service provided by the asset. | 20 | 2016-12-30 | 7.3183 | 72.6817 | x | 4 | 2. Minor | 11470 | Predictive Maintenance | 182.5
1007003 | Meter Reading - Electric | B (Average): Asset is sound, operationally safe and exhibits only minor deterioration. | Category 3 (Recommended): Minor work required to prevent a deterioration of the service provided by the asset. | 20 | 2023-11-30 | 0.40246 | 79.5975 | x | 4 | 2. Minor | 11470 | Predictive Maintenance | 182.5
1007004 | Meter Reading - Electric | B (Average): Asset is sound, operationally safe and exhibits only minor deterioration. | Category 3 (Recommended): Minor work required to prevent a deterioration of the service provided by the asset. | 20 | 2015-11-02 | 8.4791 | 71.5209 | x | 4 | 2. Minor | 11470 | Predictive Maintenance | 182.5
1007005 | Meter Reading - Electric | B (Average): Asset is sound, operationally safe and exhibits only minor deterioration. | Category 3 (Recommended): Minor work required to prevent a deterioration of the service provided by the asset. | 20 | 2013-09-03 | 10.642 | 69.358 | x | 4 | 2. Minor | 11470 | Predictive Maintenance | 182.5
1007006 | Meter Reading - Electric | B (Average): Asset is sound, operationally safe and exhibits only minor deterioration. | Category 3 (Recommended): Minor work required to prevent a deterioration of the service provided by the asset. | 20 | 2022-11-21 | 1.4264 | 78.5736 | x | 4 | 2. Minor | 11470 | Predictive Maintenance | 182.5
1007007 | Meter Reading - Electric | B (Average): Asset is sound, operationally safe and exhibits only minor deterioration. | Category 3 (Recommended): Minor work required to prevent a deterioration of the service provided by the asset. | 20 | 2023-04-18 | 1.0212 | 78.9788 | x | 4 | 2. Minor | 11470 | Predictive Maintenance | 182.5
1007008 | Meter Reading - Electric | B (Average): Asset is sound, operationally safe and exhibits only minor deterioration. | Category 3 (Recommended): Minor work required to prevent a deterioration of the service provided by the asset. | 20 | 2009-01-23 | 15.2526 | 64.7474 | x | 4 | 2. Minor | 11470 | Predictive Maintenance | 182.5
1007009 | Meter Reading - Electric | B (Average): Asset is sound, operationally safe and exhibits only minor deterioration. | Category 3 (Recommended): Minor work required to prevent a deterioration of the service provided by the asset. | 20 | 2005-10-18 | 18.5188 | 61.4812 | x | 4 | 2. Minor | 11470 | Predictive Maintenance | 182.5
1007010 | Maximum Demand and Power Factor Correction | B (Average): Asset is sound, operationally safe and exhibits only minor deterioration. | Category 3 (Recommended): Minor work required to prevent a deterioration of the service provided by the asset. | 20 | 2005-02-05 | 19.217 | 60.783 | x | 4 | 4. Significant | 11470 | Predictive Maintenance | 91.25
1007011 | Maximum Demand and Power Factor Correction | B (Average): Asset is sound, operationally safe and exhibits only minor deterioration. | Category 3 (Recommended): Minor work required to prevent a deterioration of the service provided by the asset. | 20 | 2023-01-18 | 1.2676 | 78.7324 | x | 4 | 4. Significant | 11470 | Predictive Maintenance | 91.25
1007012 | Cast Resin Transformer | B (Average): Asset is sound, operationally safe and exhibits only minor deterioration. | Category 3 (Recommended): Minor work required to prevent a deterioration of the service provided by the asset. | 30 | 2020-04-16 | 4.0246 | 77.3169 | x | 4 | 5. Severe | 11471 | Predictive Maintenance | 28
1007013 | Cast Resin Transformer | B (Average): Asset is sound, operationally safe and exhibits only minor deterioration. | Category 3 (Recommended): Minor work required to prevent a deterioration of the service provided by the asset. | 30 | 2016-04-07 | 8.0493 | 74.6338 | x | 4 | 5. Severe | 11471 | Predictive Maintenance | 28
1007014 | Ring Main Unit | B (Average): Asset is sound, operationally safe and exhibits only minor deterioration. | Category 3 (Recommended): Minor work required to prevent a deterioration of the service provided by the asset. | 20 | 2015-01-17 | 9.2704 | 70.7296 | x | 4 | 5. Severe | 11471 | Predictive Maintenance | 28
1007015 | LV Battery Tripping Units | B (Average): Asset is sound, operationally safe and exhibits only minor deterioration. | Category 3 (Recommended): Minor work required to prevent a deterioration of the service provided by the asset. | 20 | 2021-10-23 | 2.5051 | 77.4949 | x | 4 | 5. Severe | 11471 | Predictive Maintenance | 28
1007016 | Outstations | B (Average): Asset is sound, operationally safe and exhibits only minor deterioration. | Category 3 (Recommended): Minor work required to prevent a deterioration of the service provided by the asset. | 10 | 2016-01-03 | 8.3094 | 61.3812 | x | 5 | 4. Significant | 11472 | Predictive Maintenance | 91.25
1007017 | Air Handling Units - General | B (Average): Asset is sound, operationally safe and exhibits only minor deterioration. | Category 3 (Recommended): Minor work required to prevent a deterioration of the service provided by the asset. | 20 | 2021-05-08 | 2.9651 | 75.0349 | x | 5 | 3. Moderate | 11472 | Predictive Maintenance | 91.25
1007018 | Distribution Boards | B (Average): Asset is sound, operationally safe and exhibits only minor deterioration. | Category 3 (Recommended): Minor work required to prevent a deterioration of the service provided by the asset. | 20 | 2013-05-12 | 10.9541 | 67.0459 | x | 5 | 4. Significant | 11473 | Predictive Maintenance | 91.25
1007019 | Distribution Boards | B (Average): Asset is sound, operationally safe and exhibits only minor deterioration. | Category 3 (Recommended): Minor work required to prevent a deterioration of the service provided by the asset. | 20 | 2016-02-21 | 8.1752 | 69.8248 | x | 5 | 4. Significant | 11473 | Predictive Maintenance | 91.25
1007020 | Distribution Boards | B (Average): Asset is sound, operationally safe and exhibits only minor deterioration. | Category 3 (Recommended): Minor work required to prevent a deterioration of the service provided by the asset. | 20 | 2017-01-27 | 7.2416 | 70.7584 | x | 5 | 4. Significant | 11473 | Predictive Maintenance | 91.25
1007021 | Meter Reading - Electric | B (Average): Asset is sound, operationally safe and exhibits only minor deterioration. | Category 3 (Recommended): Minor work required to prevent a deterioration of the service provided by the asset. | 20 | 2017-09-29 | 6.5708 | 71.4292 | x | 5 | 2. Minor | 11473 | Predictive Maintenance | 182.5
1007022 | Meter Reading - Electric | B (Average): Asset is sound, operationally safe and exhibits only minor deterioration. | Category 3 (Recommended): Minor work required to prevent a deterioration of the service provided by the asset. | 20 | 2022-11-13 | 1.4483 | 76.5517 | x | 5 | 2. Minor | 11473 | Predictive Maintenance | 182.5
1007023 | Meter Reading - Electric | B (Average): Asset is sound, operationally safe and exhibits only minor deterioration. | Category 3 (Recommended): Minor work required to prevent a deterioration of the service provided by the asset. | 20 | 2008-12-27 | 15.3265 | 62.6735 | x | 5 | 2. Minor | 11473 | Predictive Maintenance | 182.5
1007024 | Meter Reading - Electric | B (Average): Asset is sound, operationally safe and exhibits only minor deterioration. | Category 3 (Recommended): Minor work required to prevent a deterioration of the service provided by the asset. | 20 | 2017-01-21 | 7.258 | 70.742 | x | 5 | 2. Minor | 11473 | Predictive Maintenance | 182.5
1007025 | Meter Reading - Electric | B (Average): Asset is sound, operationally safe and exhibits only minor deterioration. | Category 3 (Recommended): Minor work required to prevent a deterioration of the service provided by the asset. | 20 | 2009-06-17 | 14.8556 | 63.1444 | x | 5 | 2. Minor | 11473 | Predictive Maintenance | 182.5
1007026 | Meter Reading - Electric | B (Average): Asset is sound, operationally safe and exhibits only minor deterioration. | Category 3 (Recommended): Minor work required to prevent a deterioration of the service provided by the asset. | 20 | 2016-04-30 | 7.9863 | 70.0137 | x | 5 | 2. Minor | 11473 | Predictive Maintenance | 182.5
1007027 | Meter Reading - Electric | B (Average): Asset is sound, operationally safe and exhibits only minor deterioration. | Category 3 (Recommended): Minor work required to prevent a deterioration of the service provided by the asset. | 20 | 2020-03-17 | 4.1068 | 73.8932 | x | 5 | 2. Minor | 11473 | Predictive Maintenance | 182.5
1007028 | Meter Reading - Electric | B (Average): Asset is sound, operationally safe and exhibits only minor deterioration. | Category 3 (Recommended): Minor work required to prevent a deterioration of the service provided by the asset. | 20 | 2012-07-30 | 11.7372 | 66.2628 | x | 5 | 2. Minor | 11473 | Predictive Maintenance | 182.5
1007029 | Distribution Boards | B (Average): Asset is sound, operationally safe and exhibits only minor deterioration. | Category 3 (Recommended): Minor work required to prevent a deterioration of the service provided by the asset. | 20 | 2013-01-06 | 11.2991 | 66.7009 | x | 5 | 4. Significant | 11473 | Predictive Maintenance | 91.25
1007030 | Distribution Boards | B (Average): Asset is sound, operationally safe and exhibits only minor deterioration. | Category 3 (Recommended): Minor work required to prevent a deterioration of the service provided by the asset. | 20 | 2022-05-19 | 1.9357 | 76.0643 | x | 5 | 4. Significant | 11473 | Predictive Maintenance | 91.25
1007031 | Motorised Blinds | B (Average): Asset is sound, operationally safe and exhibits only minor deterioration. | Category 3 (Recommended): Minor work required to prevent a deterioration of the service provided by the asset. | 10 | 2017-12-14 | 6.3628 | 65.2745 | x | 5 | 2. Minor | 11474 | Predictive Maintenance | 182.5
1007032 | Emergency Assistance Alarm | B (Average): Asset is sound, operationally safe and exhibits only minor deterioration. | Category 3 (Recommended): Minor work required to prevent a deterioration of the service provided by the asset. | 10 | 2024-01-09 | 0.29295 | 77.4141 | x | 5 | 5. Severe | 11475 | Predictive Maintenance | 28
1007033 | Distribution Boards | B (Average): Asset is sound, operationally safe and exhibits only minor deterioration. | Category 3 (Recommended): Minor work required to prevent a deterioration of the service provided by the asset. | 20 | 2006-08-28 | 17.6591 | 60.3409 | x | 5 | 4. Significant | 11476 | Predictive Maintenance | 91.25
1007034 | Distribution Boards | B (Average): Asset is sound, operationally safe and exhibits only minor deterioration. | Category 3 (Recommended): Minor work required to prevent a deterioration of the service provided by the asset. | 20 | 2023-08-01 | 0.73374 | 77.2663 | x | 5 | 4. Significant | 11476 | Predictive Maintenance | 91.25
1007035 | Distribution Boards | B (Average): Asset is sound, operationally safe and exhibits only minor deterioration. | Category 3 (Recommended): Minor work required to prevent a deterioration of the service provided by the asset. | 20 | 2015-09-24 | 8.5859 | 69.4141 | x | 5 | 4. Significant | 11476 | Predictive Maintenance | 91.25
1007036 | Meter Reading - Electric | B (Average): Asset is sound, operationally safe and exhibits only minor deterioration. | Category 3 (Recommended): Minor work required to prevent a deterioration of the service provided by the asset. | 20 | 2016-01-18 | 8.2683 | 69.7317 | x | 5 | 2. Minor | 11476 | Predictive Maintenance | 182.5
1007037 | Meter Reading - Electric | B (Average): Asset is sound, operationally safe and exhibits only minor deterioration. | Category 3 (Recommended): Minor work required to prevent a deterioration of the service provided by the asset. | 20 | 2021-08-13 | 2.6995 | 75.3005 | x | 5 | 2. Minor | 11476 | Predictive Maintenance | 182.5
1007038 | Meter Reading - Electric | B (Average): Asset is sound, operationally safe and exhibits only minor deterioration. | Category 3 (Recommended): Minor work required to prevent a deterioration of the service provided by the asset. | 20 | 2021-08-26 | 2.6639 | 75.3361 | x | 5 | 2. Minor | 11476 | Predictive Maintenance | 182.5
1007039 | Meter Reading - Electric | B (Average): Asset is sound, operationally safe and exhibits only minor deterioration. | Category 3 (Recommended): Minor work required to prevent a deterioration of the service provided by the asset. | 20 | 2011-10-10 | 12.5421 | 65.4579 | x | 5 | 2. Minor | 11476 | Predictive Maintenance | 182.5
1007040 | Meter Reading - Electric | B (Average): Asset is sound, operationally safe and exhibits only minor deterioration. | Category 3 (Recommended): Minor work required to prevent a deterioration of the service provided by the asset. | 20 | 2012-02-24 | 12.167 | 65.833 | x | 5 | 2. Minor | 11476 | Predictive Maintenance | 182.5
1007041 | Meter Reading - Electric | B (Average): Asset is sound, operationally safe and exhibits only minor deterioration. | Category 3 (Recommended): Minor work required to prevent a deterioration of the service provided by the asset. | 20 | 2017-10-10 | 6.5407 | 71.4593 | x | 5 | 2. Minor | 11476 | Predictive Maintenance | 182.5
1007042 | Meter Reading - Electric | B (Average): Asset is sound, operationally safe and exhibits only minor deterioration. | Category 3 (Recommended): Minor work required to prevent a deterioration of the service provided by the asset. | 20 | 2005-01-26 | 19.2444 | 58.7556 | x | 5 | 2. Minor | 11476 | Predictive Maintenance | 182.5
1007043 | Meter Reading - Electric | B (Average): Asset is sound, operationally safe and exhibits only minor deterioration. | Category 3 (Recommended): Minor work required to prevent a deterioration of the service provided by the asset. | 20 | 2011-03-09 | 13.1307 | 64.8693 | x | 5 | 2. Minor | 11476 | Predictive Maintenance | 182.5
1007044 | Distribution Boards | B (Average): Asset is sound, operationally safe and exhibits only minor deterioration. | Category 3 (Recommended): Minor work required to prevent a deterioration of the service provided by the asset. | 20 | 2020-03-22 | 4.0931 | 73.9069 | x | 5 | 4. Significant | 11476 | Predictive Maintenance | 91.25
1007045 | Distribution Boards | B (Average): Asset is sound, operationally safe and exhibits only minor deterioration. | Category 3 (Recommended): Minor work required to prevent a deterioration of the service provided by the asset. | 20 | 2006-09-19 | 17.5989 | 60.4011 | x | 5 | 4. Significant | 11476 | Predictive Maintenance | 91.25
1007046 | Air Handling Units - General | B (Average): Asset is sound, operationally safe and exhibits only minor deterioration. | Category 3 (Recommended): Minor work required to prevent a deterioration of the service provided by the asset. | 20 | 2014-07-17 | 9.7741 | 68.2259 | x | 5 | 3. Moderate | 11477 | Predictive Maintenance | 91.25
1007047 | Air Handling Units - General | B (Average): Asset is sound, operationally safe and exhibits only minor deterioration. | Category 3 (Recommended): Minor work required to prevent a deterioration of the service provided by the asset. | 20 | 2020-08-10 | 3.707 | 74.293 | x | 5 | 3. Moderate | 11477 | Predictive Maintenance | 91.25
1007048 | Air Handling Units - General | B (Average): Asset is sound, operationally safe and exhibits only minor deterioration. | Category 3 (Recommended): Minor work required to prevent a deterioration of the service provided by the asset. | 20 | 2018-06-20 | 5.848 | 72.152 | x | 5 | 3. Moderate | 11477 | Predictive Maintenance | 91.25
1007049 | Outstations | B (Average): Asset is sound, operationally safe and exhibits only minor deterioration. | Category 3 (Recommended): Minor work required to prevent a deterioration of the service provided by the asset. | 10 | 2021-06-18 | 2.8528 | 72.2943 | x | 5 | 4. Significant | 11477 | Predictive Maintenance | 91.25
1007050 | Meter Reading - Electric | B (Average): Asset is sound, operationally safe and exhibits only minor deterioration. | Category 3 (Recommended): Minor work required to prevent a deterioration of the service provided by the asset. | 20 | 2018-10-15 | 5.5277 | 72.4723 | x | 5 | 2. Minor | 11477 | Predictive Maintenance | 182.5
1007051 | Smoke Relief - Powered Smoke and Heat Exhaust Ventilators | B (Average): Asset is sound, operationally safe and exhibits only minor deterioration. | Category 3 (Recommended): Minor work required to prevent a deterioration of the service provided by the asset. | 30 | 2006-01-10 | 18.2888 | 65.8074 | x | 5 | 5. Severe | 11477 | Predictive Maintenance | 28
1007052 | Ventilating Fans - General | B (Average): Asset is sound, operationally safe and exhibits only minor deterioration. | Category 3 (Recommended): Minor work required to prevent a deterioration of the service provided by the asset. | 20 | 2013-12-19 | 10.3491 | 67.6509 | x | 5 | 2. Minor | 11478 | Predictive Maintenance | 182.5
1007053 | Ventilating Fans - General | B (Average): Asset is sound, operationally safe and exhibits only minor deterioration. | Category 3 (Recommended): Minor work required to prevent a deterioration of the service provided by the asset. | 20 | 2007-02-08 | 17.2101 | 60.7899 | x | 5 | 2. Minor | 11478 | Predictive Maintenance | 182.5
1007054 | Ventilating Fans - General | B (Average): Asset is sound, operationally safe and exhibits only minor deterioration. | Category 3 (Recommended): Minor work required to prevent a deterioration of the service provided by the asset. | 20 | 2023-08-16 | 0.69268 | 77.3073 | x | 5 | 2. Minor | 11479 | Predictive Maintenance | 182.5
1007055 | Ventilating Fans - General | B (Average): Asset is sound, operationally safe and exhibits only minor deterioration. | Category 3 (Recommended): Minor work required to prevent a deterioration of the service provided by the asset. | 20 | 2017-09-28 | 6.5736 | 71.4264 | x | 5 | 2. Minor | 11479 | Predictive Maintenance | 182.5
1007057 | Distribution Boards | B (Average): Asset is sound, operationally safe and exhibits only minor deterioration. | Category 3 (Recommended): Minor work required to prevent a deterioration of the service provided by the asset. | 20 | 2017-05-08 | 6.9651 | 71.0349 | x | 5 | 4. Significant | 11480 | Predictive Maintenance | 91.25
1007058 | Room Air Conditioners | B (Average): Asset is sound, operationally safe and exhibits only minor deterioration. | Category 3 (Recommended): Minor work required to prevent a deterioration of the service provided by the asset. | 15 | 2016-09-26 | 7.5784 | 67.8955 | x | 5 | 3. Moderate | 11480 | Predictive Maintenance | 91.25
1007059 | Room Air Conditioners | B (Average): Asset is sound, operationally safe and exhibits only minor deterioration. | Category 3 (Recommended): Minor work required to prevent a deterioration of the service provided by the asset. | 15 | 2023-10-16 | 0.52567 | 77.2991 | x | 5 | 3. Moderate | 11480 | Predictive Maintenance | 91.25
1007060 | Distribution Boards | B (Average): Asset is sound, operationally safe and exhibits only minor deterioration. | Category 3 (Recommended): Minor work required to prevent a deterioration of the service provided by the asset. | 20 | 2022-09-29 | 1.5715 | 76.4285 | x | 5 | 4. Significant | 11481 | Predictive Maintenance | 91.25
1007061 | Distribution Boards | B (Average): Asset is sound, operationally safe and exhibits only minor deterioration. | Category 3 (Recommended): Minor work required to prevent a deterioration of the service provided by the asset. | 20 | 2009-09-14 | 14.6119 | 63.3881 | x | 5 | 4. Significant | 11481 | Predictive Maintenance | 91.25
1007062 | Distribution Boards | B (Average): Asset is sound, operationally safe and exhibits only minor deterioration. | Category 3 (Recommended): Minor work required to prevent a deterioration of the service provided by the asset. | 20 | 2004-06-28 | 19.8248 | 58.1752 | x | 5 | 4. Significant | 11481 | Predictive Maintenance | 91.25
1007063 | Meter Reading - Electric | B (Average): Asset is sound, operationally safe and exhibits only minor deterioration. | Category 3 (Recommended): Minor work required to prevent a deterioration of the service provided by the asset. | 20 | 2012-06-10 | 11.8741 | 66.1259 | x | 5 | 2. Minor | 11481 | Predictive Maintenance | 182.5
1007064 | Meter Reading - Electric | B (Average): Asset is sound, operationally safe and exhibits only minor deterioration. | Category 3 (Recommended): Minor work required to prevent a deterioration of the service provided by the asset. | 20 | 2023-03-09 | 1.1307 | 76.8693 | x | 5 | 2. Minor | 11481 | Predictive Maintenance | 182.5
1007065 | Meter Reading - Electric | B (Average): Asset is sound, operationally safe and exhibits only minor deterioration. | Category 3 (Recommended): Minor work required to prevent a deterioration of the service provided by the asset. | 20 | 2011-03-04 | 13.1444 | 64.8556 | x | 5 | 2. Minor | 11481 | Predictive Maintenance | 182.5
1007066 | Meter Reading - Electric | B (Average): Asset is sound, operationally safe and exhibits only minor deterioration. | Category 3 (Recommended): Minor work required to prevent a deterioration of the service provided by the asset. | 20 | 2006-08-06 | 17.7194 | 60.2806 | x | 5 | 2. Minor | 11481 | Predictive Maintenance | 182.5
1007067 | Meter Reading - Electric | B (Average): Asset is sound, operationally safe and exhibits only minor deterioration. | Category 3 (Recommended): Minor work required to prevent a deterioration of the service provided by the asset. | 20 | 2022-11-26 | 1.4127 | 76.5873 | x | 5 | 2. Minor | 11481 | Predictive Maintenance | 182.5
1007068 | Meter Reading - Electric | B (Average): Asset is sound, operationally safe and exhibits only minor deterioration. | Category 3 (Recommended): Minor work required to prevent a deterioration of the service provided by the asset. | 20 | 2005-01-23 | 19.2526 | 58.7474 | x | 5 | 2. Minor | 11481 | Predictive Maintenance | 182.5
1007069 | Meter Reading - Electric | B (Average): Asset is sound, operationally safe and exhibits only minor deterioration. | Category 3 (Recommended): Minor work required to prevent a deterioration of the service provided by the asset. | 20 | 2008-01-17 | 16.271 | 61.729 | x | 5 | 2. Minor | 11481 | Predictive Maintenance | 182.5
1007070 | Meter Reading - Electric | B (Average): Asset is sound, operationally safe and exhibits only minor deterioration. | Category 3 (Recommended): Minor work required to prevent a deterioration of the service provided by the asset. | 20 | 2016-12-17 | 7.3539 | 70.6461 | x | 5 | 2. Minor | 11481 | Predictive Maintenance | 182.5
1007071 | Distribution Boards | B (Average): Asset is sound, operationally safe and exhibits only minor deterioration. | Category 3 (Recommended): Minor work required to prevent a deterioration of the service provided by the asset. | 20 | 2004-10-24 | 19.5017 | 58.4983 | x | 5 | 4. Significant | 11481 | Predictive Maintenance | 91.25
1007072 | Distribution Boards | B (Average): Asset is sound, operationally safe and exhibits only minor deterioration. | Category 3 (Recommended): Minor work required to prevent a deterioration of the service provided by the asset. | 20 | 2006-07-05 | 17.807 | 60.193 | x | 5 | 4. Significant | 11481 | Predictive Maintenance | 91.25
1007073 | Air Handling Units - General | B (Average): Asset is sound, operationally safe and exhibits only minor deterioration. | Category 3 (Recommended): Minor work required to prevent a deterioration of the service provided by the asset. | 20 | 2019-06-11 | 4.8734 | 73.1266 | x | 5 | 3. Moderate | 11482 | Predictive Maintenance | 91.25
1007074 | Air Handling Units - General | B (Average): Asset is sound, operationally safe and exhibits only minor deterioration. | Category 3 (Recommended): Minor work required to prevent a deterioration of the service provided by the asset. | 20 | 2008-12-15 | 15.3593 | 62.6407 | x | 5 | 3. Moderate | 11482 | Predictive Maintenance | 91.25
1007075 | Outstations | B (Average): Asset is sound, operationally safe and exhibits only minor deterioration. | Category 3 (Recommended): Minor work required to prevent a deterioration of the service provided by the asset. | 10 | 2015-08-08 | 8.7146 | 60.5708 | x | 5 | 4. Significant | 11482 | Predictive Maintenance | 91.25
1007076 | Meter Reading - Electric | B (Average): Asset is sound, operationally safe and exhibits only minor deterioration. | Category 3 (Recommended): Minor work required to prevent a deterioration of the service provided by the asset. | 20 | 2020-02-05 | 4.219 | 73.781 | x | 5 | 2. Minor | 11482 | Predictive Maintenance | 182.5
1007077 | Meter Reading - Electric | B (Average): Asset is sound, operationally safe and exhibits only minor deterioration. | Category 3 (Recommended): Minor work required to prevent a deterioration of the service provided by the asset. | 20 | 2020-08-11 | 3.7043 | 74.2957 | x | 5 | 2. Minor | 11482 | Predictive Maintenance | 182.5
1007078 | Outstations | B (Average): Asset is sound, operationally safe and exhibits only minor deterioration. | Category 3 (Recommended): Minor work required to prevent a deterioration of the service provided by the asset. | 10 | 2015-08-23 | 8.6735 | 60.653 | x | 5 | 4. Significant | 11482 | Predictive Maintenance | 91.25
1007079 | Distribution Boards | B (Average): Asset is sound, operationally safe and exhibits only minor deterioration. | Category 3 (Recommended): Minor work required to prevent a deterioration of the service provided by the asset. | 20 | 2007-07-24 | 16.7556 | 61.2444 | x | 5 | 4. Significant | 11483 | Predictive Maintenance | 91.25
1007080 | Distribution Boards | B (Average): Asset is sound, operationally safe and exhibits only minor deterioration. | Category 3 (Recommended): Minor work required to prevent a deterioration of the service provided by the asset. | 20 | 2011-03-11 | 13.1253 | 64.8747 | x | 5 | 4. Significant | 11483 | Predictive Maintenance | 91.25
1007081 | Distribution Boards | B (Average): Asset is sound, operationally safe and exhibits only minor deterioration. | Category 3 (Recommended): Minor work required to prevent a deterioration of the service provided by the asset. | 20 | 2009-04-08 | 15.0472 | 62.9528 | x | 5 | 4. Significant | 11483 | Predictive Maintenance | 91.25
1007082 | Meter Reading - Electric | B (Average): Asset is sound, operationally safe and exhibits only minor deterioration. | Category 3 (Recommended): Minor work required to prevent a deterioration of the service provided by the asset. | 20 | 2008-05-28 | 15.9097 | 62.0903 | x | 5 | 2. Minor | 11483 | Predictive Maintenance | 182.5
1007083 | Meter Reading - Electric | B (Average): Asset is sound, operationally safe and exhibits only minor deterioration. | Category 3 (Recommended): Minor work required to prevent a deterioration of the service provided by the asset. | 20 | 2020-05-24 | 3.9206 | 74.0794 | x | 5 | 2. Minor | 11483 | Predictive Maintenance | 182.5
1007084 | Meter Reading - Electric | B (Average): Asset is sound, operationally safe and exhibits only minor deterioration. | Category 3 (Recommended): Minor work required to prevent a deterioration of the service provided by the asset. | 20 | 2007-04-12 | 17.0376 | 60.9624 | x | 5 | 2. Minor | 11483 | Predictive Maintenance | 182.5
1007085 | Meter Reading - Electric | B (Average): Asset is sound, operationally safe and exhibits only minor deterioration. | Category 3 (Recommended): Minor work required to prevent a deterioration of the service provided by the asset. | 20 | 2015-03-28 | 9.0787 | 68.9213 | x | 5 | 2. Minor | 11483 | Predictive Maintenance | 182.5
1007086 | Meter Reading - Electric | B (Average): Asset is sound, operationally safe and exhibits only minor deterioration. | Category 3 (Recommended): Minor work required to prevent a deterioration of the service provided by the asset. | 20 | 2011-12-13 | 12.3669 | 65.6331 | x | 5 | 2. Minor | 11483 | Predictive Maintenance | 182.5
1007087 | Meter Reading - Electric | B (Average): Asset is sound, operationally safe and exhibits only minor deterioration. | Category 3 (Recommended): Minor work required to prevent a deterioration of the service provided by the asset. | 20 | 2015-01-27 | 9.243 | 68.757 | x | 5 | 2. Minor | 11483 | Predictive Maintenance | 182.5
1007088 | Meter Reading - Electric | B (Average): Asset is sound, operationally safe and exhibits only minor deterioration. | Category 3 (Recommended): Minor work required to prevent a deterioration of the service provided by the asset. | 20 | 2022-03-22 | 2.0945 | 75.9055 | x | 5 | 2. Minor | 11483 | Predictive Maintenance | 182.5
1007089 | Meter Reading - Electric | B (Average): Asset is sound, operationally safe and exhibits only minor deterioration. | Category 3 (Recommended): Minor work required to prevent a deterioration of the service provided by the asset. | 20 | 2004-08-28 | 19.6578 | 58.3422 | x | 5 | 2. Minor | 11483 | Predictive Maintenance | 182.5
1007090 | Distribution Boards | B (Average): Asset is sound, operationally safe and exhibits only minor deterioration. | Category 3 (Recommended): Minor work required to prevent a deterioration of the service provided by the asset. | 20 | 2019-12-17 | 4.3559 | 73.6441 | x | 5 | 4. Significant | 11483 | Predictive Maintenance | 91.25
1007091 | Distribution Boards | B (Average): Asset is sound, operationally safe and exhibits only minor deterioration. | Category 3 (Recommended): Minor work required to prevent a deterioration of the service provided by the asset. | 20 | 2020-08-19 | 3.6824 | 74.3176 | x | 5 | 4. Significant | 11483 | Predictive Maintenance | 91.25
1007092 | Air Handling Units - General | B (Average): Asset is sound, operationally safe and exhibits only minor deterioration. | Category 3 (Recommended): Minor work required to prevent a deterioration of the service provided by the asset. | 20 | 2019-06-06 | 4.8871 | 73.1129 | x | 5 | 3. Moderate | 11484 | Predictive Maintenance | 91.25
1007093 | Air Handling Units - General | B (Average): Asset is sound, operationally safe and exhibits only minor deterioration. | Category 3 (Recommended): Minor work required to prevent a deterioration of the service provided by the asset. | 20 | 2013-05-25 | 10.9185 | 67.0815 | x | 5 | 3. Moderate | 11484 | Predictive Maintenance | 91.25
1007094 | Outstations | B (Average): Asset is sound, operationally safe and exhibits only minor deterioration. | Category 3 (Recommended): Minor work required to prevent a deterioration of the service provided by the asset. | 10 | 2015-01-11 | 9.2868 | 59.4264 | x | 5 | 4. Significant | 11484 | Predictive Maintenance | 91.25
1007095 | Meter Reading - Electric | B (Average): Asset is sound, operationally safe and exhibits only minor deterioration. | Category 3 (Recommended): Minor work required to prevent a deterioration of the service provided by the asset. | 20 | 2023-06-20 | 0.84873 | 77.1513 | x | 5 | 2. Minor | 11484 | Predictive Maintenance | 182.5
1007096 | Meter Reading - Electric | B (Average): Asset is sound, operationally safe and exhibits only minor deterioration. | Category 3 (Recommended): Minor work required to prevent a deterioration of the service provided by the asset. | 20 | 2017-04-19 | 7.0171 | 70.9829 | x | 5 | 2. Minor | 11484 | Predictive Maintenance | 182.5
1007097 | Meter Reading - Electric | B (Average): Asset is sound, operationally safe and exhibits only minor deterioration. | Category 3 (Recommended): Minor work required to prevent a deterioration of the service provided by the asset. | 20 | 2011-01-08 | 13.295 | 64.705 | x | 5 | 2. Minor | 11484 | Predictive Maintenance | 182.5
1007098 | Meter Reading - Electric | B (Average): Asset is sound, operationally safe and exhibits only minor deterioration. | Category 3 (Recommended): Minor work required to prevent a deterioration of the service provided by the asset. | 20 | 2007-10-01 | 16.5667 | 61.4333 | x | 5 | 2. Minor | 11484 | Predictive Maintenance | 182.5
1007099 | Emergency Assistance Alarm | B (Average): Asset is sound, operationally safe and exhibits only minor deterioration. | Category 3 (Recommended): Minor work required to prevent a deterioration of the service provided by the asset. | 10 | 2015-10-21 | 8.512 | 60.976 | x | 5 | 5. Severe | 11485 | Predictive Maintenance | 28
1007100 | Meter Reading - Electric | B (Average): Asset is sound, operationally safe and exhibits only minor deterioration. | Category 3 (Recommended): Minor work required to prevent a deterioration of the service provided by the asset. | 20 | 2008-12-14 | 15.3621 | 62.6379 | x | 5 | 2. Minor | 11472 | Predictive Maintenance | 182.5
1007101 | Meter Reading - Electric | B (Average): Asset is sound, operationally safe and exhibits only minor deterioration. | Category 3 (Recommended): Minor work required to prevent a deterioration of the service provided by the asset. | 20 | 2004-04-12 | 20.0356 | 57.9644 | x | 5 | 2. Minor | 11472 | Predictive Maintenance | 182.5
1007102 | Meter Reading - Electric | B (Average): Asset is sound, operationally safe and exhibits only minor deterioration. | Category 3 (Recommended): Minor work required to prevent a deterioration of the service provided by the asset. | 20 | 2015-06-14 | 8.8652 | 69.1348 | x | 5 | 2. Minor | 11472 | Predictive Maintenance | 182.5
1007103 | Meter Reading - Electric | B (Average): Asset is sound, operationally safe and exhibits only minor deterioration. | Category 3 (Recommended): Minor work required to prevent a deterioration of the service provided by the asset. | 20 | 2008-12-17 | 15.3539 | 62.6461 | x | 5 | 2. Minor | 11472 | Predictive Maintenance | 182.5
1007104 | Motorised Blinds | B (Average): Asset is sound, operationally safe and exhibits only minor deterioration. | Category 3 (Recommended): Minor work required to prevent a deterioration of the service provided by the asset. | 10 | 2019-12-16 | 4.3587 | 69.2827 | x | 5 | 2. Minor | 11486 | Predictive Maintenance | 182.5
1007105 | Room Air Conditioners | B (Average): Asset is sound, operationally safe and exhibits only minor deterioration. | Category 3 (Recommended): Minor work required to prevent a deterioration of the service provided by the asset. | 15 | 2016-03-16 | 8.1095 | 75.1873 | x | 1 | 3. Moderate | 10245 | Predictive Maintenance | 91.25
1007106 | Room Air Conditioners | B (Average): Asset is sound, operationally safe and exhibits only minor deterioration. | Category 3 (Recommended): Minor work required to prevent a deterioration of the service provided by the asset. | 15 | 2012-09-22 | 11.5893 | 70.5476 | x | 1 | 3. Moderate | 10245 | Predictive Maintenance | 91.25
1007107 | Packaged Chiller Units | B (Average): Asset is sound, operationally safe and exhibits only minor deterioration. | Category 3 (Recommended): Minor work required to prevent a deterioration of the service provided by the asset. | 20 | 2015-06-16 | 8.8597 | 77.1403 | x | 1 | 4. Significant | 10245 | Predictive Maintenance | 91.25
1007108 | Distribution Boards | B (Average): Asset is sound, operationally safe and exhibits only minor deterioration. | Category 3 (Recommended): Minor work required to prevent a deterioration of the service provided by the asset. | 20 | 2011-05-22 | 12.9281 | 73.0719 | x | 1 | 4. Significant | 11487 | Predictive Maintenance | 91.25
1007109 | Meter Reading - Electric | B (Average): Asset is sound, operationally safe and exhibits only minor deterioration. | Category 3 (Recommended): Minor work required to prevent a deterioration of the service provided by the asset. | 20 | 2010-06-02 | 13.8973 | 72.1027 | x | 1 | 2. Minor | 11487 | Predictive Maintenance | 182.5
1007110 | Meter Reading - Electric | B (Average): Asset is sound, operationally safe and exhibits only minor deterioration. | Category 3 (Recommended): Minor work required to prevent a deterioration of the service provided by the asset. | 20 | 2020-06-02 | 3.896 | 82.104 | x | 1 | 2. Minor | 11487 | Predictive Maintenance | 182.5
1007111 | Meter Reading - Electric | B (Average): Asset is sound, operationally safe and exhibits only minor deterioration. | Category 3 (Recommended): Minor work required to prevent a deterioration of the service provided by the asset. | 20 | 2007-06-16 | 16.8597 | 69.1403 | x | 1 | 2. Minor | 11487 | Predictive Maintenance | 182.5
1007112 | Meter Reading - Electric | B (Average): Asset is sound, operationally safe and exhibits only minor deterioration. | Category 3 (Recommended): Minor work required to prevent a deterioration of the service provided by the asset. | 20 | 2015-10-30 | 8.4873 | 77.5127 | x | 1 | 2. Minor | 11487 | Predictive Maintenance | 182.5
1007113 | Distribution Boards | B (Average): Asset is sound, operationally safe and exhibits only minor deterioration. | Category 3 (Recommended): Minor work required to prevent a deterioration of the service provided by the asset. | 20 | 2018-10-05 | 5.5551 | 80.4449 | x | 1 | 4. Significant | 11487 | Predictive Maintenance | 91.25
1007114 | Distribution Boards | B (Average): Asset is sound, operationally safe and exhibits only minor deterioration. | Category 3 (Recommended): Minor work required to prevent a deterioration of the service provided by the asset. | 20 | 2021-03-04 | 3.1431 | 82.8569 | x | 1 | 4. Significant | 11487 | Predictive Maintenance | 91.25
1007115 | Distribution Boards | B (Average): Asset is sound, operationally safe and exhibits only minor deterioration. | Category 3 (Recommended): Minor work required to prevent a deterioration of the service provided by the asset. | 20 | 2010-06-06 | 13.8864 | 72.1136 | x | 1 | 4. Significant | 11487 | Predictive Maintenance | 91.25
1007116 | Distribution Boards | B (Average): Asset is sound, operationally safe and exhibits only minor deterioration. | Category 3 (Recommended): Minor work required to prevent a deterioration of the service provided by the asset. | 20 | 2018-02-11 | 6.2012 | 79.7988 | x | 1 | 4. Significant | 11487 | Predictive Maintenance | 91.25
1007117 | Distribution Boards | B (Average): Asset is sound, operationally safe and exhibits only minor deterioration. | Category 3 (Recommended): Minor work required to prevent a deterioration of the service provided by the asset. | 20 | 2015-12-02 | 8.397 | 77.603 | x | 1 | 4. Significant | 11487 | Predictive Maintenance | 91.25
1007118 | Meter Reading - Electric | B (Average): Asset is sound, operationally safe and exhibits only minor deterioration. | Category 3 (Recommended): Minor work required to prevent a deterioration of the service provided by the asset. | 20 | 2011-06-25 | 12.835 | 73.165 | x | 1 | 2. Minor | 11487 | Predictive Maintenance | 182.5
1007119 | Meter Reading - Electric | B (Average): Asset is sound, operationally safe and exhibits only minor deterioration. | Category 3 (Recommended): Minor work required to prevent a deterioration of the service provided by the asset. | 20 | 2019-07-20 | 4.7666 | 81.2334 | x | 1 | 2. Minor | 11487 | Predictive Maintenance | 182.5
1007120 | Meter Reading - Electric | B (Average): Asset is sound, operationally safe and exhibits only minor deterioration. | Category 3 (Recommended): Minor work required to prevent a deterioration of the service provided by the asset. | 20 | 2004-11-28 | 19.4059 | 66.5941 | x | 1 | 2. Minor | 11487 | Predictive Maintenance | 182.5
1007121 | Meter Reading - Electric | B (Average): Asset is sound, operationally safe and exhibits only minor deterioration. | Category 3 (Recommended): Minor work required to prevent a deterioration of the service provided by the asset. | 20 | 2005-07-01 | 18.8172 | 67.1828 | x | 1 | 2. Minor | 11487 | Predictive Maintenance | 182.5
1007122 | Meter Reading - Electric | B (Average): Asset is sound, operationally safe and exhibits only minor deterioration. | Category 3 (Recommended): Minor work required to prevent a deterioration of the service provided by the asset. | 20 | 2009-03-22 | 15.0938 | 70.9062 | x | 1 | 2. Minor | 11487 | Predictive Maintenance | 182.5
1007123 | Meter Reading - Electric | B (Average): Asset is sound, operationally safe and exhibits only minor deterioration. | Category 3 (Recommended): Minor work required to prevent a deterioration of the service provided by the asset. | 20 | 2011-11-20 | 12.4298 | 73.5702 | x | 1 | 2. Minor | 11487 | Predictive Maintenance | 182.5
1007124 | Meter Reading - Electric | B (Average): Asset is sound, operationally safe and exhibits only minor deterioration. | Category 3 (Recommended): Minor work required to prevent a deterioration of the service provided by the asset. | 20 | 2017-05-20 | 6.9322 | 79.0678 | x | 1 | 2. Minor | 11487 | Predictive Maintenance | 182.5
1007125 | Meter Reading - Electric | B (Average): Asset is sound, operationally safe and exhibits only minor deterioration. | Category 3 (Recommended): Minor work required to prevent a deterioration of the service provided by the asset. | 20 | 2004-02-14 | 20.1944 | 65.8056 | x | 1 | 2. Minor | 11487 | Predictive Maintenance | 182.5
1007126 | Traction Lifts | B (Average): Asset is sound, operationally safe and exhibits only minor deterioration. | Category 3 (Recommended): Minor work required to prevent a deterioration of the service provided by the asset. | 20 | 2005-08-21 | 18.6776 | 61.3224 | x | 4 | 4. Significant | 11488 | Predictive Maintenance | 91.25
1007127 | Traction Lifts | B (Average): Asset is sound, operationally safe and exhibits only minor deterioration. | Category 3 (Recommended): Minor work required to prevent a deterioration of the service provided by the asset. | 20 | 2005-09-01 | 18.6475 | 61.3525 | x | 4 | 4. Significant | 11489 | Predictive Maintenance | 91.25
1007133 | Ventilating Fans - General | B (Average): Asset is sound, operationally safe and exhibits only minor deterioration. | Category 3 (Recommended): Minor work required to prevent a deterioration of the service provided by the asset. | 20 | 2019-01-02 | 5.3114 | 78.6886 | x | 2 | 2. Minor | 11492 | Predictive Maintenance | 182.5
1007134 | Ventilating Fans - General | B (Average): Asset is sound, operationally safe and exhibits only minor deterioration. | Category 3 (Recommended): Minor work required to prevent a deterioration of the service provided by the asset. | 20 | 2011-06-25 | 12.835 | 71.165 | x | 2 | 2. Minor | 11492 | Predictive Maintenance | 182.5
1007135 | Ventilating Fans - General | B (Average): Asset is sound, operationally safe and exhibits only minor deterioration. | Category 3 (Recommended): Minor work required to prevent a deterioration of the service provided by the asset. | 20 | 2014-10-08 | 9.5469 | 74.4531 | x | 2 | 2. Minor | 11492 | Predictive Maintenance | 182.5
1007136 | Ventilating Fans - General | B (Average): Asset is sound, operationally safe and exhibits only minor deterioration. | Category 3 (Recommended): Minor work required to prevent a deterioration of the service provided by the asset. | 20 | 2017-03-17 | 7.1075 | 76.8925 | x | 2 | 2. Minor | 11493 | Predictive Maintenance | 182.5
1007137 | Distribution Boards | B (Average): Asset is sound, operationally safe and exhibits only minor deterioration. | Category 3 (Recommended): Minor work required to prevent a deterioration of the service provided by the asset. | 20 | 2011-05-30 | 12.9062 | 71.0938 | x | 2 | 4. Significant | 11494 | Predictive Maintenance | 91.25
1007138 | Distribution Boards | B (Average): Asset is sound, operationally safe and exhibits only minor deterioration. | Category 3 (Recommended): Minor work required to prevent a deterioration of the service provided by the asset. | 20 | 2014-10-11 | 9.5387 | 74.4613 | x | 2 | 4. Significant | 11495 | Predictive Maintenance | 91.25
1007139 | Distribution Boards | B (Average): Asset is sound, operationally safe and exhibits only minor deterioration. | Category 3 (Recommended): Minor work required to prevent a deterioration of the service provided by the asset. | 20 | 2004-04-16 | 20.0246 | 63.9754 | x | 2 | 4. Significant | 11496 | Predictive Maintenance | 91.25
1007140 | Distribution Boards | B (Average): Asset is sound, operationally safe and exhibits only minor deterioration. | Category 3 (Recommended): Minor work required to prevent a deterioration of the service provided by the asset. | 20 | 2017-09-04 | 6.6393 | 77.3607 | x | 2 | 4. Significant | 11496 | Predictive Maintenance | 91.25
1007145 | Kitchen Hood Fire Suppression | A (Good): Asset is as new and can be expected to perform adequately to its full normal life if maintained appropriately. | Category 4 (Normal): No work required beyond normal maintenance. | 20 | 2009-12-08 | 14.3792 | 83.6208 | x | 2 | 5. Severe | 11497 | Predictive Maintenance | 162.5
1007146 | Distribution Boards | B (Average): Asset is sound, operationally safe and exhibits only minor deterioration. | Category 3 (Recommended): Minor work required to prevent a deterioration of the service provided by the asset. | 20 | 2013-12-06 | 10.3847 | 73.6153 | x | 2 | 4. Significant | 11497 | Predictive Maintenance | 91.25
1007147 | Distribution Boards | B (Average): Asset is sound, operationally safe and exhibits only minor deterioration. | Category 3 (Recommended): Minor work required to prevent a deterioration of the service provided by the asset. | 20 | 2009-06-13 | 14.8665 | 69.1335 | x | 2 | 4. Significant | 11497 | Predictive Maintenance | 91.25
1007148 | Distribution Boards | B (Average): Asset is sound, operationally safe and exhibits only minor deterioration. | Category 3 (Recommended): Minor work required to prevent a deterioration of the service provided by the asset. | 20 | 2007-01-26 | 17.2457 | 66.7543 | x | 2 | 4. Significant | 11497 | Predictive Maintenance | 91.25
1007149 | Room Air Conditioners | B (Average): Asset is sound, operationally safe and exhibits only minor deterioration. | Category 3 (Recommended): Minor work required to prevent a deterioration of the service provided by the asset. | 15 | 2022-10-02 | 1.5633 | 81.9156 | x | 2 | 3. Moderate | 11497 | Predictive Maintenance | 91.25
1007150 | Room Air Conditioners | B (Average): Asset is sound, operationally safe and exhibits only minor deterioration. | Category 3 (Recommended): Minor work required to prevent a deterioration of the service provided by the asset. | 15 | 2016-09-19 | 7.5975 | 73.87 | x | 2 | 3. Moderate | 11497 | Predictive Maintenance | 91.25
1007151 | Room Air Conditioners | B (Average): Asset is sound, operationally safe and exhibits only minor deterioration. | Category 3 (Recommended): Minor work required to prevent a deterioration of the service provided by the asset. | 15 | 2017-02-19 | 7.1786 | 74.4285 | x | 2 | 3. Moderate | 11497 | Predictive Maintenance | 91.25
1007152 | Distribution Boards | B (Average): Asset is sound, operationally safe and exhibits only minor deterioration. | Category 3 (Recommended): Minor work required to prevent a deterioration of the service provided by the asset. | 20 | 2015-12-28 | 8.3258 | 75.6742 | x | 2 | 4. Significant | 11498 | Predictive Maintenance | 91.25
1007153 | Distribution Boards | B (Average): Asset is sound, operationally safe and exhibits only minor deterioration. | Category 3 (Recommended): Minor work required to prevent a deterioration of the service provided by the asset. | 20 | 2019-07-04 | 4.8104 | 79.1896 | x | 2 | 4. Significant | 11498 | Predictive Maintenance | 91.25
1007154 | Distribution Boards | B (Average): Asset is sound, operationally safe and exhibits only minor deterioration. | Category 3 (Recommended): Minor work required to prevent a deterioration of the service provided by the asset. | 20 | 2019-07-20 | 4.7666 | 79.2334 | x | 2 | 4. Significant | 11498 | Predictive Maintenance | 91.25
1007155 | Distribution Boards | B (Average): Asset is sound, operationally safe and exhibits only minor deterioration. | Category 3 (Recommended): Minor work required to prevent a deterioration of the service provided by the asset. | 20 | 2014-08-17 | 9.6893 | 74.3107 | x | 2 | 4. Significant | 11499 | Predictive Maintenance | 91.25
1007156 | Distribution Boards | B (Average): Asset is sound, operationally safe and exhibits only minor deterioration. | Category 3 (Recommended): Minor work required to prevent a deterioration of the service provided by the asset. | 20 | 2013-03-18 | 11.1047 | 72.8953 | x | 2 | 4. Significant | 11499 | Predictive Maintenance | 91.25
1007157 | Distribution Boards | B (Average): Asset is sound, operationally safe and exhibits only minor deterioration. | Category 3 (Recommended): Minor work required to prevent a deterioration of the service provided by the asset. | 20 | 2013-01-17 | 11.269 | 72.731 | x | 2 | 4. Significant | 11499 | Predictive Maintenance | 91.25
1007158 | Distribution Boards | B (Average): Asset is sound, operationally safe and exhibits only minor deterioration. | Category 3 (Recommended): Minor work required to prevent a deterioration of the service provided by the asset. | 20 | 2019-10-16 | 4.5257 | 79.4743 | x | 2 | 4. Significant | 11499 | Predictive Maintenance | 91.25
1007159 | Meter Reading - Electric | B (Average): Asset is sound, operationally safe and exhibits only minor deterioration. | Category 3 (Recommended): Minor work required to prevent a deterioration of the service provided by the asset. | 20 | 2004-01-18 | 20.2683 | 63.7317 | x | 2 | 2. Minor | 11499 | Predictive Maintenance | 182.5
1007160 | Meter Reading - Electric | B (Average): Asset is sound, operationally safe and exhibits only minor deterioration. | Category 3 (Recommended): Minor work required to prevent a deterioration of the service provided by the asset. | 20 | 2011-04-26 | 12.9993 | 71.0007 | x | 2 | 2. Minor | 11499 | Predictive Maintenance | 182.5
1007161 | Meter Reading - Electric | B (Average): Asset is sound, operationally safe and exhibits only minor deterioration. | Category 3 (Recommended): Minor work required to prevent a deterioration of the service provided by the asset. | 20 | 2005-07-15 | 18.7789 | 65.2211 | x | 2 | 2. Minor | 11499 | Predictive Maintenance | 182.5
1007162 | Meter Reading - Electric | B (Average): Asset is sound, operationally safe and exhibits only minor deterioration. | Category 3 (Recommended): Minor work required to prevent a deterioration of the service provided by the asset. | 20 | 2006-01-29 | 18.2368 | 65.7632 | x | 2 | 2. Minor | 11499 | Predictive Maintenance | 182.5
1007163 | Meter Reading - Electric | B (Average): Asset is sound, operationally safe and exhibits only minor deterioration. | Category 3 (Recommended): Minor work required to prevent a deterioration of the service provided by the asset. | 20 | 2015-08-14 | 8.6982 | 75.3018 | x | 2 | 2. Minor | 11499 | Predictive Maintenance | 182.5
1007164 | Meter Reading - Electric | B (Average): Asset is sound, operationally safe and exhibits only minor deterioration. | Category 3 (Recommended): Minor work required to prevent a deterioration of the service provided by the asset. | 20 | 2011-11-05 | 12.4709 | 71.5291 | x | 2 | 2. Minor | 11499 | Predictive Maintenance | 182.5
1007165 | Meter Reading - Electric | B (Average): Asset is sound, operationally safe and exhibits only minor deterioration. | Category 3 (Recommended): Minor work required to prevent a deterioration of the service provided by the asset. | 20 | 2021-05-03 | 2.9788 | 81.0212 | x | 2 | 2. Minor | 11499 | Predictive Maintenance | 182.5
1007166 | Meter Reading - Electric | B (Average): Asset is sound, operationally safe and exhibits only minor deterioration. | Category 3 (Recommended): Minor work required to prevent a deterioration of the service provided by the asset. | 20 | 2020-12-16 | 3.3566 | 80.6434 | x | 2 | 2. Minor | 11499 | Predictive Maintenance | 182.5
1007167 | Outstations | B (Average): Asset is sound, operationally safe and exhibits only minor deterioration. | Category 3 (Recommended): Minor work required to prevent a deterioration of the service provided by the asset. | 10 | 2018-12-01 | 5.399 | 69.2019 | x | 4 | 4. Significant | 11500 | Predictive Maintenance | 91.25
1007168 | Meter Reading - Electric | B (Average): Asset is sound, operationally safe and exhibits only minor deterioration. | Category 3 (Recommended): Minor work required to prevent a deterioration of the service provided by the asset. | 20 | 2008-03-24 | 16.0876 | 63.9124 | x | 4 | 2. Minor | 11500 | Predictive Maintenance | 182.5
1007169 | Meter Reading - Electric | B (Average): Asset is sound, operationally safe and exhibits only minor deterioration. | Category 3 (Recommended): Minor work required to prevent a deterioration of the service provided by the asset. | 20 | 2009-03-17 | 15.1075 | 64.8925 | x | 4 | 2. Minor | 11500 | Predictive Maintenance | 182.5
1007170 | Meter Reading - Electric | B (Average): Asset is sound, operationally safe and exhibits only minor deterioration. | Category 3 (Recommended): Minor work required to prevent a deterioration of the service provided by the asset. | 20 | 2004-07-02 | 19.8138 | 60.1862 | x | 4 | 2. Minor | 11500 | Predictive Maintenance | 182.5
1007171 | Roller Shutter Doors | B (Average): Asset is sound, operationally safe and exhibits only minor deterioration. | Category 3 (Recommended): Minor work required to prevent a deterioration of the service provided by the asset. | 15 | 2016-07-16 | 7.7755 | 69.6327 | x | 4 | 3. Moderate | 11501 | Predictive Maintenance | 91.25
1007172 | Roller Shutter Doors | B (Average): Asset is sound, operationally safe and exhibits only minor deterioration. | Category 3 (Recommended): Minor work required to prevent a deterioration of the service provided by the asset. | 15 | 2010-10-26 | 13.4976 | 62.0032 | x | 4 | 3. Moderate | 11501 | Predictive Maintenance | 91.25
1007173 | Distribution Boards | B (Average): Asset is sound, operationally safe and exhibits only minor deterioration. | Category 3 (Recommended): Minor work required to prevent a deterioration of the service provided by the asset. | 20 | 2022-01-24 | 2.2505 | 77.7495 | x | 4 | 4. Significant | 11501 | Predictive Maintenance | 91.25
1007177 | Distribution Boards | B (Average): Asset is sound, operationally safe and exhibits only minor deterioration. | Category 3 (Recommended): Minor work required to prevent a deterioration of the service provided by the asset. | 20 | 2017-12-11 | 6.371 | 73.629 | x | 4 | 4. Significant | 11503 | Predictive Maintenance | 91.25
1007178 | Distribution Boards | B (Average): Asset is sound, operationally safe and exhibits only minor deterioration. | Category 3 (Recommended): Minor work required to prevent a deterioration of the service provided by the asset. | 20 | 2017-08-27 | 6.6612 | 73.3388 | x | 4 | 4. Significant | 11503 | Predictive Maintenance | 91.25
1007179 | Distribution Boards | B (Average): Asset is sound, operationally safe and exhibits only minor deterioration. | Category 3 (Recommended): Minor work required to prevent a deterioration of the service provided by the asset. | 20 | 2021-09-28 | 2.5736 | 77.4264 | x | 4 | 4. Significant | 11503 | Predictive Maintenance | 91.25
1007180 | Distribution Boards | B (Average): Asset is sound, operationally safe and exhibits only minor deterioration. | Category 3 (Recommended): Minor work required to prevent a deterioration of the service provided by the asset. | 20 | 2005-08-06 | 18.7187 | 61.2813 | x | 4 | 4. Significant | 11501 | Predictive Maintenance | 91.25
1007181 | Roller Shutter Doors | B (Average): Asset is sound, operationally safe and exhibits only minor deterioration. | Category 3 (Recommended): Minor work required to prevent a deterioration of the service provided by the asset. | 15 | 2021-06-23 | 2.8392 | 76.2145 | x | 4 | 3. Moderate | 11501 | Predictive Maintenance | 91.25
1007183 | Distribution Boards | B (Average): Asset is sound, operationally safe and exhibits only minor deterioration. | Category 3 (Recommended): Minor work required to prevent a deterioration of the service provided by the asset. | 20 | 2019-05-15 | 4.9473 | 75.0527 | x | 4 | 4. Significant | 11504 | Predictive Maintenance | 91.25
1007184 | Distribution Boards | B (Average): Asset is sound, operationally safe and exhibits only minor deterioration. | Category 3 (Recommended): Minor work required to prevent a deterioration of the service provided by the asset. | 20 | 2013-06-09 | 10.8775 | 69.1225 | x | 4 | 4. Significant | 11504 | Predictive Maintenance | 91.25
1007185 | Distribution Boards | B (Average): Asset is sound, operationally safe and exhibits only minor deterioration. | Category 3 (Recommended): Minor work required to prevent a deterioration of the service provided by the asset. | 20 | 2008-01-16 | 16.2738 | 63.7262 | x | 4 | 4. Significant | 11504 | Predictive Maintenance | 91.25
1007186 | Distribution Boards | B (Average): Asset is sound, operationally safe and exhibits only minor deterioration. | Category 3 (Recommended): Minor work required to prevent a deterioration of the service provided by the asset. | 20 | 2022-01-27 | 2.2423 | 77.7577 | x | 4 | 4. Significant | 11504 | Predictive Maintenance | 91.25
1007187 | Emergency Assistance Alarm | B (Average): Asset is sound, operationally safe and exhibits only minor deterioration. | Category 3 (Recommended): Minor work required to prevent a deterioration of the service provided by the asset. | 10 | 2021-04-08 | 3.0472 | 73.9055 | x | 4 | 5. Severe | 11505 | Predictive Maintenance | 28
1007188 | Ventilating Fans - General | B (Average): Asset is sound, operationally safe and exhibits only minor deterioration. | Category 3 (Recommended): Minor work required to prevent a deterioration of the service provided by the asset. | 20 | 2007-10-07 | 16.5503 | 63.4497 | x | 4 | 2. Minor | 11506 | Predictive Maintenance | 182.5
1007189 | Ventilating Fans - General | B (Average): Asset is sound, operationally safe and exhibits only minor deterioration. | Category 3 (Recommended): Minor work required to prevent a deterioration of the service provided by the asset. | 20 | 2010-11-06 | 13.4675 | 66.5325 | x | 4 | 2. Minor | 11506 | Predictive Maintenance | 182.5
1007190 | Ventilating Fans - General | B (Average): Asset is sound, operationally safe and exhibits only minor deterioration. | Category 3 (Recommended): Minor work required to prevent a deterioration of the service provided by the asset. | 20 | 2012-04-02 | 12.063 | 67.937 | x | 4 | 2. Minor | 11506 | Predictive Maintenance | 182.5
1007191 | Ventilating Fans - General | B (Average): Asset is sound, operationally safe and exhibits only minor deterioration. | Category 3 (Recommended): Minor work required to prevent a deterioration of the service provided by the asset. | 20 | 2021-11-11 | 2.4531 | 77.5469 | x | 4 | 2. Minor | 11506 | Predictive Maintenance | 182.5
1007192 | Emergency Assistance Alarm | B (Average): Asset is sound, operationally safe and exhibits only minor deterioration. | Category 3 (Recommended): Minor work required to prevent a deterioration of the service provided by the asset. | 10 | 2017-10-26 | 6.4969 | 71.0062 | x | 2 | 5. Severe | 11507 | Predictive Maintenance | 28
1007193 | Ventilating Fans - General | B (Average): Asset is sound, operationally safe and exhibits only minor deterioration. | Category 3 (Recommended): Minor work required to prevent a deterioration of the service provided by the asset. | 20 | 2006-11-06 | 17.4675 | 62.5325 | x | 4 | 2. Minor | 11508 | Predictive Maintenance | 182.5
1007194 | Ventilating Fans - General | B (Average): Asset is sound, operationally safe and exhibits only minor deterioration. | Category 3 (Recommended): Minor work required to prevent a deterioration of the service provided by the asset. | 20 | 2014-09-26 | 9.5797 | 70.4203 | x | 4 | 2. Minor | 11508 | Predictive Maintenance | 182.5
1007195 | Emergency Assistance Alarm | B (Average): Asset is sound, operationally safe and exhibits only minor deterioration. | Category 3 (Recommended): Minor work required to prevent a deterioration of the service provided by the asset. | 10 | 2021-12-02 | 2.3956 | 81.2088 | x | 1 | 5. Severe | 11509 | Predictive Maintenance | 28
1007196 | Distribution Boards | B (Average): Asset is sound, operationally safe and exhibits only minor deterioration. | Category 3 (Recommended): Minor work required to prevent a deterioration of the service provided by the asset. | 20 | 2006-03-04 | 18.1437 | 65.8563 | x | 2 | 4. Significant | 11510 | Predictive Maintenance | 91.25
1007197 | Distribution Boards | B (Average): Asset is sound, operationally safe and exhibits only minor deterioration. | Category 3 (Recommended): Minor work required to prevent a deterioration of the service provided by the asset. | 20 | 2018-02-27 | 6.1574 | 77.8426 | x | 2 | 4. Significant | 11510 | Predictive Maintenance | 91.25
1007198 | Distribution Boards | B (Average): Asset is sound, operationally safe and exhibits only minor deterioration. | Category 3 (Recommended): Minor work required to prevent a deterioration of the service provided by the asset. | 20 | 2012-04-17 | 12.0219 | 71.9781 | x | 2 | 4. Significant | 11510 | Predictive Maintenance | 91.25
1007199 | Smoke Relief - Powered Smoke and Heat Exhaust Ventilators | B (Average): Asset is sound, operationally safe and exhibits only minor deterioration. | Category 3 (Recommended): Minor work required to prevent a deterioration of the service provided by the asset. | 30 | 2020-06-13 | 3.8658 | 81.4228 | x | 2 | 5. Severe | 11510 | Predictive Maintenance | 28
1007200 | Kitchen Hood Fire Suppression | A (Good): Asset is as new and can be expected to perform adequately to its full normal life if maintained appropriately. | Category 4 (Normal): No work required beyond normal maintenance. | 20 | 2022-11-05 | 1.4702 | 96.5298 | x | 2 | 5. Severe | 11511 | Predictive Maintenance | 162.5
1007201 | Room Air Conditioners | B (Average): Asset is sound, operationally safe and exhibits only minor deterioration. | Category 3 (Recommended): Minor work required to prevent a deterioration of the service provided by the asset. | 15 | 2023-06-19 | 0.85147 | 82.8647 | x | 2 | 3. Moderate | 11511 | Predictive Maintenance | 91.25
1007202 | Room Air Conditioners | B (Average): Asset is sound, operationally safe and exhibits only minor deterioration. | Category 3 (Recommended): Minor work required to prevent a deterioration of the service provided by the asset. | 15 | 2014-03-20 | 10.0999 | 70.5334 | x | 2 | 3. Moderate | 11511 | Predictive Maintenance | 91.25
1007203 | Emergency Assistance Alarm | B (Average): Asset is sound, operationally safe and exhibits only minor deterioration. | Category 3 (Recommended): Minor work required to prevent a deterioration of the service provided by the asset. | 10 | 2019-07-09 | 4.7967 | 74.4066 | x | 2 | 5. Severe | 11512 | Predictive Maintenance | 28
1007204 | Smoke Relief - Powered Smoke and Heat Exhaust Ventilators | B (Average): Asset is sound, operationally safe and exhibits only minor deterioration. | Category 3 (Recommended): Minor work required to prevent a deterioration of the service provided by the asset. | 30 | 2019-06-30 | 4.8214 | 74.7858 | x | 5 | 5. Severe | 11513 | Predictive Maintenance | 28
1007205 | Speed Controllers | B (Average): Asset is sound, operationally safe and exhibits only minor deterioration. | Category 3 (Recommended): Minor work required to prevent a deterioration of the service provided by the asset. | 15 | 2016-11-20 | 7.4278 | 68.0963 | x | 5 | 4. Significant | 11514 | Predictive Maintenance | 91.25
1007206 | Speed Controllers | B (Average): Asset is sound, operationally safe and exhibits only minor deterioration. | Category 3 (Recommended): Minor work required to prevent a deterioration of the service provided by the asset. | 15 | 2019-10-03 | 4.5613 | 71.9183 | x | 5 | 4. Significant | 11514 | Predictive Maintenance | 91.25
1007207 | Speed Controllers | B (Average): Asset is sound, operationally safe and exhibits only minor deterioration. | Category 3 (Recommended): Minor work required to prevent a deterioration of the service provided by the asset. | 15 | 2012-12-23 | 11.3374 | 62.8834 | x | 5 | 4. Significant | 11514 | Predictive Maintenance | 91.25
1007208 | Speed Controllers | B (Average): Asset is sound, operationally safe and exhibits only minor deterioration. | Category 3 (Recommended): Minor work required to prevent a deterioration of the service provided by the asset. | 15 | 2023-06-23 | 0.84052 | 76.8793 | x | 5 | 4. Significant | 11514 | Predictive Maintenance | 91.25
1007209 | Speed Controllers | B (Average): Asset is sound, operationally safe and exhibits only minor deterioration. | Category 3 (Recommended): Minor work required to prevent a deterioration of the service provided by the asset. | 15 | 2018-01-24 | 6.2505 | 69.666 | x | 5 | 4. Significant | 11514 | Predictive Maintenance | 91.25
1007210 | Speed Controllers | B (Average): Asset is sound, operationally safe and exhibits only minor deterioration. | Category 3 (Recommended): Minor work required to prevent a deterioration of the service provided by the asset. | 15 | 2013-06-21 | 10.8446 | 63.5405 | x | 5 | 4. Significant | 11514 | Predictive Maintenance | 91.25
1007211 | Speed Controllers | B (Average): Asset is sound, operationally safe and exhibits only minor deterioration. | Category 3 (Recommended): Minor work required to prevent a deterioration of the service provided by the asset. | 15 | 2012-04-04 | 12.0575 | 61.9233 | x | 5 | 4. Significant | 11514 | Predictive Maintenance | 91.25
1007212 | Speed Controllers | B (Average): Asset is sound, operationally safe and exhibits only minor deterioration. | Category 3 (Recommended): Minor work required to prevent a deterioration of the service provided by the asset. | 15 | 2012-08-03 | 11.7262 | 62.365 | x | 5 | 4. Significant | 11514 | Predictive Maintenance | 91.25
1007213 | Speed Controllers | B (Average): Asset is sound, operationally safe and exhibits only minor deterioration. | Category 3 (Recommended): Minor work required to prevent a deterioration of the service provided by the asset. | 15 | 2011-01-29 | 13.2375 | 60.35 | x | 5 | 4. Significant | 11514 | Predictive Maintenance | 91.25
1007214 | Speed Controllers | B (Average): Asset is sound, operationally safe and exhibits only minor deterioration. | Category 3 (Recommended): Minor work required to prevent a deterioration of the service provided by the asset. | 15 | 2021-03-23 | 3.091 | 73.8786 | x | 5 | 4. Significant | 11514 | Predictive Maintenance | 91.25
1007215 | Speed Controllers | B (Average): Asset is sound, operationally safe and exhibits only minor deterioration. | Category 3 (Recommended): Minor work required to prevent a deterioration of the service provided by the asset. | 15 | 2017-01-23 | 7.2526 | 68.3299 | x | 5 | 4. Significant | 11514 | Predictive Maintenance | 91.25
1007216 | Outstations | B (Average): Asset is sound, operationally safe and exhibits only minor deterioration. | Category 3 (Recommended): Minor work required to prevent a deterioration of the service provided by the asset. | 10 | 2015-09-24 | 8.5859 | 60.8282 | x | 5 | 4. Significant | 11514 | Predictive Maintenance | 91.25
1007217 | Meter Reading - Electric | B (Average): Asset is sound, operationally safe and exhibits only minor deterioration. | Category 3 (Recommended): Minor work required to prevent a deterioration of the service provided by the asset. | 20 | 2012-08-06 | 11.718 | 66.282 | x | 5 | 2. Minor | 11514 | Predictive Maintenance | 182.5
1007218 | Meter Reading - Electric | B (Average): Asset is sound, operationally safe and exhibits only minor deterioration. | Category 3 (Recommended): Minor work required to prevent a deterioration of the service provided by the asset. | 20 | 2023-05-20 | 0.93361 | 77.0664 | x | 5 | 2. Minor | 11514 | Predictive Maintenance | 182.5
1007219 | Meter Reading - Electric | B (Average): Asset is sound, operationally safe and exhibits only minor deterioration. | Category 3 (Recommended): Minor work required to prevent a deterioration of the service provided by the asset. | 20 | 2013-04-17 | 11.0226 | 66.9774 | x | 5 | 2. Minor | 11514 | Predictive Maintenance | 182.5
1007220 | Meter Reading - Electric | B (Average): Asset is sound, operationally safe and exhibits only minor deterioration. | Category 3 (Recommended): Minor work required to prevent a deterioration of the service provided by the asset. | 20 | 2009-08-25 | 14.6667 | 63.3333 | x | 5 | 2. Minor | 11514 | Predictive Maintenance | 182.5
1007221 | Ducting - Volume Control Dampers and Fire/Smoke Dampers | B (Average): Asset is sound, operationally safe and exhibits only minor deterioration. | Category 3 (Recommended): Minor work required to prevent a deterioration of the service provided by the asset. | 15 | 2023-12-16 | 0.35866 | 77.5218 | x | 5 | 5. Severe | 11514 | Predictive Maintenance | 28
1007222 | Distribution Boards | B (Average): Asset is sound, operationally safe and exhibits only minor deterioration. | Category 3 (Recommended): Minor work required to prevent a deterioration of the service provided by the asset. | 20 | 2007-02-06 | 17.2156 | 66.7844 | x | 2 | 4. Significant | 11515 | Predictive Maintenance | 91.25
1007223 | Distribution Boards | B (Average): Asset is sound, operationally safe and exhibits only minor deterioration. | Category 3 (Recommended): Minor work required to prevent a deterioration of the service provided by the asset. | 20 | 2018-03-02 | 6.1492 | 77.8508 | x | 2 | 4. Significant | 11515 | Predictive Maintenance | 91.25
1007224 | Distribution Boards | B (Average): Asset is sound, operationally safe and exhibits only minor deterioration. | Category 3 (Recommended): Minor work required to prevent a deterioration of the service provided by the asset. | 20 | 2012-10-20 | 11.5127 | 72.4873 | x | 2 | 4. Significant | 11515 | Predictive Maintenance | 91.25
1007225 | Emergency Assistance Alarm | B (Average): Asset is sound, operationally safe and exhibits only minor deterioration. | Category 3 (Recommended): Minor work required to prevent a deterioration of the service provided by the asset. | 10 | 2018-11-26 | 5.4127 | 73.1745 | x | 2 | 5. Severe | 11516 | Predictive Maintenance | 28
1007226 | Emergency Assistance Alarm | B (Average): Asset is sound, operationally safe and exhibits only minor deterioration. | Category 3 (Recommended): Minor work required to prevent a deterioration of the service provided by the asset. | 10 | 2021-06-20 | 2.8474 | 72.3053 | x | 5 | 5. Severe | 11517 | Predictive Maintenance | 28
1007227 | Distribution Boards | B (Average): Asset is sound, operationally safe and exhibits only minor deterioration. | Category 3 (Recommended): Minor work required to prevent a deterioration of the service provided by the asset. | 20 | 2011-07-17 | 12.7748 | 65.2252 | x | 5 | 4. Significant | 11518 | Predictive Maintenance | 91.25
1007228 | Distribution Boards | B (Average): Asset is sound, operationally safe and exhibits only minor deterioration. | Category 3 (Recommended): Minor work required to prevent a deterioration of the service provided by the asset. | 20 | 2018-03-29 | 6.0753 | 71.9247 | x | 5 | 4. Significant | 11518 | Predictive Maintenance | 91.25
1007229 | Terminal Units - Fan Coil | B (Average): Asset is sound, operationally safe and exhibits only minor deterioration. | Category 3 (Recommended): Minor work required to prevent a deterioration of the service provided by the asset. | 15 | 2017-09-27 | 6.5763 | 69.2316 | x | 5 | 4. Significant | 11519 | Predictive Maintenance | 91.25
1007230 | Terminal Units - Fan Coil | B (Average): Asset is sound, operationally safe and exhibits only minor deterioration. | Category 3 (Recommended): Minor work required to prevent a deterioration of the service provided by the asset. | 15 | 2017-12-20 | 6.3463 | 69.5382 | x | 5 | 4. Significant | 11519 | Predictive Maintenance | 91.25
1007231 | Terminal Units - Fan Coil | B (Average): Asset is sound, operationally safe and exhibits only minor deterioration. | Category 3 (Recommended): Minor work required to prevent a deterioration of the service provided by the asset. | 15 | 2017-09-20 | 6.5955 | 69.206 | x | 5 | 4. Significant | 11519 | Predictive Maintenance | 91.25
1007232 | Distribution Boards | B (Average): Asset is sound, operationally safe and exhibits only minor deterioration. | Category 3 (Recommended): Minor work required to prevent a deterioration of the service provided by the asset. | 20 | 2022-05-19 | 1.9357 | 84.0643 | x | 1 | 4. Significant | 11520 | Predictive Maintenance | 91.25
1007233 | Distribution Boards | B (Average): Asset is sound, operationally safe and exhibits only minor deterioration. | Category 3 (Recommended): Minor work required to prevent a deterioration of the service provided by the asset. | 20 | 2019-10-12 | 4.5366 | 81.4634 | x | 1 | 4. Significant | 11520 | Predictive Maintenance | 91.25
1007234 | Distribution Boards | B (Average): Asset is sound, operationally safe and exhibits only minor deterioration. | Category 3 (Recommended): Minor work required to prevent a deterioration of the service provided by the asset. | 20 | 2017-08-07 | 6.7159 | 79.2841 | x | 1 | 4. Significant | 11520 | Predictive Maintenance | 91.25
1007235 | Terminal Units - Fan Coil | B (Average): Asset is sound, operationally safe and exhibits only minor deterioration. | Category 3 (Recommended): Minor work required to prevent a deterioration of the service provided by the asset. | 15 | 2018-08-01 | 5.7331 | 70.3559 | x | 5 | 4. Significant | 11521 | Predictive Maintenance | 91.25
1007236 | Terminal Units - Fan Coil | B (Average): Asset is sound, operationally safe and exhibits only minor deterioration. | Category 3 (Recommended): Minor work required to prevent a deterioration of the service provided by the asset. | 15 | 2010-04-22 | 14.0096 | 59.3206 | x | 5 | 4. Significant | 11521 | Predictive Maintenance | 91.25
1007237 | Terminal Units - Fan Coil | B (Average): Asset is sound, operationally safe and exhibits only minor deterioration. | Category 3 (Recommended): Minor work required to prevent a deterioration of the service provided by the asset. | 15 | 2011-01-01 | 13.3142 | 60.2478 | x | 5 | 4. Significant | 11522 | Predictive Maintenance | 91.25
1007238 | Terminal Units - Fan Coil | B (Average): Asset is sound, operationally safe and exhibits only minor deterioration. | Category 3 (Recommended): Minor work required to prevent a deterioration of the service provided by the asset. | 15 | 2021-04-09 | 3.0445 | 73.9407 | x | 5 | 4. Significant | 11522 | Predictive Maintenance | 91.25
1007239 | Terminal Units - Fan Coil | B (Average): Asset is sound, operationally safe and exhibits only minor deterioration. | Category 3 (Recommended): Minor work required to prevent a deterioration of the service provided by the asset. | 15 | 2016-08-12 | 7.7016 | 67.7312 | x | 5 | 4. Significant | 11522 | Predictive Maintenance | 91.25
1007240 | Terminal Units - Fan Coil | B (Average): Asset is sound, operationally safe and exhibits only minor deterioration. | Category 3 (Recommended): Minor work required to prevent a deterioration of the service provided by the asset. | 15 | 2021-02-11 | 3.2005 | 73.7326 | x | 5 | 4. Significant | 11521 | Predictive Maintenance | 91.25
1007241 | Vertical Platform Lifts | B (Average): Asset is sound, operationally safe and exhibits only minor deterioration. | Category 3 (Recommended): Minor work required to prevent a deterioration of the service provided by the asset. | 20 | 2006-09-20 | 17.5962 | 68.4038 | x | 1 | 3. Moderate | 11523 | Predictive Maintenance | 91.25
1007242 | Doors General/Automatic/Steel | B (Average): Asset is sound, operationally safe and exhibits only minor deterioration. | Category 3 (Recommended): Minor work required to prevent a deterioration of the service provided by the asset. | 20 | 2019-12-15 | 4.3614 | 81.6386 | x | 1 | 3. Moderate | 11523 | Predictive Maintenance | 91.25
1007243 | Insect Killer | B (Average): Asset is sound, operationally safe and exhibits only minor deterioration. | Category 3 (Recommended): Minor work required to prevent a deterioration of the service provided by the asset. | 8 | 2019-09-21 | 4.5941 | 74.5147 | x | 1 | 2. Minor | 11524 | Predictive Maintenance | 182.5
1007244 | Distribution Boards | B (Average): Asset is sound, operationally safe and exhibits only minor deterioration. | Category 3 (Recommended): Minor work required to prevent a deterioration of the service provided by the asset. | 20 | 2015-12-26 | 8.3313 | 77.6687 | x | 1 | 4. Significant | 11525 | Predictive Maintenance | 91.25
1007245 | Distribution Boards | B (Average): Asset is sound, operationally safe and exhibits only minor deterioration. | Category 3 (Recommended): Minor work required to prevent a deterioration of the service provided by the asset. | 20 | 2019-09-10 | 4.6242 | 81.3758 | x | 1 | 4. Significant | 11525 | Predictive Maintenance | 91.25
1007246 | Emergency Assistance Alarm | B (Average): Asset is sound, operationally safe and exhibits only minor deterioration. | Category 3 (Recommended): Minor work required to prevent a deterioration of the service provided by the asset. | 10 | 2021-10-20 | 2.5133 | 80.9733 | x | 1 | 5. Severe | 11526 | Predictive Maintenance | 28
1007247 | Doors General/Automatic/Steel | B (Average): Asset is sound, operationally safe and exhibits only minor deterioration. | Category 3 (Recommended): Minor work required to prevent a deterioration of the service provided by the asset. | 20 | 2010-12-16 | 13.358 | 72.642 | x | 1 | 3. Moderate | 11527 | Predictive Maintenance | 91.25
1007248 | Doors General/Automatic/Steel | B (Average): Asset is sound, operationally safe and exhibits only minor deterioration. | Category 3 (Recommended): Minor work required to prevent a deterioration of the service provided by the asset. | 20 | 2010-01-29 | 14.2368 | 71.7632 | x | 1 | 3. Moderate | 11527 | Predictive Maintenance | 91.25
1007249 | Revolving Doors | B (Average): Asset is sound, operationally safe and exhibits only minor deterioration. | Category 3 (Recommended): Minor work required to prevent a deterioration of the service provided by the asset. | 15 | 2015-06-18 | 8.8542 | 74.1944 | x | 1 | 3. Moderate | 10244 | Predictive Maintenance | 91.25
1007250 | Revolving Doors | B (Average): Asset is sound, operationally safe and exhibits only minor deterioration. | Category 3 (Recommended): Minor work required to prevent a deterioration of the service provided by the asset. | 15 | 2015-05-04 | 8.9774 | 74.0301 | x | 1 | 3. Moderate | 10244 | Predictive Maintenance | 91.25
1007251 | Doors General/Automatic/Steel | B (Average): Asset is sound, operationally safe and exhibits only minor deterioration. | Category 3 (Recommended): Minor work required to prevent a deterioration of the service provided by the asset. | 20 | 2005-05-17 | 18.9405 | 67.0595 | x | 1 | 3. Moderate | 10244 | Predictive Maintenance | 91.25
1007252 | Doors General/Automatic/Steel | B (Average): Asset is sound, operationally safe and exhibits only minor deterioration. | Category 3 (Recommended): Minor work required to prevent a deterioration of the service provided by the asset. | 20 | 2016-06-17 | 7.8549 | 78.1451 | x | 1 | 3. Moderate | 10244 | Predictive Maintenance | 91.25
1007253 | Doors General/Automatic/Steel | B (Average): Asset is sound, operationally safe and exhibits only minor deterioration. | Category 3 (Recommended): Minor work required to prevent a deterioration of the service provided by the asset. | 20 | 2020-09-29 | 3.5702 | 82.4298 | x | 1 | 3. Moderate | 10244 | Predictive Maintenance | 91.25
1007254 | Emergency Voice Communication (EVC) Systems | B (Average): Asset is sound, operationally safe and exhibits only minor deterioration. | Category 3 (Recommended): Minor work required to prevent a deterioration of the service provided by the asset. | 15 | 2012-06-01 | 11.8987 | 70.1351 | x | 1 | 5. Severe | 11528 | Predictive Maintenance | 28
1007255 | Smoke Relief - Powered Smoke and Heat Exhaust Ventilators | B (Average): Asset is sound, operationally safe and exhibits only minor deterioration. | Category 3 (Recommended): Minor work required to prevent a deterioration of the service provided by the asset. | 30 | 2011-10-24 | 12.5038 | 75.6642 | x | 2 | 5. Severe | 10262 | Predictive Maintenance | 28
1007256 | Traction Lifts | B (Average): Asset is sound, operationally safe and exhibits only minor deterioration. | Category 3 (Recommended): Minor work required to prevent a deterioration of the service provided by the asset. | 20 | 2007-08-16 | 16.6927 | 69.3073 | x | 1 | 4. Significant | 11529 | Predictive Maintenance | 91.25
1007257 | Speed Controllers | B (Average): Asset is sound, operationally safe and exhibits only minor deterioration. | Category 3 (Recommended): Minor work required to prevent a deterioration of the service provided by the asset. | 15 | 2015-04-16 | 9.0267 | 73.9644 | x | 1 | 4. Significant | 10221 | Predictive Maintenance | 91.25
1007258 | Speed Controllers | B (Average): Asset is sound, operationally safe and exhibits only minor deterioration. | Category 3 (Recommended): Minor work required to prevent a deterioration of the service provided by the asset. | 15 | 2014-03-24 | 10.089 | 72.548 | x | 1 | 4. Significant | 10221 | Predictive Maintenance | 91.25
1007259 | Speed Controllers | B (Average): Asset is sound, operationally safe and exhibits only minor deterioration. | Category 3 (Recommended): Minor work required to prevent a deterioration of the service provided by the asset. | 15 | 2024-01-01 | 0.31485 | 85.5802 | x | 1 | 4. Significant | 10221 | Predictive Maintenance | 91.25
1007260 | Speed Controllers | B (Average): Asset is sound, operationally safe and exhibits only minor deterioration. | Category 3 (Recommended): Minor work required to prevent a deterioration of the service provided by the asset. | 15 | 2021-06-02 | 2.8966 | 82.1378 | x | 1 | 4. Significant | 10221 | Predictive Maintenance | 91.25
1007261 | Speed Controllers | B (Average): Asset is sound, operationally safe and exhibits only minor deterioration. | Category 3 (Recommended): Minor work required to prevent a deterioration of the service provided by the asset. | 15 | 2017-09-19 | 6.5982 | 77.2024 | x | 1 | 4. Significant | 10221 | Predictive Maintenance | 91.25
1007262 | Speed Controllers | B (Average): Asset is sound, operationally safe and exhibits only minor deterioration. | Category 3 (Recommended): Minor work required to prevent a deterioration of the service provided by the asset. | 15 | 2011-07-29 | 12.742 | 69.0107 | x | 1 | 4. Significant | 10221 | Predictive Maintenance | 91.25
1007263 | Speed Controllers | B (Average): Asset is sound, operationally safe and exhibits only minor deterioration. | Category 3 (Recommended): Minor work required to prevent a deterioration of the service provided by the asset. | 15 | 2016-08-25 | 7.666 | 75.7787 | x | 1 | 4. Significant | 10221 | Predictive Maintenance | 91.25
1007264 | Speed Controllers | B (Average): Asset is sound, operationally safe and exhibits only minor deterioration. | Category 3 (Recommended): Minor work required to prevent a deterioration of the service provided by the asset. | 15 | 2020-10-20 | 3.5127 | 81.3164 | x | 1 | 4. Significant | 10221 | Predictive Maintenance | 91.25
1007265 | Speed Controllers | B (Average): Asset is sound, operationally safe and exhibits only minor deterioration. | Category 3 (Recommended): Minor work required to prevent a deterioration of the service provided by the asset. | 15 | 2019-06-15 | 4.8624 | 79.5168 | x | 1 | 4. Significant | 10221 | Predictive Maintenance | 91.25
1007266 | Speed Controllers | B (Average): Asset is sound, operationally safe and exhibits only minor deterioration. | Category 3 (Recommended): Minor work required to prevent a deterioration of the service provided by the asset. | 15 | 2014-03-12 | 10.1218 | 72.5042 | x | 1 | 4. Significant | 10221 | Predictive Maintenance | 91.25
1007267 | Speed Controllers | B (Average): Asset is sound, operationally safe and exhibits only minor deterioration. | Category 3 (Recommended): Minor work required to prevent a deterioration of the service provided by the asset. | 15 | 2016-07-22 | 7.7591 | 75.6546 | x | 1 | 4. Significant | 10221 | Predictive Maintenance | 91.25
1007268 | Speed Controllers | B (Average): Asset is sound, operationally safe and exhibits only minor deterioration. | Category 3 (Recommended): Minor work required to prevent a deterioration of the service provided by the asset. | 15 | 2016-09-15 | 7.6085 | 75.8554 | x | 1 | 4. Significant | 10221 | Predictive Maintenance | 91.25
1007269 | Expansion Vessels | A (Good): Asset is as new and can be expected to perform adequately to its full normal life if maintained appropriately. | Category 4 (Normal): No work required beyond normal maintenance. | 15 | 2014-10-08 | 9.5469 | 87.2708 | x | 1 | 4. Significant | 10221 | Predictive Maintenance | 162.5
1007270 | Expansion Vessels | B (Average): Asset is sound, operationally safe and exhibits only minor deterioration. | Category 3 (Recommended): Minor work required to prevent a deterioration of the service provided by the asset. | 15 | 2018-01-20 | 6.2615 | 77.6514 | x | 1 | 4. Significant | 10221 | Predictive Maintenance | 91.25
1007271 | Cold Water Storage Tanks and Cisterns | B (Average): Asset is sound, operationally safe and exhibits only minor deterioration. | Category 3 (Recommended): Minor work required to prevent a deterioration of the service provided by the asset. | 35 | 2022-05-17 | 1.9411 | 84.8908 | x | 1 | 4. Significant | 10221 | Predictive Maintenance | 91.25
1007272 | Hot Water Calorifiers - Heated by LTHW | B (Average): Asset is sound, operationally safe and exhibits only minor deterioration. | Category 3 (Recommended): Minor work required to prevent a deterioration of the service provided by the asset. | 20 | 2014-04-18 | 10.0205 | 75.9795 | x | 1 | 4. Significant | 10221 | Predictive Maintenance | 91.25
1007273 | Outstations | B (Average): Asset is sound, operationally safe and exhibits only minor deterioration. | Category 3 (Recommended): Minor work required to prevent a deterioration of the service provided by the asset. | 10 | 2023-04-26 | 0.99932 | 84.0014 | x | 1 | 4. Significant | 10221 | Predictive Maintenance | 91.25
1007274 | Outstations | C (Poor): Asset is operational but major repair or replacement will be needed. | Category 4 (Normal): No work required beyond normal maintenance. | 10 | 2016-12-26 | 7.3292 | 64.3415 | x | 1 | 4. Significant | 10221 | Predictive Maintenance | 162.5
1007275 | Outstations | B (Average): Asset is sound, operationally safe and exhibits only minor deterioration. | Category 3 (Recommended): Minor work required to prevent a deterioration of the service provided by the asset. | 10 | 2016-06-19 | 7.8494 | 70.3012 | x | 1 | 4. Significant | 10221 | Predictive Maintenance | 91.25
1007276 | Meter Reading - Electric | B (Average): Asset is sound, operationally safe and exhibits only minor deterioration. | Category 3 (Recommended): Minor work required to prevent a deterioration of the service provided by the asset. | 20 | 2012-02-02 | 12.2272 | 73.7728 | x | 1 | 2. Minor | 10221 | Predictive Maintenance | 182.5
1007277 | Meter Reading - Electric | B (Average): Asset is sound, operationally safe and exhibits only minor deterioration. | Category 3 (Recommended): Minor work required to prevent a deterioration of the service provided by the asset. | 20 | 2019-06-10 | 4.8761 | 81.1239 | x | 1 | 2. Minor | 10221 | Predictive Maintenance | 182.5
1007278 | Meter Reading - Electric | B (Average): Asset is sound, operationally safe and exhibits only minor deterioration. | Category 3 (Recommended): Minor work required to prevent a deterioration of the service provided by the asset. | 20 | 2010-11-17 | 13.4374 | 72.5626 | x | 1 | 2. Minor | 10221 | Predictive Maintenance | 182.5
1007279 | Meter Reading - Electric | B (Average): Asset is sound, operationally safe and exhibits only minor deterioration. | Category 3 (Recommended): Minor work required to prevent a deterioration of the service provided by the asset. | 20 | 2006-12-06 | 17.3854 | 68.6146 | x | 1 | 2. Minor | 10221 | Predictive Maintenance | 182.5
1007280 | Pumps - General | B (Average): Asset is sound, operationally safe and exhibits only minor deterioration. | Category 3 (Recommended): Minor work required to prevent a deterioration of the service provided by the asset. | 20 | 2005-03-09 | 19.1294 | 66.8706 | x | 1 | 4. Significant | 11528 | Predictive Maintenance | 91.25
1007281 | Automated Swing Gates (Yard Gates) | B (Average): Asset is sound, operationally safe and exhibits only minor deterioration. | Category 3 (Recommended): Minor work required to prevent a deterioration of the service provided by the asset. | 20 | 2016-03-25 | 8.0849 | 77.9151 | x | 1 | 3. Moderate | 11528 | Predictive Maintenance | 91.25
1007282 | Automated Swing Gates (Yard Gates) | B (Average): Asset is sound, operationally safe and exhibits only minor deterioration. | Category 3 (Recommended): Minor work required to prevent a deterioration of the service provided by the asset. | 20 | 2017-02-28 | 7.154 | 78.846 | x | 1 | 3. Moderate | 10244 | Predictive Maintenance | 91.25
1007283 | Turnstile - Tripod Type | B (Average): Asset is sound, operationally safe and exhibits only minor deterioration. | Category 3 (Recommended): Minor work required to prevent a deterioration of the service provided by the asset. | 15 | 2013-02-18 | 11.1814 | 71.0915 | x | 1 | 3. Moderate | 10244 | Predictive Maintenance | 91.25
1007284 | Turnstile - Tripod Type | B (Average): Asset is sound, operationally safe and exhibits only minor deterioration. | Category 3 (Recommended): Minor work required to prevent a deterioration of the service provided by the asset. | 15 | 2022-10-25 | 1.5003 | 83.9995 | x | 1 | 3. Moderate | 10244 | Predictive Maintenance | 91.25
1007285 | Turnstile - Tripod Type | B (Average): Asset is sound, operationally safe and exhibits only minor deterioration. | Category 3 (Recommended): Minor work required to prevent a deterioration of the service provided by the asset. | 15 | 2021-07-09 | 2.7953 | 82.2729 | x | 1 | 3. Moderate | 10244 | Predictive Maintenance | 91.25
1007286 | Movable Wall Dividers | B (Average): Asset is sound, operationally safe and exhibits only minor deterioration. | Category 3 (Recommended): Minor work required to prevent a deterioration of the service provided by the asset. | 30 | 2018-07-05 | 5.807 | 74.1287 | x | 5 | 2. Minor | 11530 | Predictive Maintenance | 182.5
1007287 | Movable Wall Dividers | B (Average): Asset is sound, operationally safe and exhibits only minor deterioration. | Category 3 (Recommended): Minor work required to prevent a deterioration of the service provided by the asset. | 30 | 2014-04-07 | 10.0507 | 71.2996 | x | 5 | 2. Minor | 11531 | Predictive Maintenance | 182.5
1007289 | Motorised Blinds | B (Average): Asset is sound, operationally safe and exhibits only minor deterioration. | Category 3 (Recommended): Minor work required to prevent a deterioration of the service provided by the asset. | 10 | 2023-04-07 | 1.0513 | 83.8973 | x | 1 | 2. Minor | 11532 | Predictive Maintenance | 182.5
1007290 | Outstations | B (Average): Asset is sound, operationally safe and exhibits only minor deterioration. | Category 3 (Recommended): Minor work required to prevent a deterioration of the service provided by the asset. | 10 | 2021-04-10 | 3.0418 | 77.9165 | x | 2 | 4. Significant | 10056 | Predictive Maintenance | 91.25
1007291 | Expansion Vessels | B (Average): Asset is sound, operationally safe and exhibits only minor deterioration. | Category 3 (Recommended): Minor work required to prevent a deterioration of the service provided by the asset. | 15 | 2016-04-10 | 8.0411 | 73.2786 | x | 2 | 4. Significant | 10056 | Predictive Maintenance | 91.25
1007292 | Expansion Vessels | B (Average): Asset is sound, operationally safe and exhibits only minor deterioration. | Category 3 (Recommended): Minor work required to prevent a deterioration of the service provided by the asset. | 15 | 2010-08-31 | 13.6509 | 65.7988 | x | 2 | 4. Significant | 10056 | Predictive Maintenance | 91.25
1007294 | Distribution Boards | B (Average): Asset is sound, operationally safe and exhibits only minor deterioration. | Category 3 (Recommended): Minor work required to prevent a deterioration of the service provided by the asset. | 20 | 2015-12-06 | 8.386 | 75.614 | x | 2 | 4. Significant | 10056 | Predictive Maintenance | 91.25
1007295 | Outstations | B (Average): Asset is sound, operationally safe and exhibits only minor deterioration. | Category 3 (Recommended): Minor work required to prevent a deterioration of the service provided by the asset. | 10 | 2022-01-04 | 2.3053 | 79.3895 | x | 2 | 4. Significant | 10056 | Predictive Maintenance | 91.25
1007297 | Distribution Boards | B (Average): Asset is sound, operationally safe and exhibits only minor deterioration. | Category 3 (Recommended): Minor work required to prevent a deterioration of the service provided by the asset. | 20 | 2004-06-09 | 19.8768 | 64.1232 | x | 2 | 4. Significant | 10056 | Predictive Maintenance | 91.25
1007298 | Air Handling Units - General | B (Average): Asset is sound, operationally safe and exhibits only minor deterioration. | Category 3 (Recommended): Minor work required to prevent a deterioration of the service provided by the asset. | 20 | 2018-10-02 | 5.5633 | 72.4367 | x | 5 | 3. Moderate | 10207 | Predictive Maintenance | 91.25
1007299 | Outstations | B (Average): Asset is sound, operationally safe and exhibits only minor deterioration. | Category 3 (Recommended): Minor work required to prevent a deterioration of the service provided by the asset. | 10 | 2020-04-01 | 4.0657 | 69.8686 | x | 5 | 4. Significant | 10207 | Predictive Maintenance | 91.25
1007300 | Speed Controllers | B (Average): Asset is sound, operationally safe and exhibits only minor deterioration. | Category 3 (Recommended): Minor work required to prevent a deterioration of the service provided by the asset. | 15 | 2021-09-12 | 2.6174 | 74.5102 | x | 5 | 4. Significant | 10207 | Predictive Maintenance | 91.25
1007301 | Speed Controllers | B (Average): Asset is sound, operationally safe and exhibits only minor deterioration. | Category 3 (Recommended): Minor work required to prevent a deterioration of the service provided by the asset. | 15 | 2014-01-15 | 10.2752 | 64.2998 | x | 5 | 4. Significant | 10207 | Predictive Maintenance | 91.25
1007302 | Air Handling Units - General | B (Average): Asset is sound, operationally safe and exhibits only minor deterioration. | Category 3 (Recommended): Minor work required to prevent a deterioration of the service provided by the asset. | 20 | 2004-10-27 | 19.4935 | 58.5065 | x | 5 | 3. Moderate | 10059 | Predictive Maintenance | 91.25
1007303 | Speed Controllers | B (Average): Asset is sound, operationally safe and exhibits only minor deterioration. | Category 3 (Recommended): Minor work required to prevent a deterioration of the service provided by the asset. | 15 | 2021-10-16 | 2.5243 | 74.6343 | x | 5 | 4. Significant | 10059 | Predictive Maintenance | 91.25
1007304 | Speed Controllers | B (Average): Asset is sound, operationally safe and exhibits only minor deterioration. | Category 3 (Recommended): Minor work required to prevent a deterioration of the service provided by the asset. | 15 | 2020-04-05 | 4.0548 | 72.5937 | x | 5 | 4. Significant | 10059 | Predictive Maintenance | 91.25
1007305 | Outstations | B (Average): Asset is sound, operationally safe and exhibits only minor deterioration. | Category 3 (Recommended): Minor work required to prevent a deterioration of the service provided by the asset. | 10 | 2018-08-06 | 5.7194 | 66.5613 | x | 5 | 4. Significant | 10059 | Predictive Maintenance | 91.25
1007307 | Air Handling Units - General | B (Average): Asset is sound, operationally safe and exhibits only minor deterioration. | Category 3 (Recommended): Minor work required to prevent a deterioration of the service provided by the asset. | 20 | 2009-07-10 | 14.7926 | 65.2074 | x | 4 | 3. Moderate | 11533 | Predictive Maintenance | 91.25
1007308 | Outstations | B (Average): Asset is sound, operationally safe and exhibits only minor deterioration. | Category 3 (Recommended): Minor work required to prevent a deterioration of the service provided by the asset. | 10 | 2020-06-14 | 3.8631 | 72.2738 | x | 4 | 4. Significant | 11533 | Predictive Maintenance | 91.25
1007309 | Speed Controllers | B (Average): Asset is sound, operationally safe and exhibits only minor deterioration. | Category 3 (Recommended): Minor work required to prevent a deterioration of the service provided by the asset. | 15 | 2020-12-03 | 3.3922 | 75.4771 | x | 4 | 4. Significant | 11533 | Predictive Maintenance | 91.25
1007310 | Speed Controllers | B (Average): Asset is sound, operationally safe and exhibits only minor deterioration. | Category 3 (Recommended): Minor work required to prevent a deterioration of the service provided by the asset. | 15 | 2016-10-08 | 7.5455 | 69.9393 | x | 4 | 4. Significant | 11533 | Predictive Maintenance | 91.25
1007311 | Distribution Boards | B (Average): Asset is sound, operationally safe and exhibits only minor deterioration. | Category 3 (Recommended): Minor work required to prevent a deterioration of the service provided by the asset. | 20 | 2018-03-28 | 6.078 | 73.922 | x | 4 | 4. Significant | 11534 | Predictive Maintenance | 91.25
1007312 | Distribution Boards | B (Average): Asset is sound, operationally safe and exhibits only minor deterioration. | Category 3 (Recommended): Minor work required to prevent a deterioration of the service provided by the asset. | 20 | 2008-07-14 | 15.781 | 64.219 | x | 4 | 4. Significant | 11534 | Predictive Maintenance | 91.25
1007313 | Distribution Boards | B (Average): Asset is sound, operationally safe and exhibits only minor deterioration. | Category 3 (Recommended): Minor work required to prevent a deterioration of the service provided by the asset. | 20 | 2022-09-11 | 1.6208 | 78.3792 | x | 4 | 4. Significant | 11534 | Predictive Maintenance | 91.25
1007314 | Cold Water Storage Tanks and Cisterns | B (Average): Asset is sound, operationally safe and exhibits only minor deterioration. | Category 3 (Recommended): Minor work required to prevent a deterioration of the service provided by the asset. | 25 | 2017-01-07 | 7.2964 | 80.1629 | x | 1 | 4. Significant | 11535 | Predictive Maintenance | 91.25
1007315 | Cold Water Storage Tanks and Cisterns | B (Average): Asset is sound, operationally safe and exhibits only minor deterioration. | Category 3 (Recommended): Minor work required to prevent a deterioration of the service provided by the asset. | 35 | 2017-11-16 | 6.4394 | 82.3203 | x | 1 | 4. Significant | 11535 | Predictive Maintenance | 91.25
1007316 | Cold Water Storage Tanks and Cisterns | B (Average): Asset is sound, operationally safe and exhibits only minor deterioration. | Category 3 (Recommended): Minor work required to prevent a deterioration of the service provided by the asset. | 15 | 2021-12-09 | 2.3765 | 82.8314 | x | 1 | 4. Significant | 11535 | Predictive Maintenance | 91.25
1007317 | Cold Water Storage Tanks and Cisterns | B (Average): Asset is sound, operationally safe and exhibits only minor deterioration. | Category 3 (Recommended): Minor work required to prevent a deterioration of the service provided by the asset. | 20 | 2010-02-22 | 14.1711 | 71.8289 | x | 1 | 4. Significant | 11535 | Predictive Maintenance | 91.25
1007318 | Distribution Boards | B (Average): Asset is sound, operationally safe and exhibits only minor deterioration. | Category 3 (Recommended): Minor work required to prevent a deterioration of the service provided by the asset. | 20 | 2005-02-11 | 19.2005 | 60.7995 | x | 4 | 4. Significant | 11536 | Predictive Maintenance | 91.25
1007319 | Distribution Boards | B (Average): Asset is sound, operationally safe and exhibits only minor deterioration. | Category 3 (Recommended): Minor work required to prevent a deterioration of the service provided by the asset. | 20 | 2010-05-05 | 13.974 | 66.026 | x | 4 | 4. Significant | 11536 | Predictive Maintenance | 91.25
1007320 | Distribution Boards | B (Average): Asset is sound, operationally safe and exhibits only minor deterioration. | Category 3 (Recommended): Minor work required to prevent a deterioration of the service provided by the asset. | 20 | 2016-12-25 | 7.332 | 72.668 | x | 4 | 4. Significant | 11536 | Predictive Maintenance | 91.25
1007321 | Fire Alarm System | B (Average): Asset is sound, operationally safe and exhibits only minor deterioration. | Category 3 (Recommended): Minor work required to prevent a deterioration of the service provided by the asset. | 15 | 2012-06-19 | 11.8494 | 62.2008 | x | 5 | 5. Severe | 11537 | Predictive Maintenance | 28
1007322 | Distribution Boards | B (Average): Asset is sound, operationally safe and exhibits only minor deterioration. | Category 3 (Recommended): Minor work required to prevent a deterioration of the service provided by the asset. | 20 | 2020-07-14 | 3.781 | 74.219 | x | 5 | 4. Significant | 11538 | Predictive Maintenance | 91.25
1007323 | Distribution Boards | B (Average): Asset is sound, operationally safe and exhibits only minor deterioration. | Category 3 (Recommended): Minor work required to prevent a deterioration of the service provided by the asset. | 20 | 2011-01-01 | 13.3142 | 64.6858 | x | 5 | 4. Significant | 11538 | Predictive Maintenance | 91.25
1007324 | Distribution Boards | B (Average): Asset is sound, operationally safe and exhibits only minor deterioration. | Category 3 (Recommended): Minor work required to prevent a deterioration of the service provided by the asset. | 20 | 2017-11-22 | 6.423 | 71.577 | x | 5 | 4. Significant | 11538 | Predictive Maintenance | 91.25
1007325 | Distribution Boards | B (Average): Asset is sound, operationally safe and exhibits only minor deterioration. | Category 3 (Recommended): Minor work required to prevent a deterioration of the service provided by the asset. | 20 | 2008-01-21 | 16.2601 | 61.7399 | x | 5 | 4. Significant | 11538 | Predictive Maintenance | 91.25
1007326 | Inclined Platform Lift and Stair Riser | B (Average): Asset is sound, operationally safe and exhibits only minor deterioration. | Category 3 (Recommended): Minor work required to prevent a deterioration of the service provided by the asset. | 20 | 2004-04-26 | 19.9973 | 58.0027 | x | 5 | 4. Significant | 11539 | Predictive Maintenance | 91.25
1007327 | Distribution Boards | B (Average): Asset is sound, operationally safe and exhibits only minor deterioration. | Category 3 (Recommended): Minor work required to prevent a deterioration of the service provided by the asset. | 20 | 2020-11-18 | 3.4333 | 74.5667 | x | 5 | 4. Significant | 11540 | Predictive Maintenance | 91.25
1007328 | Distribution Boards | B (Average): Asset is sound, operationally safe and exhibits only minor deterioration. | Category 3 (Recommended): Minor work required to prevent a deterioration of the service provided by the asset. | 20 | 2019-11-29 | 4.4052 | 73.5948 | x | 5 | 4. Significant | 11540 | Predictive Maintenance | 91.25
1007329 | Distribution Boards | B (Average): Asset is sound, operationally safe and exhibits only minor deterioration. | Category 3 (Recommended): Minor work required to prevent a deterioration of the service provided by the asset. | 20 | 2009-03-07 | 15.1348 | 62.8652 | x | 5 | 4. Significant | 11540 | Predictive Maintenance | 91.25
1007330 | Room Air Conditioners | B (Average): Asset is sound, operationally safe and exhibits only minor deterioration. | Category 3 (Recommended): Minor work required to prevent a deterioration of the service provided by the asset. | 15 | 2017-08-18 | 6.6858 | 71.0856 | x | 4 | 3. Moderate | 11541 | Predictive Maintenance | 91.25
1007331 | Room Air Conditioners | B (Average): Asset is sound, operationally safe and exhibits only minor deterioration. | Category 3 (Recommended): Minor work required to prevent a deterioration of the service provided by the asset. | 15 | 2024-01-25 | 0.24914 | 79.6678 | x | 4 | 3. Moderate | 11541 | Predictive Maintenance | 91.25
1007332 | Ventilating Fans - General | B (Average): Asset is sound, operationally safe and exhibits only minor deterioration. | Category 3 (Recommended): Minor work required to prevent a deterioration of the service provided by the asset. | 20 | 2016-01-01 | 8.3149 | 71.6851 | x | 4 | 2. Minor | 11542 | Predictive Maintenance | 182.5
1007333 | Ventilating Fans - General | B (Average): Asset is sound, operationally safe and exhibits only minor deterioration. | Category 3 (Recommended): Minor work required to prevent a deterioration of the service provided by the asset. | 20 | 2011-06-29 | 12.8241 | 67.1759 | x | 4 | 2. Minor | 11542 | Predictive Maintenance | 182.5
1007334 | Distribution Boards | B (Average): Asset is sound, operationally safe and exhibits only minor deterioration. | Category 3 (Recommended): Minor work required to prevent a deterioration of the service provided by the asset. | 20 | 2007-04-09 | 17.0459 | 60.9541 | x | 5 | 4. Significant | 11543 | Predictive Maintenance | 91.25
1007335 | Distribution Boards | B (Average): Asset is sound, operationally safe and exhibits only minor deterioration. | Category 3 (Recommended): Minor work required to prevent a deterioration of the service provided by the asset. | 20 | 2005-05-23 | 18.924 | 59.076 | x | 5 | 4. Significant | 11543 | Predictive Maintenance | 91.25
1007336 | Distribution Boards | B (Average): Asset is sound, operationally safe and exhibits only minor deterioration. | Category 3 (Recommended): Minor work required to prevent a deterioration of the service provided by the asset. | 20 | 2013-08-08 | 10.7132 | 67.2868 | x | 5 | 4. Significant | 11543 | Predictive Maintenance | 91.25
1007337 | Fire Alarm System | B (Average): Asset is sound, operationally safe and exhibits only minor deterioration. | Category 3 (Recommended): Minor work required to prevent a deterioration of the service provided by the asset. | 15 | 2020-02-25 | 4.1643 | 72.4476 | x | 5 | 5. Severe | 11544 | Predictive Maintenance | 28
1007338 | Fire Alarm System | B (Average): Asset is sound, operationally safe and exhibits only minor deterioration. | Category 3 (Recommended): Minor work required to prevent a deterioration of the service provided by the asset. | 15 | 2020-08-26 | 3.6632 | 73.1157 | x | 5 | 5. Severe | 11544 | Predictive Maintenance | 28
1007339 | Room Air Conditioners | B (Average): Asset is sound, operationally safe and exhibits only minor deterioration. | Category 3 (Recommended): Minor work required to prevent a deterioration of the service provided by the asset. | 15 | 2016-07-14 | 7.781 | 67.6254 | x | 5 | 3. Moderate | 10065 | Predictive Maintenance | 91.25
1007340 | Pumps - General | B (Average): Asset is sound, operationally safe and exhibits only minor deterioration. | Category 3 (Recommended): Minor work required to prevent a deterioration of the service provided by the asset. | 20 | 2008-03-23 | 16.0903 | 61.9097 | x | 5 | 4. Significant | 10065 | Predictive Maintenance | 91.25
1007341 | Room Air Conditioners | B (Average): Asset is sound, operationally safe and exhibits only minor deterioration. | Category 3 (Recommended): Minor work required to prevent a deterioration of the service provided by the asset. | 15 | 2022-02-03 | 2.2231 | 75.0358 | x | 5 | 3. Moderate | 10065 | Predictive Maintenance | 91.25
1007342 | Pumps - General | B (Average): Asset is sound, operationally safe and exhibits only minor deterioration. | Category 3 (Recommended): Minor work required to prevent a deterioration of the service provided by the asset. | 20 | 2018-03-22 | 6.0945 | 71.9055 | x | 5 | 4. Significant | 10065 | Predictive Maintenance | 91.25
1007343 | Distribution Boards | B (Average): Asset is sound, operationally safe and exhibits only minor deterioration. | Category 3 (Recommended): Minor work required to prevent a deterioration of the service provided by the asset. | 20 | 2015-05-10 | 8.961 | 71.039 | x | 4 | 4. Significant | 11545 | Predictive Maintenance | 91.25
1007344 | Distribution Boards | B (Average): Asset is sound, operationally safe and exhibits only minor deterioration. | Category 3 (Recommended): Minor work required to prevent a deterioration of the service provided by the asset. | 20 | 2021-11-27 | 2.4093 | 77.5907 | x | 4 | 4. Significant | 11545 | Predictive Maintenance | 91.25
1007345 | Room Air Conditioners | B (Average): Asset is sound, operationally safe and exhibits only minor deterioration. | Category 3 (Recommended): Minor work required to prevent a deterioration of the service provided by the asset. | 15 | 2010-03-17 | 14.1081 | 61.1891 | x | 4 | 3. Moderate | 11545 | Predictive Maintenance | 91.25
1007346 | Room Air Conditioners | B (Average): Asset is sound, operationally safe and exhibits only minor deterioration. | Category 3 (Recommended): Minor work required to prevent a deterioration of the service provided by the asset. | 15 | 2021-05-04 | 2.976 | 76.0319 | x | 4 | 3. Moderate | 11545 | Predictive Maintenance | 91.25
1007347 | Ultra Low Temperature Freezer | B (Average): Asset is sound, operationally safe and exhibits only minor deterioration. | Category 3 (Recommended): Minor work required to prevent a deterioration of the service provided by the asset. | 15 | 2017-07-18 | 6.7707 | 70.9724 | x | 4 | 4. Significant | 11546 | Predictive Maintenance | 91.25
1007348 | Laboratory Fume Cupboard | B (Average): Asset is sound, operationally safe and exhibits only minor deterioration. | Category 3 (Recommended): Minor work required to prevent a deterioration of the service provided by the asset. | 15 | 2017-03-15 | 7.1129 | 70.5161 | x | 4 | 4. Significant | 11547 | Predictive Maintenance | 91.25
1007349 | Laboratory Fume Cupboard | B (Average): Asset is sound, operationally safe and exhibits only minor deterioration. | Category 3 (Recommended): Minor work required to prevent a deterioration of the service provided by the asset. | 15 | 2018-05-14 | 5.9493 | 72.0675 | x | 4 | 4. Significant | 11547 | Predictive Maintenance | 91.25
1007350 | Roller Shutter Doors | B (Average): Asset is sound, operationally safe and exhibits only minor deterioration. | Category 3 (Recommended): Minor work required to prevent a deterioration of the service provided by the asset. | 15 | 2014-05-13 | 9.9521 | 64.7305 | x | 5 | 3. Moderate | 11548 | Predictive Maintenance | 91.25
1007351 | Distribution Boards | B (Average): Asset is sound, operationally safe and exhibits only minor deterioration. | Category 3 (Recommended): Minor work required to prevent a deterioration of the service provided by the asset. | 20 | 2013-08-29 | 10.6557 | 67.3443 | x | 5 | 4. Significant | 11549 | Predictive Maintenance | 91.25
1007352 | Distribution Boards | B (Average): Asset is sound, operationally safe and exhibits only minor deterioration. | Category 3 (Recommended): Minor work required to prevent a deterioration of the service provided by the asset. | 20 | 2007-02-06 | 17.2156 | 60.7844 | x | 5 | 4. Significant | 11549 | Predictive Maintenance | 91.25
1007353 | Distribution Boards | B (Average): Asset is sound, operationally safe and exhibits only minor deterioration. | Category 3 (Recommended): Minor work required to prevent a deterioration of the service provided by the asset. | 20 | 2017-06-06 | 6.8857 | 71.1143 | x | 5 | 4. Significant | 11549 | Predictive Maintenance | 91.25
1007355 | Ventilating Fans - General | B (Average): Asset is sound, operationally safe and exhibits only minor deterioration. | Category 3 (Recommended): Minor work required to prevent a deterioration of the service provided by the asset. | 20 | 2021-07-17 | 2.7734 | 75.2266 | x | 5 | 2. Minor | 11551 | Predictive Maintenance | 182.5
1007357 | Distribution Boards | B (Average): Asset is sound, operationally safe and exhibits only minor deterioration. | Category 3 (Recommended): Minor work required to prevent a deterioration of the service provided by the asset. | 20 | 2006-07-25 | 17.7522 | 60.2478 | x | 5 | 4. Significant | 11553 | Predictive Maintenance | 91.25
1007358 | Distribution Boards | B (Average): Asset is sound, operationally safe and exhibits only minor deterioration. | Category 3 (Recommended): Minor work required to prevent a deterioration of the service provided by the asset. | 20 | 2008-03-02 | 16.1478 | 61.8522 | x | 5 | 4. Significant | 11553 | Predictive Maintenance | 91.25
1007359 | Room Air Conditioners | B (Average): Asset is sound, operationally safe and exhibits only minor deterioration. | Category 3 (Recommended): Minor work required to prevent a deterioration of the service provided by the asset. | 15 | 2021-05-18 | 2.9377 | 74.083 | x | 5 | 3. Moderate | 10065 | Predictive Maintenance | 91.25
1007360 | Ventilating Fans - General | B (Average): Asset is sound, operationally safe and exhibits only minor deterioration. | Category 3 (Recommended): Minor work required to prevent a deterioration of the service provided by the asset. | 20 | 2021-06-10 | 2.8747 | 75.1253 | x | 5 | 2. Minor | 11554 | Predictive Maintenance | 182.5
1007361 | Room Air Conditioners | B (Average): Asset is sound, operationally safe and exhibits only minor deterioration. | Category 3 (Recommended): Minor work required to prevent a deterioration of the service provided by the asset. | 15 | 2015-05-26 | 8.9172 | 66.1104 | x | 5 | 3. Moderate | 10060 | Predictive Maintenance | 91.25
1007362 | Ventilating Fans - General | B (Average): Asset is sound, operationally safe and exhibits only minor deterioration. | Category 3 (Recommended): Minor work required to prevent a deterioration of the service provided by the asset. | 20 | 2010-06-26 | 13.8316 | 64.1684 | x | 5 | 2. Minor | 10060 | Predictive Maintenance | 182.5
1007363 | Roller Shutter Doors | B (Average): Asset is sound, operationally safe and exhibits only minor deterioration. | Category 3 (Recommended): Minor work required to prevent a deterioration of the service provided by the asset. | 15 | 2013-01-26 | 11.2444 | 63.0075 | x | 5 | 3. Moderate | 11555 | Predictive Maintenance | 91.25
1007364 | Ventilating Fans - General | B (Average): Asset is sound, operationally safe and exhibits only minor deterioration. | Category 3 (Recommended): Minor work required to prevent a deterioration of the service provided by the asset. | 20 | 2019-12-23 | 4.3395 | 73.6605 | x | 5 | 2. Minor | 11556 | Predictive Maintenance | 182.5
1007365 | Ventilating Fans - General | B (Average): Asset is sound, operationally safe and exhibits only minor deterioration. | Category 3 (Recommended): Minor work required to prevent a deterioration of the service provided by the asset. | 20 | 2011-05-17 | 12.9418 | 65.0582 | x | 5 | 2. Minor | 11556 | Predictive Maintenance | 182.5
1007366 | Distribution Boards | B (Average): Asset is sound, operationally safe and exhibits only minor deterioration. | Category 3 (Recommended): Minor work required to prevent a deterioration of the service provided by the asset. | 20 | 2011-10-25 | 12.501 | 65.499 | x | 5 | 4. Significant | 11557 | Predictive Maintenance | 91.25
1007369 | Ventilating Fans - General | B (Average): Asset is sound, operationally safe and exhibits only minor deterioration. | Category 3 (Recommended): Minor work required to prevent a deterioration of the service provided by the asset. | 20 | 2016-04-01 | 8.0657 | 69.9343 | x | 5 | 2. Minor | 11141 | Predictive Maintenance | 182.5
1007370 | Cold Water Storage Tanks and Cisterns | B (Average): Asset is sound, operationally safe and exhibits only minor deterioration. | Category 3 (Recommended): Minor work required to prevent a deterioration of the service provided by the asset. | 20 | 2011-09-04 | 12.6407 | 65.3593 | x | 5 | 4. Significant | 10064 | Predictive Maintenance | 91.25
1007371 | Distribution Boards | B (Average): Asset is sound, operationally safe and exhibits only minor deterioration. | Category 3 (Recommended): Minor work required to prevent a deterioration of the service provided by the asset. | 20 | 2018-02-18 | 6.1821 | 71.8179 | x | 5 | 4. Significant | 11558 | Predictive Maintenance | 91.25
1007373 | Distribution Boards | B (Average): Asset is sound, operationally safe and exhibits only minor deterioration. | Category 3 (Recommended): Minor work required to prevent a deterioration of the service provided by the asset. | 20 | 2010-06-12 | 13.87 | 64.13 | x | 5 | 4. Significant | 11558 | Predictive Maintenance | 91.25
1007374 | Distribution Boards | B (Average): Asset is sound, operationally safe and exhibits only minor deterioration. | Category 3 (Recommended): Minor work required to prevent a deterioration of the service provided by the asset. | 20 | 2023-07-09 | 0.79671 | 77.2033 | x | 5 | 4. Significant | 11558 | Predictive Maintenance | 91.25
1007375 | Distribution Boards | B (Average): Asset is sound, operationally safe and exhibits only minor deterioration. | Category 3 (Recommended): Minor work required to prevent a deterioration of the service provided by the asset. | 20 | 2016-06-04 | 7.8905 | 70.1095 | x | 5 | 4. Significant | 11559 | Predictive Maintenance | 91.25
1007376 | Vertical Platform Lifts | B (Average): Asset is sound, operationally safe and exhibits only minor deterioration. | Category 3 (Recommended): Minor work required to prevent a deterioration of the service provided by the asset. | 20 | 2019-10-07 | 4.5503 | 73.4497 | x | 5 | 3. Moderate | 11548 | Predictive Maintenance | 91.25
1007377 | Distribution Boards | B (Average): Asset is sound, operationally safe and exhibits only minor deterioration. | Category 3 (Recommended): Minor work required to prevent a deterioration of the service provided by the asset. | 20 | 2014-01-06 | 10.2998 | 69.7002 | x | 4 | 4. Significant | 11560 | Predictive Maintenance | 91.25
1007378 | Distribution Boards | B (Average): Asset is sound, operationally safe and exhibits only minor deterioration. | Category 3 (Recommended): Minor work required to prevent a deterioration of the service provided by the asset. | 20 | 2016-05-06 | 7.9699 | 72.0301 | x | 4 | 4. Significant | 11560 | Predictive Maintenance | 91.25
1007379 | Distribution Boards | B (Average): Asset is sound, operationally safe and exhibits only minor deterioration. | Category 3 (Recommended): Minor work required to prevent a deterioration of the service provided by the asset. | 20 | 2007-04-20 | 17.0157 | 62.9843 | x | 4 | 4. Significant | 11560 | Predictive Maintenance | 91.25
1007380 | Distribution Boards | B (Average): Asset is sound, operationally safe and exhibits only minor deterioration. | Category 3 (Recommended): Minor work required to prevent a deterioration of the service provided by the asset. | 20 | 2010-09-07 | 13.6318 | 64.3682 | x | 5 | 4. Significant | 11561 | Predictive Maintenance | 91.25
1007381 | Distribution Boards | B (Average): Asset is sound, operationally safe and exhibits only minor deterioration. | Category 3 (Recommended): Minor work required to prevent a deterioration of the service provided by the asset. | 20 | 2021-05-03 | 2.9788 | 75.0212 | x | 5 | 4. Significant | 11561 | Predictive Maintenance | 91.25
1007382 | Distribution Boards | B (Average): Asset is sound, operationally safe and exhibits only minor deterioration. | Category 3 (Recommended): Minor work required to prevent a deterioration of the service provided by the asset. | 20 | 2015-07-12 | 8.7885 | 69.2115 | x | 5 | 4. Significant | 11561 | Predictive Maintenance | 91.25
1007383 | Distribution Boards | B (Average): Asset is sound, operationally safe and exhibits only minor deterioration. | Category 3 (Recommended): Minor work required to prevent a deterioration of the service provided by the asset. | 20 | 2017-08-20 | 6.6804 | 71.3196 | x | 5 | 4. Significant | 11562 | Predictive Maintenance | 91.25
1007384 | Distribution Boards | B (Average): Asset is sound, operationally safe and exhibits only minor deterioration. | Category 3 (Recommended): Minor work required to prevent a deterioration of the service provided by the asset. | 20 | 2014-07-03 | 9.8125 | 68.1875 | x | 5 | 4. Significant | 11562 | Predictive Maintenance | 91.25
1007385 | Distribution Boards | B (Average): Asset is sound, operationally safe and exhibits only minor deterioration. | Category 3 (Recommended): Minor work required to prevent a deterioration of the service provided by the asset. | 20 | 2018-05-05 | 5.974 | 72.026 | x | 5 | 4. Significant | 11562 | Predictive Maintenance | 91.25
1007387 | Distribution Boards | B (Average): Asset is sound, operationally safe and exhibits only minor deterioration. | Category 3 (Recommended): Minor work required to prevent a deterioration of the service provided by the asset. | 20 | 2014-01-19 | 10.2642 | 67.7358 | x | 5 | 4. Significant | 11564 | Predictive Maintenance | 91.25
1007388 | Distribution Boards | B (Average): Asset is sound, operationally safe and exhibits only minor deterioration. | Category 3 (Recommended): Minor work required to prevent a deterioration of the service provided by the asset. | 20 | 2012-12-03 | 11.3922 | 74.6078 | x | 1 | 4. Significant | 11565 | Predictive Maintenance | 91.25
1007389 | Distribution Boards | B (Average): Asset is sound, operationally safe and exhibits only minor deterioration. | Category 3 (Recommended): Minor work required to prevent a deterioration of the service provided by the asset. | 20 | 2007-11-27 | 16.4107 | 69.5893 | x | 1 | 4. Significant | 11565 | Predictive Maintenance | 91.25
1007390 | Distribution Boards | B (Average): Asset is sound, operationally safe and exhibits only minor deterioration. | Category 3 (Recommended): Minor work required to prevent a deterioration of the service provided by the asset. | 20 | 2020-02-24 | 4.167 | 81.833 | x | 1 | 4. Significant | 11565 | Predictive Maintenance | 91.25
1007391 | Distribution Boards | B (Average): Asset is sound, operationally safe and exhibits only minor deterioration. | Category 3 (Recommended): Minor work required to prevent a deterioration of the service provided by the asset. | 20 | 2013-09-09 | 10.6256 | 75.3744 | x | 1 | 4. Significant | 11566 | Predictive Maintenance | 91.25
1007392 | Distribution Boards | B (Average): Asset is sound, operationally safe and exhibits only minor deterioration. | Category 3 (Recommended): Minor work required to prevent a deterioration of the service provided by the asset. | 20 | 2015-03-17 | 9.1088 | 68.8912 | x | 5 | 4. Significant | 11567 | Predictive Maintenance | 91.25
1007393 | Distribution Boards | B (Average): Asset is sound, operationally safe and exhibits only minor deterioration. | Category 3 (Recommended): Minor work required to prevent a deterioration of the service provided by the asset. | 20 | 2020-05-03 | 3.9781 | 74.0219 | x | 5 | 4. Significant | 11567 | Predictive Maintenance | 91.25
1007394 | Distribution Boards | B (Average): Asset is sound, operationally safe and exhibits only minor deterioration. | Category 3 (Recommended): Minor work required to prevent a deterioration of the service provided by the asset. | 20 | 2011-02-20 | 13.1773 | 64.8227 | x | 5 | 4. Significant | 11567 | Predictive Maintenance | 91.25
1007396 | Roller Shutter Doors | B (Average): Asset is sound, operationally safe and exhibits only minor deterioration. | Category 3 (Recommended): Minor work required to prevent a deterioration of the service provided by the asset. | 15 | 2011-05-10 | 12.961 | 60.7187 | x | 5 | 3. Moderate | 11569 | Predictive Maintenance | 91.25
1007397 | Distribution Boards | B (Average): Asset is sound, operationally safe and exhibits only minor deterioration. | Category 3 (Recommended): Minor work required to prevent a deterioration of the service provided by the asset. | 20 | 2014-02-02 | 10.2259 | 67.7741 | x | 5 | 4. Significant | 11570 | Predictive Maintenance | 91.25
1007398 | Distribution Boards | B (Average): Asset is sound, operationally safe and exhibits only minor deterioration. | Category 3 (Recommended): Minor work required to prevent a deterioration of the service provided by the asset. | 20 | 2005-03-25 | 19.0856 | 58.9144 | x | 5 | 4. Significant | 11570 | Predictive Maintenance | 91.25
1007399 | Distribution Boards | B (Average): Asset is sound, operationally safe and exhibits only minor deterioration. | Category 3 (Recommended): Minor work required to prevent a deterioration of the service provided by the asset. | 20 | 2018-10-10 | 5.5414 | 72.4586 | x | 5 | 4. Significant | 11570 | Predictive Maintenance | 91.25
1007400 | Roller Shutter Doors | B (Average): Asset is sound, operationally safe and exhibits only minor deterioration. | Category 3 (Recommended): Minor work required to prevent a deterioration of the service provided by the asset. | 15 | 2018-07-16 | 5.7769 | 70.2975 | x | 5 | 3. Moderate | 11571 | Predictive Maintenance | 91.25
1007401 | Emergency Lighting - Central Power Supply | B (Average): Asset is sound, operationally safe and exhibits only minor deterioration. | Category 3 (Recommended): Minor work required to prevent a deterioration of the service provided by the asset. | 15 | 2010-08-24 | 13.6701 | 59.7732 | x | 5 | 4. Significant | 11572 | Predictive Maintenance | 91.25
1007402 | Emergency Lighting - Central Power Supply | B (Average): Asset is sound, operationally safe and exhibits only minor deterioration. | Category 3 (Recommended): Minor work required to prevent a deterioration of the service provided by the asset. | 15 | 2018-07-08 | 5.7988 | 70.2683 | x | 5 | 4. Significant | 11572 | Predictive Maintenance | 91.25
1007403 | Inclined Platform Lift and Stair Riser | B (Average): Asset is sound, operationally safe and exhibits only minor deterioration. | Category 3 (Recommended): Minor work required to prevent a deterioration of the service provided by the asset. | 20 | 2022-01-01 | 2.3135 | 75.6865 | x | 5 | 4. Significant | 11573 | Predictive Maintenance | 91.25
1007404 | Inclined Platform Lift and Stair Riser | B (Average): Asset is sound, operationally safe and exhibits only minor deterioration. | Category 3 (Recommended): Minor work required to prevent a deterioration of the service provided by the asset. | 20 | 2022-05-15 | 1.9466 | 76.0534 | x | 5 | 4. Significant | 10211 | Predictive Maintenance | 91.25
1007405 | Distribution Boards | B (Average): Asset is sound, operationally safe and exhibits only minor deterioration. | Category 3 (Recommended): Minor work required to prevent a deterioration of the service provided by the asset. | 20 | 2014-03-10 | 10.1273 | 67.8727 | x | 5 | 4. Significant | 11574 | Predictive Maintenance | 91.25
1007406 | Distribution Boards | B (Average): Asset is sound, operationally safe and exhibits only minor deterioration. | Category 3 (Recommended): Minor work required to prevent a deterioration of the service provided by the asset. | 20 | 2019-08-30 | 4.6543 | 73.3457 | x | 5 | 4. Significant | 11574 | Predictive Maintenance | 91.25
1007407 | Distribution Boards | B (Average): Asset is sound, operationally safe and exhibits only minor deterioration. | Category 3 (Recommended): Minor work required to prevent a deterioration of the service provided by the asset. | 20 | 2004-08-30 | 19.6523 | 58.3477 | x | 5 | 4. Significant | 11574 | Predictive Maintenance | 91.25
1007408 | Doors General/Automatic/Steel | B (Average): Asset is sound, operationally safe and exhibits only minor deterioration. | Category 3 (Recommended): Minor work required to prevent a deterioration of the service provided by the asset. | 20 | 2011-09-09 | 12.627 | 65.373 | x | 5 | 3. Moderate | 11575 | Predictive Maintenance | 91.25
1007409 | Doors General/Automatic/Steel | B (Average): Asset is sound, operationally safe and exhibits only minor deterioration. | Category 3 (Recommended): Minor work required to prevent a deterioration of the service provided by the asset. | 20 | 2018-04-28 | 5.9932 | 72.0068 | x | 5 | 3. Moderate | 11576 | Predictive Maintenance | 91.25
1007410 | Doors General/Automatic/Steel | B (Average): Asset is sound, operationally safe and exhibits only minor deterioration. | Category 3 (Recommended): Minor work required to prevent a deterioration of the service provided by the asset. | 20 | 2014-07-18 | 9.7714 | 68.2286 | x | 5 | 3. Moderate | 11576 | Predictive Maintenance | 91.25
1007411 | Doors General/Automatic/Steel | B (Average): Asset is sound, operationally safe and exhibits only minor deterioration. | Category 3 (Recommended): Minor work required to prevent a deterioration of the service provided by the asset. | 20 | 2011-11-29 | 12.4052 | 65.5948 | x | 5 | 3. Moderate | 11576 | Predictive Maintenance | 91.25
1007412 | Ventilating Fans - General | B (Average): Asset is sound, operationally safe and exhibits only minor deterioration. | Category 3 (Recommended): Minor work required to prevent a deterioration of the service provided by the asset. | 20 | 2022-12-26 | 1.3306 | 76.6694 | x | 5 | 2. Minor | 11576 | Predictive Maintenance | 182.5
1007413 | Ventilating Fans - General | B (Average): Asset is sound, operationally safe and exhibits only minor deterioration. | Category 3 (Recommended): Minor work required to prevent a deterioration of the service provided by the asset. | 20 | 2015-09-30 | 8.5695 | 69.4305 | x | 5 | 2. Minor | 11576 | Predictive Maintenance | 182.5
1007414 | Ventilating Fans - General | B (Average): Asset is sound, operationally safe and exhibits only minor deterioration. | Category 3 (Recommended): Minor work required to prevent a deterioration of the service provided by the asset. | 20 | 2019-01-19 | 5.2649 | 72.7351 | x | 5 | 2. Minor | 11577 | Predictive Maintenance | 182.5
1007415 | Ventilating Fans - General | C (Poor): Asset is operational but major repair or replacement will be needed. | Category 3 (Recommended): Minor work required to prevent a deterioration of the service provided by the asset. | 20 | 2009-08-30 | 14.653 | 49.347 | x | 5 | 2. Minor | 11578 | Predictive Maintenance | 182.5
1007416 | Ventilating Fans - General | C (Poor): Asset is operational but major repair or replacement will be needed. | Category 3 (Recommended): Minor work required to prevent a deterioration of the service provided by the asset. | 20 | 2016-08-17 | 7.6879 | 56.3121 | x | 5 | 2. Minor | 11578 | Predictive Maintenance | 182.5
1007417 | Sliding Doors | B (Average): Asset is sound, operationally safe and exhibits only minor deterioration. | Category 3 (Recommended): Minor work required to prevent a deterioration of the service provided by the asset. | 15 | 2014-03-28 | 10.078 | 64.5626 | x | 5 | 3. Moderate | 11576 | Predictive Maintenance | 91.25
1007418 | Sliding Doors | B (Average): Asset is sound, operationally safe and exhibits only minor deterioration. | Category 3 (Recommended): Minor work required to prevent a deterioration of the service provided by the asset. | 15 | 2023-10-22 | 0.50924 | 77.321 | x | 5 | 3. Moderate | 11576 | Predictive Maintenance | 91.25
1007419 | Doors General/Automatic/Steel | B (Average): Asset is sound, operationally safe and exhibits only minor deterioration. | Category 3 (Recommended): Minor work required to prevent a deterioration of the service provided by the asset. | 20 | 2022-02-19 | 2.1793 | 75.8207 | x | 5 | 3. Moderate | 11579 | Predictive Maintenance | 91.25
1007420 | Distribution Boards | B (Average): Asset is sound, operationally safe and exhibits only minor deterioration. | Category 3 (Recommended): Minor work required to prevent a deterioration of the service provided by the asset. | 20 | 2015-10-03 | 8.5613 | 69.4387 | x | 5 | 4. Significant | 11580 | Predictive Maintenance | 91.25
1007421 | Distribution Boards | B (Average): Asset is sound, operationally safe and exhibits only minor deterioration. | Category 3 (Recommended): Minor work required to prevent a deterioration of the service provided by the asset. | 20 | 2022-07-02 | 1.8152 | 76.1848 | x | 5 | 4. Significant | 11580 | Predictive Maintenance | 91.25
1007422 | Distribution Boards | B (Average): Asset is sound, operationally safe and exhibits only minor deterioration. | Category 3 (Recommended): Minor work required to prevent a deterioration of the service provided by the asset. | 20 | 2012-07-31 | 11.7344 | 66.2656 | x | 5 | 4. Significant | 11580 | Predictive Maintenance | 91.25
1007423 | Distribution Boards | B (Average): Asset is sound, operationally safe and exhibits only minor deterioration. | Category 3 (Recommended): Minor work required to prevent a deterioration of the service provided by the asset. | 20 | 2008-04-15 | 16.0274 | 61.9726 | x | 5 | 4. Significant | 11580 | Predictive Maintenance | 91.25
1007424 | Movable Wall Dividers | B (Average): Asset is sound, operationally safe and exhibits only minor deterioration. | Category 3 (Recommended): Minor work required to prevent a deterioration of the service provided by the asset. | 30 | 2023-04-30 | 0.98836 | 77.3411 | x | 5 | 2. Minor | 11581 | Predictive Maintenance | 182.5
1007425 | Distribution Boards | B (Average): Asset is sound, operationally safe and exhibits only minor deterioration. | Category 3 (Recommended): Minor work required to prevent a deterioration of the service provided by the asset. | 20 | 2020-02-01 | 4.23 | 73.77 | x | 5 | 4. Significant | 11582 | Predictive Maintenance | 91.25
1007426 | Distribution Boards | B (Average): Asset is sound, operationally safe and exhibits only minor deterioration. | Category 3 (Recommended): Minor work required to prevent a deterioration of the service provided by the asset. | 20 | 2015-04-11 | 9.0404 | 68.9596 | x | 5 | 4. Significant | 11582 | Predictive Maintenance | 91.25
1007427 | Distribution Boards | B (Average): Asset is sound, operationally safe and exhibits only minor deterioration. | Category 3 (Recommended): Minor work required to prevent a deterioration of the service provided by the asset. | 20 | 2008-02-02 | 16.2272 | 61.7728 | x | 5 | 4. Significant | 11582 | Predictive Maintenance | 91.25
1007428 | Fire Alarm System | B (Average): Asset is sound, operationally safe and exhibits only minor deterioration. | Category 3 (Recommended): Minor work required to prevent a deterioration of the service provided by the asset. | 15 | 2022-03-09 | 2.13 | 75.1599 | x | 5 | 5. Severe | 11583 | Predictive Maintenance | 28
1007429 | Distribution Boards | B (Average): Asset is sound, operationally safe and exhibits only minor deterioration. | Category 3 (Recommended): Minor work required to prevent a deterioration of the service provided by the asset. | 20 | 2017-01-23 | 7.2526 | 70.7474 | x | 5 | 4. Significant | 11584 | Predictive Maintenance | 91.25
1007430 | Distribution Boards | B (Average): Asset is sound, operationally safe and exhibits only minor deterioration. | Category 3 (Recommended): Minor work required to prevent a deterioration of the service provided by the asset. | 20 | 2011-03-04 | 13.1444 | 64.8556 | x | 5 | 4. Significant | 11584 | Predictive Maintenance | 91.25
1007431 | Distribution Boards | B (Average): Asset is sound, operationally safe and exhibits only minor deterioration. | Category 3 (Recommended): Minor work required to prevent a deterioration of the service provided by the asset. | 20 | 2023-12-28 | 0.3258 | 77.6742 | x | 5 | 4. Significant | 11584 | Predictive Maintenance | 91.25
1007432 | Outstations | B (Average): Asset is sound, operationally safe and exhibits only minor deterioration. | Category 3 (Recommended): Minor work required to prevent a deterioration of the service provided by the asset. | 10 | 2016-06-01 | 7.8987 | 62.2026 | x | 5 | 4. Significant | 11584 | Predictive Maintenance | 91.25
1007433 | Room Air Conditioners | B (Average): Asset is sound, operationally safe and exhibits only minor deterioration. | Category 3 (Recommended): Minor work required to prevent a deterioration of the service provided by the asset. | 15 | 2019-01-12 | 5.2841 | 70.9546 | x | 5 | 3. Moderate | 11585 | Predictive Maintenance | 91.25
1007434 | Fire Alarm System | B (Average): Asset is sound, operationally safe and exhibits only minor deterioration. | Category 3 (Recommended): Minor work required to prevent a deterioration of the service provided by the asset. | 15 | 2014-06-29 | 9.8234 | 64.9021 | x | 5 | 5. Severe | 10211 | Predictive Maintenance | 28
1007435 | Distribution Boards | B (Average): Asset is sound, operationally safe and exhibits only minor deterioration. | Category 3 (Recommended): Minor work required to prevent a deterioration of the service provided by the asset. | 20 | 2010-05-02 | 13.9822 | 64.0178 | x | 5 | 4. Significant | 11586 | Predictive Maintenance | 91.25
1007436 | Distribution Boards | B (Average): Asset is sound, operationally safe and exhibits only minor deterioration. | Category 3 (Recommended): Minor work required to prevent a deterioration of the service provided by the asset. | 20 | 2014-04-01 | 10.0671 | 67.9329 | x | 5 | 4. Significant | 11586 | Predictive Maintenance | 91.25
1007437 | Distribution Boards | B (Average): Asset is sound, operationally safe and exhibits only minor deterioration. | Category 3 (Recommended): Minor work required to prevent a deterioration of the service provided by the asset. | 20 | 2016-08-09 | 7.7098 | 70.2902 | x | 5 | 4. Significant | 11586 | Predictive Maintenance | 91.25
1007438 | Inclined Platform Lift and Stair Riser | B (Average): Asset is sound, operationally safe and exhibits only minor deterioration. | Category 3 (Recommended): Minor work required to prevent a deterioration of the service provided by the asset. | 20 | 2014-01-05 | 10.3025 | 67.6975 | x | 5 | 4. Significant | 11587 | Predictive Maintenance | 91.25
1007441 | Roller Shutter Doors | B (Average): Asset is sound, operationally safe and exhibits only minor deterioration. | Category 3 (Recommended): Minor work required to prevent a deterioration of the service provided by the asset. | 15 | 2013-06-01 | 10.8994 | 63.4675 | x | 5 | 3. Moderate | 10211 | Predictive Maintenance | 91.25
1007442 | Meter Reading - Electric | B (Average): Asset is sound, operationally safe and exhibits only minor deterioration. | Category 3 (Recommended): Minor work required to prevent a deterioration of the service provided by the asset. | 20 | 2010-08-19 | 13.6838 | 64.3162 | x | 5 | 2. Minor | 11589 | Predictive Maintenance | 182.5
1007443 | Meter Reading - Electric | B (Average): Asset is sound, operationally safe and exhibits only minor deterioration. | Category 3 (Recommended): Minor work required to prevent a deterioration of the service provided by the asset. | 20 | 2018-08-01 | 5.7331 | 72.2669 | x | 5 | 2. Minor | 11589 | Predictive Maintenance | 182.5
1007444 | Meter Reading - Electric | B (Average): Asset is sound, operationally safe and exhibits only minor deterioration. | Category 3 (Recommended): Minor work required to prevent a deterioration of the service provided by the asset. | 20 | 2021-07-20 | 2.7652 | 75.2348 | x | 5 | 2. Minor | 11589 | Predictive Maintenance | 182.5
1007445 | Meter Reading - Electric | B (Average): Asset is sound, operationally safe and exhibits only minor deterioration. | Category 3 (Recommended): Minor work required to prevent a deterioration of the service provided by the asset. | 20 | 2005-09-02 | 18.6448 | 59.3552 | x | 5 | 2. Minor | 11589 | Predictive Maintenance | 182.5
1007446 | Meter Reading - Electric | B (Average): Asset is sound, operationally safe and exhibits only minor deterioration. | Category 3 (Recommended): Minor work required to prevent a deterioration of the service provided by the asset. | 20 | 2017-11-12 | 6.4504 | 71.5496 | x | 5 | 2. Minor | 11589 | Predictive Maintenance | 182.5
1007447 | Meter Reading - Electric | B (Average): Asset is sound, operationally safe and exhibits only minor deterioration. | Category 3 (Recommended): Minor work required to prevent a deterioration of the service provided by the asset. | 20 | 2018-09-13 | 5.6153 | 72.3847 | x | 5 | 2. Minor | 11589 | Predictive Maintenance | 182.5
1007448 | Meter Reading - Electric | B (Average): Asset is sound, operationally safe and exhibits only minor deterioration. | Category 3 (Recommended): Minor work required to prevent a deterioration of the service provided by the asset. | 20 | 2023-08-01 | 0.73374 | 77.2663 | x | 5 | 2. Minor | 11589 | Predictive Maintenance | 182.5
1007449 | Meter Reading - Electric | B (Average): Asset is sound, operationally safe and exhibits only minor deterioration. | Category 3 (Recommended): Minor work required to prevent a deterioration of the service provided by the asset. | 20 | 2016-08-07 | 7.7153 | 70.2847 | x | 5 | 2. Minor | 11589 | Predictive Maintenance | 182.5
1007450 | Meter Reading - Electric | B (Average): Asset is sound, operationally safe and exhibits only minor deterioration. | Category 3 (Recommended): Minor work required to prevent a deterioration of the service provided by the asset. | 20 | 2016-12-08 | 7.3785 | 70.6215 | x | 5 | 2. Minor | 11589 | Predictive Maintenance | 182.5
1007451 | Meter Reading - Electric | B (Average): Asset is sound, operationally safe and exhibits only minor deterioration. | Category 3 (Recommended): Minor work required to prevent a deterioration of the service provided by the asset. | 20 | 2022-12-11 | 1.3717 | 76.6283 | x | 5 | 2. Minor | 11589 | Predictive Maintenance | 182.5
1007452 | Meter Reading - Electric | B (Average): Asset is sound, operationally safe and exhibits only minor deterioration. | Category 3 (Recommended): Minor work required to prevent a deterioration of the service provided by the asset. | 20 | 2008-02-07 | 16.2136 | 61.7864 | x | 5 | 2. Minor | 11589 | Predictive Maintenance | 182.5
1007453 | Meter Reading - Electric | B (Average): Asset is sound, operationally safe and exhibits only minor deterioration. | Category 3 (Recommended): Minor work required to prevent a deterioration of the service provided by the asset. | 20 | 2019-08-25 | 4.668 | 73.332 | x | 5 | 2. Minor | 11589 | Predictive Maintenance | 182.5
1007454 | Meter Reading - Electric | B (Average): Asset is sound, operationally safe and exhibits only minor deterioration. | Category 3 (Recommended): Minor work required to prevent a deterioration of the service provided by the asset. | 20 | 2015-05-12 | 8.9555 | 69.0445 | x | 5 | 2. Minor | 11589 | Predictive Maintenance | 182.5
1007455 | Meter Reading - Electric | B (Average): Asset is sound, operationally safe and exhibits only minor deterioration. | Category 3 (Recommended): Minor work required to prevent a deterioration of the service provided by the asset. | 20 | 2013-01-03 | 11.3073 | 66.6927 | x | 5 | 2. Minor | 11589 | Predictive Maintenance | 182.5
1007456 | Meter Reading - Electric | B (Average): Asset is sound, operationally safe and exhibits only minor deterioration. | Category 3 (Recommended): Minor work required to prevent a deterioration of the service provided by the asset. | 20 | 2016-04-24 | 8.0027 | 69.9973 | x | 5 | 2. Minor | 11589 | Predictive Maintenance | 182.5
1007457 | Meter Reading - Electric | B (Average): Asset is sound, operationally safe and exhibits only minor deterioration. | Category 3 (Recommended): Minor work required to prevent a deterioration of the service provided by the asset. | 20 | 2015-09-08 | 8.6297 | 69.3703 | x | 5 | 2. Minor | 11589 | Predictive Maintenance | 182.5
1007458 | Meter Reading - Electric | B (Average): Asset is sound, operationally safe and exhibits only minor deterioration. | Category 3 (Recommended): Minor work required to prevent a deterioration of the service provided by the asset. | 20 | 2010-09-04 | 13.64 | 64.36 | x | 5 | 2. Minor | 11589 | Predictive Maintenance | 182.5
1007459 | Meter Reading - Electric | B (Average): Asset is sound, operationally safe and exhibits only minor deterioration. | Category 3 (Recommended): Minor work required to prevent a deterioration of the service provided by the asset. | 20 | 2023-03-28 | 1.0787 | 76.9213 | x | 5 | 2. Minor | 11589 | Predictive Maintenance | 182.5
1007460 | Meter Reading - Electric | B (Average): Asset is sound, operationally safe and exhibits only minor deterioration. | Category 3 (Recommended): Minor work required to prevent a deterioration of the service provided by the asset. | 20 | 2024-01-02 | 0.31211 | 77.6879 | x | 5 | 2. Minor | 11589 | Predictive Maintenance | 182.5
1007461 | Meter Reading - Electric | B (Average): Asset is sound, operationally safe and exhibits only minor deterioration. | Category 3 (Recommended): Minor work required to prevent a deterioration of the service provided by the asset. | 20 | 2012-08-07 | 11.7153 | 66.2847 | x | 5 | 2. Minor | 11589 | Predictive Maintenance | 182.5
1007462 | Meter Reading - Electric | B (Average): Asset is sound, operationally safe and exhibits only minor deterioration. | Category 3 (Recommended): Minor work required to prevent a deterioration of the service provided by the asset. | 20 | 2011-11-30 | 12.4025 | 65.5975 | x | 5 | 2. Minor | 11589 | Predictive Maintenance | 182.5
1007463 | Meter Reading - Electric | B (Average): Asset is sound, operationally safe and exhibits only minor deterioration. | Category 3 (Recommended): Minor work required to prevent a deterioration of the service provided by the asset. | 20 | 2023-06-29 | 0.82409 | 77.1759 | x | 5 | 2. Minor | 11589 | Predictive Maintenance | 182.5
1007464 | Meter Reading - Electric | B (Average): Asset is sound, operationally safe and exhibits only minor deterioration. | Category 3 (Recommended): Minor work required to prevent a deterioration of the service provided by the asset. | 20 | 2008-10-05 | 15.5537 | 62.4463 | x | 5 | 2. Minor | 11589 | Predictive Maintenance | 182.5
1007465 | Meter Reading - Electric | B (Average): Asset is sound, operationally safe and exhibits only minor deterioration. | Category 3 (Recommended): Minor work required to prevent a deterioration of the service provided by the asset. | 20 | 2022-02-16 | 2.1875 | 75.8125 | x | 5 | 2. Minor | 11589 | Predictive Maintenance | 182.5
1007466 | Meter Reading - Electric | B (Average): Asset is sound, operationally safe and exhibits only minor deterioration. | Category 3 (Recommended): Minor work required to prevent a deterioration of the service provided by the asset. | 20 | 2012-10-25 | 11.499 | 66.501 | x | 5 | 2. Minor | 11589 | Predictive Maintenance | 182.5
1007467 | Meter Reading - Electric | B (Average): Asset is sound, operationally safe and exhibits only minor deterioration. | Category 3 (Recommended): Minor work required to prevent a deterioration of the service provided by the asset. | 20 | 2021-05-23 | 2.924 | 75.076 | x | 5 | 2. Minor | 11589 | Predictive Maintenance | 182.5
1007468 | Meter Reading - Electric | B (Average): Asset is sound, operationally safe and exhibits only minor deterioration. | Category 3 (Recommended): Minor work required to prevent a deterioration of the service provided by the asset. | 20 | 2015-01-09 | 9.2923 | 68.7077 | x | 5 | 2. Minor | 11589 | Predictive Maintenance | 182.5
1007469 | Meter Reading - Electric | B (Average): Asset is sound, operationally safe and exhibits only minor deterioration. | Category 3 (Recommended): Minor work required to prevent a deterioration of the service provided by the asset. | 20 | 2022-04-22 | 2.0096 | 75.9904 | x | 5 | 2. Minor | 11589 | Predictive Maintenance | 182.5
1007470 | Meter Reading - Electric | B (Average): Asset is sound, operationally safe and exhibits only minor deterioration. | Category 3 (Recommended): Minor work required to prevent a deterioration of the service provided by the asset. | 20 | 2021-01-28 | 3.2389 | 74.7611 | x | 5 | 2. Minor | 11589 | Predictive Maintenance | 182.5
1007471 | Meter Reading - Electric | B (Average): Asset is sound, operationally safe and exhibits only minor deterioration. | Category 3 (Recommended): Minor work required to prevent a deterioration of the service provided by the asset. | 20 | 2020-11-20 | 3.4278 | 74.5722 | x | 5 | 2. Minor | 11589 | Predictive Maintenance | 182.5
1007472 | Meter Reading - Electric | B (Average): Asset is sound, operationally safe and exhibits only minor deterioration. | Category 3 (Recommended): Minor work required to prevent a deterioration of the service provided by the asset. | 20 | 2007-01-27 | 17.243 | 60.757 | x | 5 | 2. Minor | 11589 | Predictive Maintenance | 182.5
1007473 | Meter Reading - Electric | B (Average): Asset is sound, operationally safe and exhibits only minor deterioration. | Category 3 (Recommended): Minor work required to prevent a deterioration of the service provided by the asset. | 20 | 2021-03-28 | 3.0773 | 74.9227 | x | 5 | 2. Minor | 11589 | Predictive Maintenance | 182.5
1007474 | Meter Reading - Electric | B (Average): Asset is sound, operationally safe and exhibits only minor deterioration. | Category 3 (Recommended): Minor work required to prevent a deterioration of the service provided by the asset. | 20 | 2020-09-22 | 3.5893 | 74.4107 | x | 5 | 2. Minor | 11589 | Predictive Maintenance | 182.5
1007475 | Meter Reading - Electric | B (Average): Asset is sound, operationally safe and exhibits only minor deterioration. | Category 3 (Recommended): Minor work required to prevent a deterioration of the service provided by the asset. | 20 | 2018-10-18 | 5.5195 | 72.4805 | x | 5 | 2. Minor | 11589 | Predictive Maintenance | 182.5
1007476 | Meter Reading - Electric | B (Average): Asset is sound, operationally safe and exhibits only minor deterioration. | Category 3 (Recommended): Minor work required to prevent a deterioration of the service provided by the asset. | 20 | 2014-12-23 | 9.3388 | 68.6612 | x | 5 | 2. Minor | 11589 | Predictive Maintenance | 182.5
1007477 | Meter Reading - Electric | B (Average): Asset is sound, operationally safe and exhibits only minor deterioration. | Category 3 (Recommended): Minor work required to prevent a deterioration of the service provided by the asset. | 20 | 2020-01-30 | 4.2355 | 73.7645 | x | 5 | 2. Minor | 11589 | Predictive Maintenance | 182.5
1007478 | Meter Reading - Electric | B (Average): Asset is sound, operationally safe and exhibits only minor deterioration. | Category 3 (Recommended): Minor work required to prevent a deterioration of the service provided by the asset. | 20 | 2007-01-12 | 17.2841 | 60.7159 | x | 5 | 2. Minor | 11589 | Predictive Maintenance | 182.5
1007479 | Meter Reading - Electric | B (Average): Asset is sound, operationally safe and exhibits only minor deterioration. | Category 3 (Recommended): Minor work required to prevent a deterioration of the service provided by the asset. | 20 | 2022-12-17 | 1.3552 | 76.6448 | x | 5 | 2. Minor | 11589 | Predictive Maintenance | 182.5
1007480 | Meter Reading - Electric | B (Average): Asset is sound, operationally safe and exhibits only minor deterioration. | Category 3 (Recommended): Minor work required to prevent a deterioration of the service provided by the asset. | 20 | 2023-10-05 | 0.55578 | 77.4442 | x | 5 | 2. Minor | 11589 | Predictive Maintenance | 182.5
1007481 | Meter Reading - Electric | B (Average): Asset is sound, operationally safe and exhibits only minor deterioration. | Category 3 (Recommended): Minor work required to prevent a deterioration of the service provided by the asset. | 20 | 2004-08-18 | 19.6851 | 58.3149 | x | 5 | 2. Minor | 11589 | Predictive Maintenance | 182.5
1007482 | Meter Reading - Electric | B (Average): Asset is sound, operationally safe and exhibits only minor deterioration. | Category 3 (Recommended): Minor work required to prevent a deterioration of the service provided by the asset. | 20 | 2023-04-15 | 1.0294 | 76.9706 | x | 5 | 2. Minor | 11589 | Predictive Maintenance | 182.5
1007483 | Meter Reading - Electric | B (Average): Asset is sound, operationally safe and exhibits only minor deterioration. | Category 3 (Recommended): Minor work required to prevent a deterioration of the service provided by the asset. | 20 | 2004-08-20 | 19.6797 | 58.3203 | x | 5 | 2. Minor | 11589 | Predictive Maintenance | 182.5
1007484 | Meter Reading - Electric | B (Average): Asset is sound, operationally safe and exhibits only minor deterioration. | Category 3 (Recommended): Minor work required to prevent a deterioration of the service provided by the asset. | 20 | 2018-03-01 | 6.152 | 71.848 | x | 5 | 2. Minor | 11589 | Predictive Maintenance | 182.5
1007485 | Meter Reading - Electric | B (Average): Asset is sound, operationally safe and exhibits only minor deterioration. | Category 3 (Recommended): Minor work required to prevent a deterioration of the service provided by the asset. | 20 | 2011-03-13 | 13.1198 | 64.8802 | x | 5 | 2. Minor | 11589 | Predictive Maintenance | 182.5
1007486 | Meter Reading - Electric | B (Average): Asset is sound, operationally safe and exhibits only minor deterioration. | Category 3 (Recommended): Minor work required to prevent a deterioration of the service provided by the asset. | 20 | 2018-08-10 | 5.7084 | 72.2916 | x | 5 | 2. Minor | 11589 | Predictive Maintenance | 182.5
1007487 | Meter Reading - Electric | B (Average): Asset is sound, operationally safe and exhibits only minor deterioration. | Category 3 (Recommended): Minor work required to prevent a deterioration of the service provided by the asset. | 20 | 2017-05-30 | 6.9049 | 71.0951 | x | 5 | 2. Minor | 11589 | Predictive Maintenance | 182.5
1007488 | Meter Reading - Electric | B (Average): Asset is sound, operationally safe and exhibits only minor deterioration. | Category 3 (Recommended): Minor work required to prevent a deterioration of the service provided by the asset. | 20 | 2009-06-27 | 14.8282 | 63.1718 | x | 5 | 2. Minor | 11589 | Predictive Maintenance | 182.5
1007489 | Meter Reading - Electric | B (Average): Asset is sound, operationally safe and exhibits only minor deterioration. | Category 3 (Recommended): Minor work required to prevent a deterioration of the service provided by the asset. | 20 | 2008-11-04 | 15.4716 | 62.5284 | x | 5 | 2. Minor | 11589 | Predictive Maintenance | 182.5
1007490 | Meter Reading - Electric | B (Average): Asset is sound, operationally safe and exhibits only minor deterioration. | Category 3 (Recommended): Minor work required to prevent a deterioration of the service provided by the asset. | 20 | 2017-01-06 | 7.2991 | 70.7009 | x | 5 | 2. Minor | 11589 | Predictive Maintenance | 182.5
1007491 | Meter Reading - Electric | B (Average): Asset is sound, operationally safe and exhibits only minor deterioration. | Category 3 (Recommended): Minor work required to prevent a deterioration of the service provided by the asset. | 20 | 2011-06-13 | 12.8679 | 65.1321 | x | 5 | 2. Minor | 11589 | Predictive Maintenance | 182.5
1007492 | Meter Reading - Electric | B (Average): Asset is sound, operationally safe and exhibits only minor deterioration. | Category 3 (Recommended): Minor work required to prevent a deterioration of the service provided by the asset. | 20 | 2009-06-05 | 14.8884 | 63.1116 | x | 5 | 2. Minor | 11589 | Predictive Maintenance | 182.5
1007493 | Meter Reading - Electric | B (Average): Asset is sound, operationally safe and exhibits only minor deterioration. | Category 3 (Recommended): Minor work required to prevent a deterioration of the service provided by the asset. | 20 | 2014-08-31 | 9.6509 | 68.3491 | x | 5 | 2. Minor | 11589 | Predictive Maintenance | 182.5
1007494 | Meter Reading - Electric | B (Average): Asset is sound, operationally safe and exhibits only minor deterioration. | Category 3 (Recommended): Minor work required to prevent a deterioration of the service provided by the asset. | 20 | 2021-05-05 | 2.9733 | 75.0267 | x | 5 | 2. Minor | 11589 | Predictive Maintenance | 182.5
1007495 | Meter Reading - Electric | B (Average): Asset is sound, operationally safe and exhibits only minor deterioration. | Category 3 (Recommended): Minor work required to prevent a deterioration of the service provided by the asset. | 20 | 2012-07-02 | 11.8138 | 66.1862 | x | 5 | 2. Minor | 11589 | Predictive Maintenance | 182.5
1007496 | Meter Reading - Electric | B (Average): Asset is sound, operationally safe and exhibits only minor deterioration. | Category 3 (Recommended): Minor work required to prevent a deterioration of the service provided by the asset. | 20 | 2004-12-08 | 19.3785 | 58.6215 | x | 5 | 2. Minor | 11589 | Predictive Maintenance | 182.5
1007497 | Meter Reading - Electric | B (Average): Asset is sound, operationally safe and exhibits only minor deterioration. | Category 3 (Recommended): Minor work required to prevent a deterioration of the service provided by the asset. | 20 | 2019-01-28 | 5.2402 | 72.7598 | x | 5 | 2. Minor | 11589 | Predictive Maintenance | 182.5
1007498 | Meter Reading - Electric | B (Average): Asset is sound, operationally safe and exhibits only minor deterioration. | Category 3 (Recommended): Minor work required to prevent a deterioration of the service provided by the asset. | 20 | 2020-10-29 | 3.488 | 74.512 | x | 5 | 2. Minor | 11589 | Predictive Maintenance | 182.5
1007499 | Meter Reading - Electric | B (Average): Asset is sound, operationally safe and exhibits only minor deterioration. | Category 3 (Recommended): Minor work required to prevent a deterioration of the service provided by the asset. | 20 | 2011-01-20 | 13.2621 | 64.7379 | x | 5 | 2. Minor | 11589 | Predictive Maintenance | 182.5
1007500 | Meter Reading - Electric | B (Average): Asset is sound, operationally safe and exhibits only minor deterioration. | Category 3 (Recommended): Minor work required to prevent a deterioration of the service provided by the asset. | 20 | 2019-10-22 | 4.5092 | 73.4908 | x | 5 | 2. Minor | 11589 | Predictive Maintenance | 182.5
1007501 | Meter Reading - Electric | B (Average): Asset is sound, operationally safe and exhibits only minor deterioration. | Category 3 (Recommended): Minor work required to prevent a deterioration of the service provided by the asset. | 20 | 2023-11-06 | 0.46817 | 77.5318 | x | 5 | 2. Minor | 11589 | Predictive Maintenance | 182.5
1007502 | Meter Reading - Electric | B (Average): Asset is sound, operationally safe and exhibits only minor deterioration. | Category 3 (Recommended): Minor work required to prevent a deterioration of the service provided by the asset. | 20 | 2023-11-04 | 0.47365 | 77.5264 | x | 5 | 2. Minor | 11589 | Predictive Maintenance | 182.5
1007503 | Meter Reading - Electric | B (Average): Asset is sound, operationally safe and exhibits only minor deterioration. | Category 3 (Recommended): Minor work required to prevent a deterioration of the service provided by the asset. | 20 | 2019-07-12 | 4.7885 | 73.2115 | x | 5 | 2. Minor | 11589 | Predictive Maintenance | 182.5
1007504 | Meter Reading - Electric | B (Average): Asset is sound, operationally safe and exhibits only minor deterioration. | Category 3 (Recommended): Minor work required to prevent a deterioration of the service provided by the asset. | 20 | 2009-01-15 | 15.2745 | 62.7255 | x | 5 | 2. Minor | 11589 | Predictive Maintenance | 182.5
1007505 | Distribution Boards | B (Average): Asset is sound, operationally safe and exhibits only minor deterioration. | Category 3 (Recommended): Minor work required to prevent a deterioration of the service provided by the asset. | 20 | 2023-08-18 | 0.6872 | 77.3128 | x | 5 | 4. Significant | 11589 | Predictive Maintenance | 91.25
1007506 | Fire Alarm System | B (Average): Asset is sound, operationally safe and exhibits only minor deterioration. | Category 3 (Recommended): Minor work required to prevent a deterioration of the service provided by the asset. | 15 | 2020-02-19 | 4.1807 | 72.4257 | x | 5 | 5. Severe | 11589 | Predictive Maintenance | 28
1007507 | Room Air Conditioners | B (Average): Asset is sound, operationally safe and exhibits only minor deterioration. | Category 3 (Recommended): Minor work required to prevent a deterioration of the service provided by the asset. | 15 | 2010-10-17 | 13.5222 | 59.9703 | x | 5 | 3. Moderate | 10210 | Predictive Maintenance | 91.25
1007508 | Room Air Conditioners | B (Average): Asset is sound, operationally safe and exhibits only minor deterioration. | Category 3 (Recommended): Minor work required to prevent a deterioration of the service provided by the asset. | 15 | 2018-03-03 | 6.1465 | 69.8047 | x | 5 | 3. Moderate | 10210 | Predictive Maintenance | 91.25
1007509 | Room Air Conditioners | B (Average): Asset is sound, operationally safe and exhibits only minor deterioration. | Category 3 (Recommended): Minor work required to prevent a deterioration of the service provided by the asset. | 15 | 2020-08-13 | 3.6988 | 73.0682 | x | 5 | 3. Moderate | 10210 | Predictive Maintenance | 91.25
1007510 | Distribution Boards | B (Average): Asset is sound, operationally safe and exhibits only minor deterioration. | Category 3 (Recommended): Minor work required to prevent a deterioration of the service provided by the asset. | 20 | 2017-06-02 | 6.8966 | 71.1034 | x | 5 | 4. Significant | 11590 | Predictive Maintenance | 91.25
1007511 | Distribution Boards | B (Average): Asset is sound, operationally safe and exhibits only minor deterioration. | Category 3 (Recommended): Minor work required to prevent a deterioration of the service provided by the asset. | 20 | 2023-10-07 | 0.55031 | 77.4497 | x | 5 | 4. Significant | 11590 | Predictive Maintenance | 91.25
1007512 | Insect Killer | B (Average): Asset is sound, operationally safe and exhibits only minor deterioration. | Category 3 (Recommended): Minor work required to prevent a deterioration of the service provided by the asset. | 8 | 2017-12-10 | 6.3737 | 62.0657 | x | 5 | 2. Minor | 10063 | Predictive Maintenance | 182.5
1007513 | Insect Killer | B (Average): Asset is sound, operationally safe and exhibits only minor deterioration. | Category 3 (Recommended): Minor work required to prevent a deterioration of the service provided by the asset. | 8 | 2020-10-18 | 3.5181 | 69.2047 | x | 5 | 2. Minor | 10063 | Predictive Maintenance | 182.5
1007514 | Doors General/Automatic/Steel | B (Average): Asset is sound, operationally safe and exhibits only minor deterioration. | Category 3 (Recommended): Minor work required to prevent a deterioration of the service provided by the asset. | 20 | 2016-08-03 | 7.7262 | 70.2738 | x | 5 | 3. Moderate | 11591 | Predictive Maintenance | 91.25
1007515 | Insect Killer | B (Average): Asset is sound, operationally safe and exhibits only minor deterioration. | Category 3 (Recommended): Minor work required to prevent a deterioration of the service provided by the asset. | 8 | 2019-10-25 | 4.501 | 66.7474 | x | 5 | 2. Minor | 11592 | Predictive Maintenance | 182.5
1007516 | Doors General/Automatic/Steel | B (Average): Asset is sound, operationally safe and exhibits only minor deterioration. | Category 3 (Recommended): Minor work required to prevent a deterioration of the service provided by the asset. | 20 | 2019-11-14 | 4.4463 | 73.5537 | x | 5 | 3. Moderate | 11593 | Predictive Maintenance | 91.25
1007517 | Doors General/Automatic/Steel | B (Average): Asset is sound, operationally safe and exhibits only minor deterioration. | Category 3 (Recommended): Minor work required to prevent a deterioration of the service provided by the asset. | 20 | 2014-09-14 | 9.6126 | 68.3874 | x | 5 | 3. Moderate | 11593 | Predictive Maintenance | 91.25
1007518 | Room Air Conditioners | B (Average): Asset is sound, operationally safe and exhibits only minor deterioration. | Category 3 (Recommended): Minor work required to prevent a deterioration of the service provided by the asset. | 15 | 2021-07-06 | 2.8036 | 74.2619 | x | 5 | 3. Moderate | 11594 | Predictive Maintenance | 91.25
1007519 | Room Air Conditioners | B (Average): Asset is sound, operationally safe and exhibits only minor deterioration. | Category 3 (Recommended): Minor work required to prevent a deterioration of the service provided by the asset. | 15 | 2010-03-22 | 14.0945 | 59.2074 | x | 5 | 3. Moderate | 11585 | Predictive Maintenance | 91.25
1007520 | Speed Controllers | B (Average): Asset is sound, operationally safe and exhibits only minor deterioration. | Category 3 (Recommended): Minor work required to prevent a deterioration of the service provided by the asset. | 15 | 2022-12-05 | 1.3881 | 76.1492 | x | 5 | 4. Significant | 10063 | Predictive Maintenance | 91.25
1007521 | Speed Controllers | B (Average): Asset is sound, operationally safe and exhibits only minor deterioration. | Category 3 (Recommended): Minor work required to prevent a deterioration of the service provided by the asset. | 15 | 2015-01-23 | 9.2539 | 65.6614 | x | 5 | 4. Significant | 10063 | Predictive Maintenance | 91.25
1007522 | Speed Controllers | B (Average): Asset is sound, operationally safe and exhibits only minor deterioration. | Category 3 (Recommended): Minor work required to prevent a deterioration of the service provided by the asset. | 15 | 2020-01-11 | 4.2875 | 72.2834 | x | 5 | 4. Significant | 10063 | Predictive Maintenance | 91.25
1007523 | Fire Alarm System | B (Average): Asset is sound, operationally safe and exhibits only minor deterioration. | Category 3 (Recommended): Minor work required to prevent a deterioration of the service provided by the asset. | 15 | 2012-06-19 | 11.8494 | 62.2008 | x | 5 | 5. Severe | 11595 | Predictive Maintenance | 28
1007524 | Cold Rooms | B (Average): Asset is sound, operationally safe and exhibits only minor deterioration. | Category 3 (Recommended): Minor work required to prevent a deterioration of the service provided by the asset. | 15 | 2021-04-23 | 3.0062 | 73.9918 | x | 5 | 4. Significant | 11596 | Predictive Maintenance | 91.25
1007525 | Cold Rooms | B (Average): Asset is sound, operationally safe and exhibits only minor deterioration. | Category 3 (Recommended): Minor work required to prevent a deterioration of the service provided by the asset. | 15 | 2016-05-11 | 7.9562 | 67.3917 | x | 5 | 4. Significant | 11597 | Predictive Maintenance | 91.25
1007526 | Cold Rooms | B (Average): Asset is sound, operationally safe and exhibits only minor deterioration. | Category 3 (Recommended): Minor work required to prevent a deterioration of the service provided by the asset. | 15 | 2015-05-28 | 8.9117 | 66.1177 | x | 5 | 4. Significant | 11598 | Predictive Maintenance | 91.25
1007527 | Distribution Boards | B (Average): Asset is sound, operationally safe and exhibits only minor deterioration. | Category 3 (Recommended): Minor work required to prevent a deterioration of the service provided by the asset. | 20 | 2004-05-24 | 19.9206 | 58.0794 | x | 5 | 4. Significant | 11592 | Predictive Maintenance | 91.25
1007528 | Distribution Boards | B (Average): Asset is sound, operationally safe and exhibits only minor deterioration. | Category 3 (Recommended): Minor work required to prevent a deterioration of the service provided by the asset. | 20 | 2016-05-19 | 7.9343 | 70.0657 | x | 5 | 4. Significant | 11592 | Predictive Maintenance | 91.25
1007529 | Meter Reading - Electric | B (Average): Asset is sound, operationally safe and exhibits only minor deterioration. | Category 3 (Recommended): Minor work required to prevent a deterioration of the service provided by the asset. | 20 | 2011-10-10 | 12.5421 | 65.4579 | x | 5 | 2. Minor | 11592 | Predictive Maintenance | 182.5
1007531 | Insect Killer | B (Average): Asset is sound, operationally safe and exhibits only minor deterioration. | Category 3 (Recommended): Minor work required to prevent a deterioration of the service provided by the asset. | 8 | 2017-07-01 | 6.8172 | 60.9569 | x | 5 | 2. Minor | 10063 | Predictive Maintenance | 182.5
1007532 | Room Air Conditioners | B (Average): Asset is sound, operationally safe and exhibits only minor deterioration. | Category 3 (Recommended): Minor work required to prevent a deterioration of the service provided by the asset. | 15 | 2012-09-16 | 11.6057 | 62.5257 | x | 5 | 3. Moderate | 10063 | Predictive Maintenance | 91.25
1007533 | Roller Shutter Doors | B (Average): Asset is sound, operationally safe and exhibits only minor deterioration. | Category 3 (Recommended): Minor work required to prevent a deterioration of the service provided by the asset. | 15 | 2016-11-30 | 7.4004 | 68.1328 | x | 5 | 3. Moderate | 11587 | Predictive Maintenance | 91.25
1007534 | Insect Killer | B (Average): Asset is sound, operationally safe and exhibits only minor deterioration. | Category 3 (Recommended): Minor work required to prevent a deterioration of the service provided by the asset. | 8 | 2018-03-26 | 6.0835 | 62.7912 | x | 5 | 2. Minor | 10063 | Predictive Maintenance | 182.5
1007535 | Insect Killer | B (Average): Asset is sound, operationally safe and exhibits only minor deterioration. | Category 3 (Recommended): Minor work required to prevent a deterioration of the service provided by the asset. | 8 | 2017-05-24 | 6.9213 | 60.6968 | x | 5 | 2. Minor | 10063 | Predictive Maintenance | 182.5
1007536 | Kitchen Hood Fire Suppression | B (Average): Asset is sound, operationally safe and exhibits only minor deterioration. | Category 3 (Recommended): Minor work required to prevent a deterioration of the service provided by the asset. | 20 | 2023-04-08 | 1.0486 | 76.9514 | x | 5 | 5. Severe | 10063 | Predictive Maintenance | 28
1007537 | Distribution Boards | B (Average): Asset is sound, operationally safe and exhibits only minor deterioration. | Category 3 (Recommended): Minor work required to prevent a deterioration of the service provided by the asset. | 20 | 2018-06-06 | 5.8864 | 72.1136 | x | 5 | 4. Significant | 10063 | Predictive Maintenance | 91.25
1007538 | Distribution Boards | B (Average): Asset is sound, operationally safe and exhibits only minor deterioration. | Category 3 (Recommended): Minor work required to prevent a deterioration of the service provided by the asset. | 20 | 2009-10-21 | 14.5106 | 63.4894 | x | 5 | 4. Significant | 10063 | Predictive Maintenance | 91.25
1007539 | Outstations | B (Average): Asset is sound, operationally safe and exhibits only minor deterioration. | Category 3 (Recommended): Minor work required to prevent a deterioration of the service provided by the asset. | 10 | 2017-12-12 | 6.3682 | 65.2635 | x | 5 | 4. Significant | 10063 | Predictive Maintenance | 91.25
1007540 | Room Air Conditioners | B (Average): Asset is sound, operationally safe and exhibits only minor deterioration. | Category 3 (Recommended): Minor work required to prevent a deterioration of the service provided by the asset. | 15 | 2022-12-11 | 1.3717 | 76.1711 | x | 5 | 3. Moderate | 10063 | Predictive Maintenance | 91.25
1007541 | Water Saving Devices and Meters | A (Good): Asset is as new and can be expected to perform adequately to its full normal life if maintained appropriately. | Category 4 (Normal): No work required beyond normal maintenance. | 20 | 2010-11-29 | 13.4045 | 86.5955 | x | 1 | 2. Minor | 10221 | Predictive Maintenance | 365
1007543 | Doors General/Automatic/Steel | B (Average): Asset is sound, operationally safe and exhibits only minor deterioration. | Category 3 (Recommended): Minor work required to prevent a deterioration of the service provided by the asset. | 20 | 2004-03-10 | 20.1259 | 57.8741 | x | 5 | 3. Moderate | 11590 | Predictive Maintenance | 91.25
1007545 | Ventilating Fans - General | B (Average): Asset is sound, operationally safe and exhibits only minor deterioration. | Category 3 (Recommended): Minor work required to prevent a deterioration of the service provided by the asset. | 20 | 2011-10-22 | 12.5092 | 65.4908 | x | 5 | 2. Minor | 11580 | Predictive Maintenance | 182.5
1007546 | Ventilating Fans - General | B (Average): Asset is sound, operationally safe and exhibits only minor deterioration. | Category 3 (Recommended): Minor work required to prevent a deterioration of the service provided by the asset. | 20 | 2008-05-17 | 15.9398 | 62.0602 | x | 5 | 2. Minor | 11580 | Predictive Maintenance | 182.5
1007547 | Fire Alarm System | B (Average): Asset is sound, operationally safe and exhibits only minor deterioration. | Category 3 (Recommended): Minor work required to prevent a deterioration of the service provided by the asset. | 15 | 2021-05-05 | 2.9733 | 74.0356 | x | 5 | 5. Severe | 11600 | Predictive Maintenance | 28
1007548 | Distribution Boards | B (Average): Asset is sound, operationally safe and exhibits only minor deterioration. | Category 3 (Recommended): Minor work required to prevent a deterioration of the service provided by the asset. | 20 | 2007-07-23 | 16.7584 | 61.2416 | x | 5 | 4. Significant | 11601 | Predictive Maintenance | 91.25
1007549 | Distribution Boards | B (Average): Asset is sound, operationally safe and exhibits only minor deterioration. | Category 3 (Recommended): Minor work required to prevent a deterioration of the service provided by the asset. | 20 | 2006-11-05 | 17.4702 | 60.5298 | x | 5 | 4. Significant | 11601 | Predictive Maintenance | 91.25
1007550 | Distribution Boards | B (Average): Asset is sound, operationally safe and exhibits only minor deterioration. | Category 3 (Recommended): Minor work required to prevent a deterioration of the service provided by the asset. | 20 | 2008-08-04 | 15.7235 | 62.2765 | x | 5 | 4. Significant | 11601 | Predictive Maintenance | 91.25
1007551 | Distribution Boards | B (Average): Asset is sound, operationally safe and exhibits only minor deterioration. | Category 3 (Recommended): Minor work required to prevent a deterioration of the service provided by the asset. | 20 | 2013-10-20 | 10.5133 | 67.4867 | x | 5 | 4. Significant | 11602 | Predictive Maintenance | 91.25
1007552 | Distribution Boards | B (Average): Asset is sound, operationally safe and exhibits only minor deterioration. | Category 3 (Recommended): Minor work required to prevent a deterioration of the service provided by the asset. | 20 | 2021-12-12 | 2.3682 | 75.6318 | x | 5 | 4. Significant | 11603 | Predictive Maintenance | 91.25
1007553 | Distribution Boards | B (Average): Asset is sound, operationally safe and exhibits only minor deterioration. | Category 3 (Recommended): Minor work required to prevent a deterioration of the service provided by the asset. | 20 | 2013-11-09 | 10.4586 | 67.5414 | x | 5 | 4. Significant | 11603 | Predictive Maintenance | 91.25
1007554 | Expansion Vessels | B (Average): Asset is sound, operationally safe and exhibits only minor deterioration. | Category 3 (Recommended): Minor work required to prevent a deterioration of the service provided by the asset. | 15 | 2020-05-27 | 3.9124 | 72.7835 | x | 5 | 4. Significant | 10062 | Predictive Maintenance | 91.25
1007555 | Outstations | B (Average): Asset is sound, operationally safe and exhibits only minor deterioration. | Category 3 (Recommended): Minor work required to prevent a deterioration of the service provided by the asset. | 10 | 2023-07-23 | 0.75838 | 76.4832 | x | 5 | 4. Significant | 10062 | Predictive Maintenance | 91.25
1007556 | Pressurisation Units - Chilled Water, Condenser Water and LTHW Types | A (Good): Asset is as new and can be expected to perform adequately to its full normal life if maintained appropriately. | Category 4 (Normal): No work required beyond normal maintenance. | 15 | 2013-12-08 | 10.3792 | 78.1611 | x | 5 | 4. Significant | 10062 | Predictive Maintenance | 162.5
1007557 | Hot Water Calorifiers - Heated by LTHW | B (Average): Asset is sound, operationally safe and exhibits only minor deterioration. | Category 3 (Recommended): Minor work required to prevent a deterioration of the service provided by the asset. | 20 | 2004-01-22 | 20.2574 | 57.7426 | x | 5 | 4. Significant | 10062 | Predictive Maintenance | 91.25
1007559 | Outstations | B (Average): Asset is sound, operationally safe and exhibits only minor deterioration. | Category 4 (Normal): No work required beyond normal maintenance. | 10 | 2021-04-10 | 3.0418 | 78.9165 | x | 5 | 4. Significant | 10062 | Predictive Maintenance | 162.5
1007560 | Gas Detection/Flammable | B (Average): Asset is sound, operationally safe and exhibits only minor deterioration. | Category 3 (Recommended): Minor work required to prevent a deterioration of the service provided by the asset. | 15 | 2015-09-26 | 8.5804 | 66.5594 | x | 5 | 5. Severe | 10062 | Predictive Maintenance | 28
1007561 | Atmospheric Gas Burner - Free Standing Boiler | B (Average): Asset is sound, operationally safe and exhibits only minor deterioration. | Category 3 (Recommended): Minor work required to prevent a deterioration of the service provided by the asset. | 20 | 2010-10-21 | 13.5113 | 64.4887 | x | 5 | 4. Significant | 10062 | Predictive Maintenance | 91.25
1007562 | Atmospheric Gas Burner - Free Standing Boiler | B (Average): Asset is sound, operationally safe and exhibits only minor deterioration. | Category 3 (Recommended): Minor work required to prevent a deterioration of the service provided by the asset. | 20 | 2014-01-14 | 10.2779 | 67.7221 | x | 5 | 4. Significant | 10062 | Predictive Maintenance | 91.25
1007563 | Atmospheric Gas Burner - Free Standing Boiler | B (Average): Asset is sound, operationally safe and exhibits only minor deterioration. | Category 3 (Recommended): Minor work required to prevent a deterioration of the service provided by the asset. | 20 | 2015-03-16 | 9.1116 | 68.8884 | x | 5 | 4. Significant | 10062 | Predictive Maintenance | 91.25
1007564 | Atmospheric Gas Burner - Free Standing Boiler | B (Average): Asset is sound, operationally safe and exhibits only minor deterioration. | Category 3 (Recommended): Minor work required to prevent a deterioration of the service provided by the asset. | 20 | 2007-07-19 | 16.7693 | 61.2307 | x | 5 | 4. Significant | 10062 | Predictive Maintenance | 91.25
1007566 | Direct Fired Water Heaters | B (Average): Asset is sound, operationally safe and exhibits only minor deterioration. | Category 3 (Recommended): Minor work required to prevent a deterioration of the service provided by the asset. | 15 | 2011-11-07 | 12.4654 | 61.3794 | x | 5 | 4. Significant | 10062 | Predictive Maintenance | 91.25
1007569 | Gas Detection/Flammable | B (Average): Asset is sound, operationally safe and exhibits only minor deterioration. | Category 3 (Recommended): Minor work required to prevent a deterioration of the service provided by the asset. | 15 | 2014-05-20 | 9.9329 | 64.7561 | x | 5 | 5. Severe | 10062 | Predictive Maintenance | 28
1007570 | Meter Reading - Electric | B (Average): Asset is sound, operationally safe and exhibits only minor deterioration. | Category 3 (Recommended): Minor work required to prevent a deterioration of the service provided by the asset. | 20 | 2023-12-04 | 0.39151 | 77.6085 | x | 5 | 2. Minor | 10062 | Predictive Maintenance | 182.5
1007571 | Meter Reading - Electric | B (Average): Asset is sound, operationally safe and exhibits only minor deterioration. | Category 3 (Recommended): Minor work required to prevent a deterioration of the service provided by the asset. | 20 | 2012-07-25 | 11.7509 | 66.2491 | x | 5 | 2. Minor | 10062 | Predictive Maintenance | 182.5
1007572 | Meter Reading - Electric | B (Average): Asset is sound, operationally safe and exhibits only minor deterioration. | Category 3 (Recommended): Minor work required to prevent a deterioration of the service provided by the asset. | 20 | 2016-05-23 | 7.9233 | 70.0767 | x | 5 | 2. Minor | 10062 | Predictive Maintenance | 182.5
1007573 | Meter Reading - Electric | B (Average): Asset is sound, operationally safe and exhibits only minor deterioration. | Category 3 (Recommended): Minor work required to prevent a deterioration of the service provided by the asset. | 20 | 2015-09-13 | 8.616 | 69.384 | x | 5 | 2. Minor | 10062 | Predictive Maintenance | 182.5
1007574 | Outstations | B (Average): Asset is sound, operationally safe and exhibits only minor deterioration. | Category 3 (Recommended): Minor work required to prevent a deterioration of the service provided by the asset. | 10 | 2020-09-16 | 3.6057 | 70.7885 | x | 5 | 4. Significant | 10062 | Predictive Maintenance | 91.25
1007575 | Expansion Vessels | B (Average): Asset is sound, operationally safe and exhibits only minor deterioration. | Category 3 (Recommended): Minor work required to prevent a deterioration of the service provided by the asset. | 15 | 2021-06-02 | 2.8966 | 74.1378 | x | 5 | 4. Significant | 10062 | Predictive Maintenance | 91.25
1007576 | Outstations | B (Average): Asset is sound, operationally safe and exhibits only minor deterioration. | Category 3 (Recommended): Minor work required to prevent a deterioration of the service provided by the asset. | 10 | 2018-10-30 | 5.4867 | 67.0267 | x | 5 | 4. Significant | 10062 | Predictive Maintenance | 91.25
1007578 | Hot Water Calorifiers - Heated by LTHW | B (Average): Asset is sound, operationally safe and exhibits only minor deterioration. | Category 3 (Recommended): Minor work required to prevent a deterioration of the service provided by the asset. | 20 | 2014-03-19 | 10.1027 | 67.8973 | x | 5 | 4. Significant | 10062 | Predictive Maintenance | 91.25
1007579 | Direct Fired Water Heaters | B (Average): Asset is sound, operationally safe and exhibits only minor deterioration. | Category 3 (Recommended): Minor work required to prevent a deterioration of the service provided by the asset. | 15 | 2011-04-03 | 13.0623 | 60.5836 | x | 5 | 4. Significant | 10062 | Predictive Maintenance | 91.25
1007580 | Atmospheric Gas Burner Boiler - Small and/or Wall Hung for Domestic/Light Commercial Installation | B (Average): Asset is sound, operationally safe and exhibits only minor deterioration. | Category 3 (Recommended): Minor work required to prevent a deterioration of the service provided by the asset. | 10 | 2023-11-17 | 0.43806 | 77.1239 | x | 5 | 4. Significant | 10062 | Predictive Maintenance | 91.25
1007581 | Atmospheric Gas Burner Boiler - Small and/or Wall Hung for Domestic/Light Commercial Installation | B (Average): Asset is sound, operationally safe and exhibits only minor deterioration. | Category 3 (Recommended): Minor work required to prevent a deterioration of the service provided by the asset. | 10 | 2023-11-07 | 0.46543 | 77.0691 | x | 5 | 4. Significant | 10062 | Predictive Maintenance | 91.25
1007582 | Distribution Boards | B (Average): Asset is sound, operationally safe and exhibits only minor deterioration. | Category 3 (Recommended): Minor work required to prevent a deterioration of the service provided by the asset. | 20 | 2009-11-21 | 14.4257 | 63.5743 | x | 5 | 4. Significant | 11605 | Predictive Maintenance | 91.25
1007583 | Distribution Boards | B (Average): Asset is sound, operationally safe and exhibits only minor deterioration. | Category 3 (Recommended): Minor work required to prevent a deterioration of the service provided by the asset. | 20 | 2011-02-19 | 13.18 | 64.82 | x | 5 | 4. Significant | 11605 | Predictive Maintenance | 91.25
1007584 | Emergency Voice Communication (EVC) Systems | B (Average): Asset is sound, operationally safe and exhibits only minor deterioration. | Category 3 (Recommended): Minor work required to prevent a deterioration of the service provided by the asset. | 15 | 2014-03-22 | 10.0945 | 64.5407 | x | 5 | 5. Severe | 10205 | Predictive Maintenance | 28
1007585 | Doors General/Automatic/Steel | B (Average): Asset is sound, operationally safe and exhibits only minor deterioration. | Category 3 (Recommended): Minor work required to prevent a deterioration of the service provided by the asset. | 20 | 2009-07-16 | 14.7762 | 63.2238 | x | 5 | 3. Moderate | 10205 | Predictive Maintenance | 91.25
1007586 | Roller Shutter Doors | B (Average): Asset is sound, operationally safe and exhibits only minor deterioration. | Category 3 (Recommended): Minor work required to prevent a deterioration of the service provided by the asset. | 15 | 2021-02-01 | 3.2279 | 73.6961 | x | 5 | 3. Moderate | 10204 | Predictive Maintenance | 91.25
1007587 | Traction Lifts | B (Average): Asset is sound, operationally safe and exhibits only minor deterioration. | Category 3 (Recommended): Minor work required to prevent a deterioration of the service provided by the asset. | 20 | 2011-02-07 | 13.2129 | 64.7871 | x | 5 | 4. Significant | 11606 | Predictive Maintenance | 91.25
1007589 | Smoke Relief - Powered Smoke and Heat Exhaust Ventilators | B (Average): Asset is sound, operationally safe and exhibits only minor deterioration. | Category 3 (Recommended): Minor work required to prevent a deterioration of the service provided by the asset. | 30 | 1995-10-01 | 28.5667 | 64.9555 | x | 2 | 5. Severe | 11608 | Predictive Maintenance | 28
1007590 | Roller Shutter Doors | B (Average): Asset is sound, operationally safe and exhibits only minor deterioration. | Category 3 (Recommended): Minor work required to prevent a deterioration of the service provided by the asset. | 15 | 2017-07-19 | 6.768 | 74.976 | x | 2 | 3. Moderate | 11609 | Predictive Maintenance | 91.25
1007591 | Ventilating Fans - General | B (Average): Asset is sound, operationally safe and exhibits only minor deterioration. | Category 3 (Recommended): Minor work required to prevent a deterioration of the service provided by the asset. | 20 | 2018-05-31 | 5.9028 | 72.0972 | x | 5 | 2. Minor | 11610 | Predictive Maintenance | 182.5
1007592 | Ventilating Fans - General | B (Average): Asset is sound, operationally safe and exhibits only minor deterioration. | Category 3 (Recommended): Minor work required to prevent a deterioration of the service provided by the asset. | 20 | 2014-11-24 | 9.4182 | 68.5818 | x | 5 | 2. Minor | 11610 | Predictive Maintenance | 182.5
1007594 | Distribution Boards | B (Average): Asset is sound, operationally safe and exhibits only minor deterioration. | Category 3 (Recommended): Minor work required to prevent a deterioration of the service provided by the asset. | 20 | 2023-01-20 | 1.2621 | 82.7379 | x | 2 | 4. Significant | 11612 | Predictive Maintenance | 91.25
1007595 | Distribution Boards | B (Average): Asset is sound, operationally safe and exhibits only minor deterioration. | Category 3 (Recommended): Minor work required to prevent a deterioration of the service provided by the asset. | 20 | 2016-04-18 | 8.0192 | 75.9808 | x | 2 | 4. Significant | 11612 | Predictive Maintenance | 91.25
1007596 | Fire Alarms - Associated Equipment | B (Average): Asset is sound, operationally safe and exhibits only minor deterioration. | Category 3 (Recommended): Minor work required to prevent a deterioration of the service provided by the asset. | 10 | 2017-03-14 | 7.1157 | 69.7687 | x | 2 | 5. Severe | 11613 | Predictive Maintenance | 28
1007597 | Fire Alarms - Associated Equipment | B (Average): Asset is sound, operationally safe and exhibits only minor deterioration. | Category 3 (Recommended): Minor work required to prevent a deterioration of the service provided by the asset. | 10 | 2018-03-26 | 6.0835 | 71.833 | x | 2 | 5. Severe | 11613 | Predictive Maintenance | 28
1007599 | Cold Water Storage Tanks and Cisterns | B (Average): Asset is sound, operationally safe and exhibits only minor deterioration. | Category 3 (Recommended): Minor work required to prevent a deterioration of the service provided by the asset. | 15 | 2023-10-20 | 0.51472 | 83.3137 | x | 2 | 4. Significant | 10195 | Predictive Maintenance | 91.25
1007600 | Ventilating Fans - General | B (Average): Asset is sound, operationally safe and exhibits only minor deterioration. | Category 3 (Recommended): Minor work required to prevent a deterioration of the service provided by the asset. | 20 | 2015-03-09 | 9.1307 | 68.8693 | x | 5 | 2. Minor | 11610 | Predictive Maintenance | 182.5
1007601 | Ventilating Fans - General | B (Average): Asset is sound, operationally safe and exhibits only minor deterioration. | Category 3 (Recommended): Minor work required to prevent a deterioration of the service provided by the asset. | 20 | 2012-06-29 | 11.822 | 66.178 | x | 5 | 2. Minor | 11615 | Predictive Maintenance | 182.5
1007602 | Ventilating Fans - General | B (Average): Asset is sound, operationally safe and exhibits only minor deterioration. | Category 3 (Recommended): Minor work required to prevent a deterioration of the service provided by the asset. | 20 | 2022-06-25 | 1.8344 | 76.1656 | x | 5 | 2. Minor | 11615 | Predictive Maintenance | 182.5
1007603 | Ventilating Fans - General | B (Average): Asset is sound, operationally safe and exhibits only minor deterioration. | Category 3 (Recommended): Minor work required to prevent a deterioration of the service provided by the asset. | 20 | 2014-08-01 | 9.7331 | 68.2669 | x | 5 | 2. Minor | 11615 | Predictive Maintenance | 182.5
1007604 | Ventilating Fans - General | B (Average): Asset is sound, operationally safe and exhibits only minor deterioration. | Category 3 (Recommended): Minor work required to prevent a deterioration of the service provided by the asset. | 20 | 2022-04-25 | 2.0014 | 75.9986 | x | 5 | 2. Minor | 11616 | Predictive Maintenance | 182.5
1007605 | Ventilating Fans - General | B (Average): Asset is sound, operationally safe and exhibits only minor deterioration. | Category 3 (Recommended): Minor work required to prevent a deterioration of the service provided by the asset. | 20 | 2017-02-12 | 7.1978 | 70.8022 | x | 5 | 2. Minor | 11617 | Predictive Maintenance | 182.5
1007607 | Fire Alarm System | B (Average): Asset is sound, operationally safe and exhibits only minor deterioration. | Category 3 (Recommended): Minor work required to prevent a deterioration of the service provided by the asset. | 15 | 2016-06-06 | 7.885 | 67.4867 | x | 5 | 5. Severe | 11618 | Predictive Maintenance | 28
1007608 | Distribution Boards | B (Average): Asset is sound, operationally safe and exhibits only minor deterioration. | Category 3 (Recommended): Minor work required to prevent a deterioration of the service provided by the asset. | 20 | 2012-05-16 | 11.9425 | 66.0575 | x | 5 | 4. Significant | 11618 | Predictive Maintenance | 91.25
1007609 | Atmospheric Gas Burner Boiler - Small and/or Wall Hung for Domestic/Light Commercial Installation | A (Good): Asset is as new and can be expected to perform adequately to its full normal life if maintained appropriately. | Category 4 (Normal): No work required beyond normal maintenance. | 10 | 2017-04-06 | 7.0527 | 83.8946 | x | 2 | 4. Significant | 11619 | Predictive Maintenance | 162.5
1007610 | Distribution Boards | B (Average): Asset is sound, operationally safe and exhibits only minor deterioration. | Category 3 (Recommended): Minor work required to prevent a deterioration of the service provided by the asset. | 20 | 2015-02-17 | 9.1855 | 74.8145 | x | 2 | 4. Significant | 10066 | Predictive Maintenance | 91.25
1007611 | Distribution Boards | B (Average): Asset is sound, operationally safe and exhibits only minor deterioration. | Category 3 (Recommended): Minor work required to prevent a deterioration of the service provided by the asset. | 20 | 2019-11-29 | 4.4052 | 79.5948 | x | 2 | 4. Significant | 10066 | Predictive Maintenance | 91.25
1007612 | Distribution Boards | B (Average): Asset is sound, operationally safe and exhibits only minor deterioration. | Category 3 (Recommended): Minor work required to prevent a deterioration of the service provided by the asset. | 20 | 2011-01-27 | 13.243 | 70.757 | x | 2 | 4. Significant | 10066 | Predictive Maintenance | 91.25
1007613 | Automated Swing Gates (Yard Gates) | B (Average): Asset is sound, operationally safe and exhibits only minor deterioration. | Category 3 (Recommended): Minor work required to prevent a deterioration of the service provided by the asset. | 20 | 2017-12-11 | 6.371 | 77.629 | x | 2 | 3. Moderate | 10066 | Predictive Maintenance | 91.25
1007614 | External Lighting including Illuminated Signs | B (Average): Asset is sound, operationally safe and exhibits only minor deterioration. | Category 3 (Recommended): Minor work required to prevent a deterioration of the service provided by the asset. | 15 | 2022-02-23 | 2.1684 | 81.1088 | x | 2 | 4. Significant | 10066 | Predictive Maintenance | 91.25
1007615 | Cold Water Storage Tanks and Cisterns | B (Average): Asset is sound, operationally safe and exhibits only minor deterioration. | Category 3 (Recommended): Minor work required to prevent a deterioration of the service provided by the asset. | 35 | 2011-02-26 | 13.1608 | 76.4795 | x | 2 | 4. Significant | 11620 | Predictive Maintenance | 91.25
1007616 | Cold Water Storage Tanks and Cisterns | B (Average): Asset is sound, operationally safe and exhibits only minor deterioration. | Category 3 (Recommended): Minor work required to prevent a deterioration of the service provided by the asset. | 20 | 2006-10-19 | 17.5168 | 66.4832 | x | 2 | 4. Significant | 11620 | Predictive Maintenance | 91.25
1007617 | Fire Alarm System | B (Average): Asset is sound, operationally safe and exhibits only minor deterioration. | Category 3 (Recommended): Minor work required to prevent a deterioration of the service provided by the asset. | 15 | 2016-06-20 | 7.8467 | 73.5378 | x | 2 | 5. Severe | 11619 | Predictive Maintenance | 28
1007618 | Roller Shutter Doors | B (Average): Asset is sound, operationally safe and exhibits only minor deterioration. | Category 3 (Recommended): Minor work required to prevent a deterioration of the service provided by the asset. | 15 | 2015-08-30 | 8.6543 | 66.4609 | x | 5 | 3. Moderate | 11621 | Predictive Maintenance | 91.25
1007619 | Ventilating Fans - General | B (Average): Asset is sound, operationally safe and exhibits only minor deterioration. | Category 3 (Recommended): Minor work required to prevent a deterioration of the service provided by the asset. | 20 | 2011-04-09 | 13.0459 | 64.9541 | x | 5 | 2. Minor | 11621 | Predictive Maintenance | 182.5
1007620 | Ventilating Fans - General | B (Average): Asset is sound, operationally safe and exhibits only minor deterioration. | Category 3 (Recommended): Minor work required to prevent a deterioration of the service provided by the asset. | 20 | 2012-02-23 | 12.1697 | 65.8303 | x | 5 | 2. Minor | 11621 | Predictive Maintenance | 182.5
1007621 | Ventilating Fans - General | B (Average): Asset is sound, operationally safe and exhibits only minor deterioration. | Category 3 (Recommended): Minor work required to prevent a deterioration of the service provided by the asset. | 20 | 2010-08-17 | 13.6893 | 64.3107 | x | 5 | 2. Minor | 11621 | Predictive Maintenance | 182.5
1007622 | Distribution Boards | B (Average): Asset is sound, operationally safe and exhibits only minor deterioration. | Category 3 (Recommended): Minor work required to prevent a deterioration of the service provided by the asset. | 20 | 2021-11-15 | 2.4422 | 75.5578 | x | 5 | 4. Significant | 11622 | Predictive Maintenance | 91.25
1007623 | Distribution Boards | B (Average): Asset is sound, operationally safe and exhibits only minor deterioration. | Category 3 (Recommended): Minor work required to prevent a deterioration of the service provided by the asset. | 20 | 2007-11-26 | 16.4134 | 61.5866 | x | 5 | 4. Significant | 11622 | Predictive Maintenance | 91.25
1007624 | Distribution Boards | B (Average): Asset is sound, operationally safe and exhibits only minor deterioration. | Category 3 (Recommended): Minor work required to prevent a deterioration of the service provided by the asset. | 20 | 2008-10-07 | 15.5483 | 62.4517 | x | 5 | 4. Significant | 11622 | Predictive Maintenance | 91.25
1007625 | Room Air Conditioners | B (Average): Asset is sound, operationally safe and exhibits only minor deterioration. | Category 3 (Recommended): Minor work required to prevent a deterioration of the service provided by the asset. | 15 | 2015-09-25 | 8.5832 | 72.5558 | x | 2 | 3. Moderate | 11623 | Predictive Maintenance | 91.25
1007626 | Room Air Conditioners | B (Average): Asset is sound, operationally safe and exhibits only minor deterioration. | Category 3 (Recommended): Minor work required to prevent a deterioration of the service provided by the asset. | 15 | 2011-07-01 | 12.8186 | 66.9085 | x | 2 | 3. Moderate | 11623 | Predictive Maintenance | 91.25
1007627 | Heat Recovery Units | B (Average): Asset is sound, operationally safe and exhibits only minor deterioration. | Category 3 (Recommended): Minor work required to prevent a deterioration of the service provided by the asset. | 15 | 2011-07-13 | 12.7858 | 66.9523 | x | 2 | 4. Significant | 11623 | Predictive Maintenance | 91.25
1007628 | Heat Recovery Units | B (Average): Asset is sound, operationally safe and exhibits only minor deterioration. | Category 3 (Recommended): Minor work required to prevent a deterioration of the service provided by the asset. | 15 | 2022-07-21 | 1.7632 | 81.6491 | x | 2 | 4. Significant | 11623 | Predictive Maintenance | 91.25
1007629 | Ventilating Fans - General | B (Average): Asset is sound, operationally safe and exhibits only minor deterioration. | Category 3 (Recommended): Minor work required to prevent a deterioration of the service provided by the asset. | 20 | 2019-02-12 | 5.1992 | 78.8008 | x | 2 | 2. Minor | 11624 | Predictive Maintenance | 182.5
1007630 | Motorised Blinds | B (Average): Asset is sound, operationally safe and exhibits only minor deterioration. | Category 3 (Recommended): Minor work required to prevent a deterioration of the service provided by the asset. | 10 | 2022-12-04 | 1.3908 | 75.2183 | x | 5 | 2. Minor | 11580 | Predictive Maintenance | 182.5
1007633 | Fire Alarm System | B (Average): Asset is sound, operationally safe and exhibits only minor deterioration. | Category 3 (Recommended): Minor work required to prevent a deterioration of the service provided by the asset. | 15 | 2015-03-28 | 9.0787 | 65.895 | x | 5 | 5. Severe | 11625 | Predictive Maintenance | 28
1007634 | Unvented Hot Water Systems | A (Good): Asset is as new and can be expected to perform adequately to its full normal life if maintained appropriately. | Category 3 (Recommended): Minor work required to prevent a deterioration of the service provided by the asset. | 25 | 2005-08-15 | 18.694 | 70.0448 | x | 5 | 4. Significant | 11626 | Predictive Maintenance | 91.25
1007635 | Distribution Boards | B (Average): Asset is sound, operationally safe and exhibits only minor deterioration. | Category 3 (Recommended): Minor work required to prevent a deterioration of the service provided by the asset. | 20 | 2005-09-04 | 18.6393 | 59.3607 | x | 5 | 4. Significant | 11626 | Predictive Maintenance | 91.25
1007636 | Distribution Boards | B (Average): Asset is sound, operationally safe and exhibits only minor deterioration. | Category 3 (Recommended): Minor work required to prevent a deterioration of the service provided by the asset. | 20 | 2023-10-18 | 0.52019 | 77.4798 | x | 5 | 4. Significant | 11627 | Predictive Maintenance | 91.25
1007637 | Meter Reading - Electric | B (Average): Asset is sound, operationally safe and exhibits only minor deterioration. | Category 3 (Recommended): Minor work required to prevent a deterioration of the service provided by the asset. | 20 | 2007-12-29 | 16.3231 | 61.6769 | x | 5 | 2. Minor | 11627 | Predictive Maintenance | 182.5
1007638 | Meter Reading - Electric | B (Average): Asset is sound, operationally safe and exhibits only minor deterioration. | Category 3 (Recommended): Minor work required to prevent a deterioration of the service provided by the asset. | 20 | 2022-05-02 | 1.9822 | 76.0178 | x | 5 | 2. Minor | 11627 | Predictive Maintenance | 182.5
1007639 | Meter Reading - Electric | B (Average): Asset is sound, operationally safe and exhibits only minor deterioration. | Category 3 (Recommended): Minor work required to prevent a deterioration of the service provided by the asset. | 20 | 2011-02-12 | 13.1992 | 64.8008 | x | 5 | 2. Minor | 11627 | Predictive Maintenance | 182.5
1007640 | Distribution Boards | B (Average): Asset is sound, operationally safe and exhibits only minor deterioration. | Category 3 (Recommended): Minor work required to prevent a deterioration of the service provided by the asset. | 20 | 2006-07-05 | 17.807 | 60.193 | x | 5 | 4. Significant | 11628 | Predictive Maintenance | 91.25
1007641 | Distribution Boards | B (Average): Asset is sound, operationally safe and exhibits only minor deterioration. | Category 3 (Recommended): Minor work required to prevent a deterioration of the service provided by the asset. | 20 | 2004-11-03 | 19.4743 | 58.5257 | x | 5 | 4. Significant | 11628 | Predictive Maintenance | 91.25
1007642 | Room Air Conditioners | B (Average): Asset is sound, operationally safe and exhibits only minor deterioration. | Category 3 (Recommended): Minor work required to prevent a deterioration of the service provided by the asset. | 15 | 2016-10-08 | 7.5455 | 67.9393 | x | 5 | 3. Moderate | 11629 | Predictive Maintenance | 91.25
1007645 | Distribution Boards | B (Average): Asset is sound, operationally safe and exhibits only minor deterioration. | Category 3 (Recommended): Minor work required to prevent a deterioration of the service provided by the asset. | 20 | 2010-10-13 | 13.5332 | 64.4668 | x | 5 | 4. Significant | 11631 | Predictive Maintenance | 91.25
1007646 | Distribution Boards | B (Average): Asset is sound, operationally safe and exhibits only minor deterioration. | Category 3 (Recommended): Minor work required to prevent a deterioration of the service provided by the asset. | 20 | 2023-10-03 | 0.56126 | 77.4387 | x | 5 | 4. Significant | 11631 | Predictive Maintenance | 91.25
1007650 | Kitchen Hood Fire Suppression | B (Average): Asset is sound, operationally safe and exhibits only minor deterioration. | Category 3 (Recommended): Minor work required to prevent a deterioration of the service provided by the asset. | 20 | 2011-06-02 | 12.898 | 65.102 | x | 5 | 5. Severe | 11629 | Predictive Maintenance | 28
1007651 | Distribution Boards | B (Average): Asset is sound, operationally safe and exhibits only minor deterioration. | Category 3 (Recommended): Minor work required to prevent a deterioration of the service provided by the asset. | 20 | 2005-11-06 | 18.4668 | 59.5332 | x | 5 | 4. Significant | 11632 | Predictive Maintenance | 91.25
1007652 | Distribution Boards | B (Average): Asset is sound, operationally safe and exhibits only minor deterioration. | Category 3 (Recommended): Minor work required to prevent a deterioration of the service provided by the asset. | 20 | 2013-03-17 | 11.1075 | 66.8925 | x | 5 | 4. Significant | 11632 | Predictive Maintenance | 91.25
1007653 | Distribution Boards | B (Average): Asset is sound, operationally safe and exhibits only minor deterioration. | Category 3 (Recommended): Minor work required to prevent a deterioration of the service provided by the asset. | 20 | 2012-10-06 | 11.551 | 66.449 | x | 5 | 4. Significant | 11629 | Predictive Maintenance | 91.25
1007654 | Distribution Boards | B (Average): Asset is sound, operationally safe and exhibits only minor deterioration. | Category 3 (Recommended): Minor work required to prevent a deterioration of the service provided by the asset. | 20 | 2017-06-12 | 6.8693 | 73.1307 | x | 4 | 4. Significant | 11633 | Predictive Maintenance | 91.25
1007655 | Distribution Boards | B (Average): Asset is sound, operationally safe and exhibits only minor deterioration. | Category 3 (Recommended): Minor work required to prevent a deterioration of the service provided by the asset. | 20 | 2010-02-17 | 14.1848 | 65.8152 | x | 4 | 4. Significant | 11633 | Predictive Maintenance | 91.25
1007656 | Cold Water Storage Tanks and Cisterns | B (Average): Asset is sound, operationally safe and exhibits only minor deterioration. | Category 3 (Recommended): Minor work required to prevent a deterioration of the service provided by the asset. | 25 | 2014-08-26 | 9.6646 | 72.2683 | x | 4 | 4. Significant | 11634 | Predictive Maintenance | 91.25
1007657 | Smoke Relief - Powered Smoke and Heat Exhaust Ventilators | B (Average): Asset is sound, operationally safe and exhibits only minor deterioration. | Category 3 (Recommended): Minor work required to prevent a deterioration of the service provided by the asset. | 30 | 2007-10-21 | 16.512 | 68.992 | x | 4 | 5. Severe | 11635 | Predictive Maintenance | 28
1007659 | Point of Use Water Dispenser | B (Average): Asset is sound, operationally safe and exhibits only minor deterioration. | Category 3 (Recommended): Minor work required to prevent a deterioration of the service provided by the asset. | 15 | 2021-09-17 | 2.6037 | 74.5284 | x | 5 | 2. Minor | 11636 | Predictive Maintenance | 182.5
1007660 | Atmospheric Gas Burner - Free Standing Boiler | B (Average): Asset is sound, operationally safe and exhibits only minor deterioration. | Category 3 (Recommended): Minor work required to prevent a deterioration of the service provided by the asset. | 20 | 2009-10-05 | 14.5544 | 63.4456 | x | 5 | 4. Significant | 10067 | Predictive Maintenance | 91.25
1007661 | Atmospheric Gas Burner - Free Standing Boiler | B (Average): Asset is sound, operationally safe and exhibits only minor deterioration. | Category 3 (Recommended): Minor work required to prevent a deterioration of the service provided by the asset. | 20 | 2012-04-25 | 12 | 66 | x | 5 | 4. Significant | 10067 | Predictive Maintenance | 91.25
1007662 | Distribution Boards | B (Average): Asset is sound, operationally safe and exhibits only minor deterioration. | Category 3 (Recommended): Minor work required to prevent a deterioration of the service provided by the asset. | 20 | 2012-11-20 | 11.4278 | 66.5722 | x | 5 | 4. Significant | 10067 | Predictive Maintenance | 91.25
1007663 | Distribution Boards | B (Average): Asset is sound, operationally safe and exhibits only minor deterioration. | Category 3 (Recommended): Minor work required to prevent a deterioration of the service provided by the asset. | 20 | 2022-03-09 | 2.13 | 75.87 | x | 5 | 4. Significant | 10067 | Predictive Maintenance | 91.25
1007664 | Distribution Boards | B (Average): Asset is sound, operationally safe and exhibits only minor deterioration. | Category 3 (Recommended): Minor work required to prevent a deterioration of the service provided by the asset. | 20 | 2005-09-03 | 18.642 | 59.358 | x | 5 | 4. Significant | 10067 | Predictive Maintenance | 91.25
1007665 | Outstations | B (Average): Asset is sound, operationally safe and exhibits only minor deterioration. | Category 3 (Recommended): Minor work required to prevent a deterioration of the service provided by the asset. | 10 | 2020-05-11 | 3.9562 | 70.0876 | x | 5 | 4. Significant | 10067 | Predictive Maintenance | 91.25
1007666 | Gas Detection/Flammable | B (Average): Asset is sound, operationally safe and exhibits only minor deterioration. | Category 3 (Recommended): Minor work required to prevent a deterioration of the service provided by the asset. | 15 | 2010-06-08 | 13.8809 | 59.4921 | x | 5 | 5. Severe | 10067 | Predictive Maintenance | 28
1007668 | Roller Shutter Doors | B (Average): Asset is sound, operationally safe and exhibits only minor deterioration. | Category 3 (Recommended): Minor work required to prevent a deterioration of the service provided by the asset. | 15 | 2023-09-26 | 0.58042 | 77.2261 | x | 5 | 3. Moderate | 11590 | Predictive Maintenance | 91.25
1007669 | Distribution Boards | B (Average): Asset is sound, operationally safe and exhibits only minor deterioration. | Category 3 (Recommended): Minor work required to prevent a deterioration of the service provided by the asset. | 20 | 2020-10-26 | 3.4962 | 78.5038 | x | 3 | 4. Significant | 10166 | Predictive Maintenance | 91.25
1007671 | Gas Detection/Flammable | B (Average): Asset is sound, operationally safe and exhibits only minor deterioration. | Category 3 (Recommended): Minor work required to prevent a deterioration of the service provided by the asset. | 15 | 2024-01-15 | 0.27652 | 79.6313 | x | 4 | 5. Severe | 10069 | Predictive Maintenance | 28
1007672 | Outstations | B (Average): Asset is sound, operationally safe and exhibits only minor deterioration. | Category 3 (Recommended): Minor work required to prevent a deterioration of the service provided by the asset. | 10 | 2023-12-03 | 0.39425 | 79.2115 | x | 4 | 4. Significant | 10069 | Predictive Maintenance | 91.25
1007673 | Meter Reading - Electric | B (Average): Asset is sound, operationally safe and exhibits only minor deterioration. | Category 3 (Recommended): Minor work required to prevent a deterioration of the service provided by the asset. | 20 | 2011-04-22 | 13.0103 | 66.9897 | x | 4 | 2. Minor | 10069 | Predictive Maintenance | 182.5
1007674 | Meter Reading - Electric | B (Average): Asset is sound, operationally safe and exhibits only minor deterioration. | Category 3 (Recommended): Minor work required to prevent a deterioration of the service provided by the asset. | 20 | 2019-04-13 | 5.0349 | 74.9651 | x | 4 | 2. Minor | 10069 | Predictive Maintenance | 182.5
1007675 | Meter Reading - Electric | B (Average): Asset is sound, operationally safe and exhibits only minor deterioration. | Category 3 (Recommended): Minor work required to prevent a deterioration of the service provided by the asset. | 20 | 2015-10-15 | 8.5284 | 71.4716 | x | 4 | 2. Minor | 10069 | Predictive Maintenance | 182.5
1007676 | Meter Reading - Electric | B (Average): Asset is sound, operationally safe and exhibits only minor deterioration. | Category 3 (Recommended): Minor work required to prevent a deterioration of the service provided by the asset. | 20 | 2011-12-13 | 12.3669 | 67.6331 | x | 4 | 2. Minor | 10069 | Predictive Maintenance | 182.5
1007677 | Expansion Vessels | A (Good): Asset is as new and can be expected to perform adequately to its full normal life if maintained appropriately. | Category 4 (Normal): No work required beyond normal maintenance. | 15 | 2012-06-05 | 11.8877 | 82.1497 | x | 2 | 4. Significant | 10197 | Predictive Maintenance | 162.5
1007678 | Atmospheric Gas Burner Boiler - Small and/or Wall Hung for Domestic/Light Commercial Installation | A (Good): Asset is as new and can be expected to perform adequately to its full normal life if maintained appropriately. | Category 4 (Normal): No work required beyond normal maintenance. | 10 | 2022-07-01 | 1.8179 | 94.3641 | x | 2 | 4. Significant | 10197 | Predictive Maintenance | 162.5
1007679 | Atmospheric Gas Burner Boiler - Small and/or Wall Hung for Domestic/Light Commercial Installation | A (Good): Asset is as new and can be expected to perform adequately to its full normal life if maintained appropriately. | Category 4 (Normal): No work required beyond normal maintenance. | 10 | 2020-01-09 | 4.293 | 89.4141 | x | 2 | 4. Significant | 10197 | Predictive Maintenance | 162.5
1007680 | Atmospheric Gas Burner Boiler - Small and/or Wall Hung for Domestic/Light Commercial Installation | A (Good): Asset is as new and can be expected to perform adequately to its full normal life if maintained appropriately. | Category 4 (Normal): No work required beyond normal maintenance. | 10 | 2022-06-13 | 1.8672 | 94.2656 | x | 2 | 4. Significant | 10197 | Predictive Maintenance | 162.5
1007681 | Distribution Boards | B (Average): Asset is sound, operationally safe and exhibits only minor deterioration. | Category 3 (Recommended): Minor work required to prevent a deterioration of the service provided by the asset. | 20 | 2020-07-21 | 3.7618 | 80.2382 | x | 2 | 4. Significant | 10073 | Predictive Maintenance | 91.25
1007682 | Distribution Boards | B (Average): Asset is sound, operationally safe and exhibits only minor deterioration. | Category 3 (Recommended): Minor work required to prevent a deterioration of the service provided by the asset. | 20 | 2021-10-16 | 2.5243 | 81.4757 | x | 2 | 4. Significant | 10073 | Predictive Maintenance | 91.25
1007683 | Meter Reading - Electric | B (Average): Asset is sound, operationally safe and exhibits only minor deterioration. | Category 3 (Recommended): Minor work required to prevent a deterioration of the service provided by the asset. | 20 | 2009-01-22 | 15.2553 | 68.7447 | x | 2 | 2. Minor | 10073 | Predictive Maintenance | 182.5
1007684 | Meter Reading - Electric | B (Average): Asset is sound, operationally safe and exhibits only minor deterioration. | Category 3 (Recommended): Minor work required to prevent a deterioration of the service provided by the asset. | 20 | 2022-05-03 | 1.9795 | 82.0205 | x | 2 | 2. Minor | 10073 | Predictive Maintenance | 182.5
1007685 | Meter Reading - Electric | B (Average): Asset is sound, operationally safe and exhibits only minor deterioration. | Category 3 (Recommended): Minor work required to prevent a deterioration of the service provided by the asset. | 20 | 2017-12-04 | 6.3901 | 77.6099 | x | 2 | 2. Minor | 10073 | Predictive Maintenance | 182.5
1007686 | Meter Reading - Electric | B (Average): Asset is sound, operationally safe and exhibits only minor deterioration. | Category 3 (Recommended): Minor work required to prevent a deterioration of the service provided by the asset. | 20 | 2019-01-16 | 5.2731 | 78.7269 | x | 2 | 2. Minor | 10073 | Predictive Maintenance | 182.5
1007687 | Distribution Boards | B (Average): Asset is sound, operationally safe and exhibits only minor deterioration. | Category 3 (Recommended): Minor work required to prevent a deterioration of the service provided by the asset. | 20 | 2014-06-02 | 9.8973 | 74.1027 | x | 2 | 4. Significant | 10073 | Predictive Maintenance | 91.25
1007688 | Distribution Boards | B (Average): Asset is sound, operationally safe and exhibits only minor deterioration. | Category 3 (Recommended): Minor work required to prevent a deterioration of the service provided by the asset. | 20 | 2017-02-19 | 7.1786 | 76.8214 | x | 2 | 4. Significant | 10073 | Predictive Maintenance | 91.25
1007689 | Distribution Boards | B (Average): Asset is sound, operationally safe and exhibits only minor deterioration. | Category 3 (Recommended): Minor work required to prevent a deterioration of the service provided by the asset. | 20 | 2013-02-23 | 11.1677 | 72.8323 | x | 2 | 4. Significant | 10073 | Predictive Maintenance | 91.25
1007690 | Outstations | B (Average): Asset is sound, operationally safe and exhibits only minor deterioration. | Category 3 (Recommended): Minor work required to prevent a deterioration of the service provided by the asset. | 10 | 2024-01-31 | 0.23272 | 83.5346 | x | 2 | 4. Significant | 10073 | Predictive Maintenance | 91.25
1007691 | Outstations | B (Average): Asset is sound, operationally safe and exhibits only minor deterioration. | Category 3 (Recommended): Minor work required to prevent a deterioration of the service provided by the asset. | 10 | 2016-03-08 | 8.1314 | 67.7372 | x | 2 | 4. Significant | 10073 | Predictive Maintenance | 91.25
1007692 | Gas Detection/Flammable | B (Average): Asset is sound, operationally safe and exhibits only minor deterioration. | Category 3 (Recommended): Minor work required to prevent a deterioration of the service provided by the asset. | 15 | 2010-11-07 | 13.4648 | 66.047 | x | 2 | 5. Severe | 10073 | Predictive Maintenance | 28
1007694 | Atmospheric Gas Burner Boiler - Small and/or Wall Hung for Domestic/Light Commercial Installation | B (Average): Asset is sound, operationally safe and exhibits only minor deterioration. | Category 3 (Recommended): Minor work required to prevent a deterioration of the service provided by the asset. | 10 | 2021-11-13 | 2.4476 | 79.1047 | x | 2 | 4. Significant | 10073 | Predictive Maintenance | 91.25
1007698 | Gas Detection/Flammable | B (Average): Asset is sound, operationally safe and exhibits only minor deterioration. | Category 3 (Recommended): Minor work required to prevent a deterioration of the service provided by the asset. | 15 | 2024-01-20 | 0.26283 | 83.6496 | x | 2 | 5. Severe | 10073 | Predictive Maintenance | 28
1007699 | Expansion Vessels | A (Good): Asset is as new and can be expected to perform adequately to its full normal life if maintained appropriately. | Category 4 (Normal): No work required beyond normal maintenance. | 15 | 2016-07-10 | 7.7919 | 87.6108 | x | 2 | 4. Significant | 10197 | Predictive Maintenance | 162.5
1007700 | Expansion Vessels | A (Good): Asset is as new and can be expected to perform adequately to its full normal life if maintained appropriately. | Category 4 (Normal): No work required beyond normal maintenance. | 15 | 2019-08-04 | 4.7255 | 91.6993 | x | 2 | 4. Significant | 10197 | Predictive Maintenance | 162.5
1007701 | Hot Water Calorifiers - Heated by LTHW | C (Poor): Asset is operational but major repair or replacement will be needed. | Category 4 (Normal): No work required beyond normal maintenance. | 20 | 2011-09-29 | 12.5722 | 64.4278 | x | 2 | 4. Significant | 10197 | Predictive Maintenance | 162.5
1007702 | Outstations | B (Average): Asset is sound, operationally safe and exhibits only minor deterioration. | Category 3 (Recommended): Minor work required to prevent a deterioration of the service provided by the asset. | 10 | 2023-06-15 | 0.86242 | 82.2752 | x | 2 | 4. Significant | 10197 | Predictive Maintenance | 91.25
1007703 | Water Booster Pumps | A (Good): Asset is as new and can be expected to perform adequately to its full normal life if maintained appropriately. | Category 4 (Normal): No work required beyond normal maintenance. | 15 | 2012-05-30 | 11.9042 | 82.1278 | x | 2 | 4. Significant | 10197 | Predictive Maintenance | 162.5
1007704 | Macerators | B (Average): Asset is sound, operationally safe and exhibits only minor deterioration. | Category 3 (Recommended): Minor work required to prevent a deterioration of the service provided by the asset. | 10 | 2020-11-01 | 3.4798 | 77.0404 | x | 2 | 4. Significant | 11638 | Predictive Maintenance | 91.25
1007707 | Air Handling Units - General | A (Good): Asset is as new and can be expected to perform adequately to its full normal life if maintained appropriately. | Category 4 (Normal): No work required beyond normal maintenance. | 20 | 2020-01-25 | 4.2491 | 93.7509 | x | 2 | 3. Moderate | 10072 | Predictive Maintenance | 365
1007708 | Room Air Conditioners | B (Average): Asset is sound, operationally safe and exhibits only minor deterioration. | Category 3 (Recommended): Minor work required to prevent a deterioration of the service provided by the asset. | 15 | 2012-12-18 | 11.3511 | 68.8652 | x | 2 | 3. Moderate | 10072 | Predictive Maintenance | 91.25
1007709 | Emergency Assistance Alarm | B (Average): Asset is sound, operationally safe and exhibits only minor deterioration. | Category 3 (Recommended): Minor work required to prevent a deterioration of the service provided by the asset. | 10 | 2023-07-21 | 0.76386 | 82.4723 | x | 2 | 5. Severe | 11640 | Predictive Maintenance | 28
1007710 | Fire Alarm System | B (Average): Asset is sound, operationally safe and exhibits only minor deterioration. | Category 3 (Recommended): Minor work required to prevent a deterioration of the service provided by the asset. | 15 | 2022-01-27 | 2.2423 | 81.0103 | x | 2 | 5. Severe | 11641 | Predictive Maintenance | 28
1007711 | Ventilating Fans - General | B (Average): Asset is sound, operationally safe and exhibits only minor deterioration. | Category 3 (Recommended): Minor work required to prevent a deterioration of the service provided by the asset. | 20 | 2012-08-29 | 11.655 | 72.345 | x | 2 | 2. Minor | 11642 | Predictive Maintenance | 182.5
1007715 | Roller Shutter Doors | B (Average): Asset is sound, operationally safe and exhibits only minor deterioration. | Category 3 (Recommended): Minor work required to prevent a deterioration of the service provided by the asset. | 15 | 2014-03-09 | 10.13 | 70.4933 | x | 2 | 3. Moderate | 11643 | Predictive Maintenance | 91.25
1007716 | Roller Shutter Doors | B (Average): Asset is sound, operationally safe and exhibits only minor deterioration. | Category 3 (Recommended): Minor work required to prevent a deterioration of the service provided by the asset. | 15 | 2022-02-13 | 2.1958 | 81.0723 | x | 2 | 3. Moderate | 11643 | Predictive Maintenance | 91.25
1007717 | Roller Shutter Doors | B (Average): Asset is sound, operationally safe and exhibits only minor deterioration. | Category 3 (Recommended): Minor work required to prevent a deterioration of the service provided by the asset. | 15 | 2017-11-22 | 6.423 | 75.436 | x | 2 | 3. Moderate | 11643 | Predictive Maintenance | 91.25
1007719 | Cold Water Storage Tanks and Cisterns | B (Average): Asset is sound, operationally safe and exhibits only minor deterioration. | Category 3 (Recommended): Minor work required to prevent a deterioration of the service provided by the asset. | 20 | 2010-03-04 | 14.1437 | 71.8563 | x | 1 | 4. Significant | 10200 | Predictive Maintenance | 91.25
1007720 | Cold Water Storage Tanks and Cisterns | B (Average): Asset is sound, operationally safe and exhibits only minor deterioration. | Category 3 (Recommended): Minor work required to prevent a deterioration of the service provided by the asset. | 15 | 2010-08-11 | 13.7057 | 67.7258 | x | 1 | 4. Significant | 10200 | Predictive Maintenance | 91.25
1007721 | Cold Water Storage Tanks and Cisterns | B (Average): Asset is sound, operationally safe and exhibits only minor deterioration. | Category 3 (Recommended): Minor work required to prevent a deterioration of the service provided by the asset. | 25 | 2023-02-26 | 1.1608 | 85.0713 | x | 1 | 4. Significant | 10200 | Predictive Maintenance | 91.25
1007722 | Cold Water Storage Tanks and Cisterns | B (Average): Asset is sound, operationally safe and exhibits only minor deterioration. | Category 3 (Recommended): Minor work required to prevent a deterioration of the service provided by the asset. | 25 | 2001-02-10 | 23.2033 | 67.4374 | x | 1 | 4. Significant | 10200 | Predictive Maintenance | 91.25
1007723 | Ventilating Fans - General | B (Average): Asset is sound, operationally safe and exhibits only minor deterioration. | Category 3 (Recommended): Minor work required to prevent a deterioration of the service provided by the asset. | 20 | 2016-04-29 | 7.989 | 78.011 | x | 1 | 2. Minor | 10200 | Predictive Maintenance | 182.5
1007724 | Ventilating Fans - General | B (Average): Asset is sound, operationally safe and exhibits only minor deterioration. | Category 3 (Recommended): Minor work required to prevent a deterioration of the service provided by the asset. | 20 | 2013-11-30 | 10.4011 | 75.5989 | x | 1 | 2. Minor | 10200 | Predictive Maintenance | 182.5
1007725 | Cold Water Storage Tanks and Cisterns | B (Average): Asset is sound, operationally safe and exhibits only minor deterioration. | Category 3 (Recommended): Minor work required to prevent a deterioration of the service provided by the asset. | 20 | 2008-12-16 | 15.3566 | 70.6434 | x | 1 | 4. Significant | 10200 | Predictive Maintenance | 91.25
1007726 | Cold Water Storage Tanks and Cisterns | B (Average): Asset is sound, operationally safe and exhibits only minor deterioration. | Category 3 (Recommended): Minor work required to prevent a deterioration of the service provided by the asset. | 20 | 2006-06-10 | 17.8754 | 68.1246 | x | 1 | 4. Significant | 10200 | Predictive Maintenance | 91.25
1007727 | Cold Water Storage Tanks and Cisterns | B (Average): Asset is sound, operationally safe and exhibits only minor deterioration. | Category 3 (Recommended): Minor work required to prevent a deterioration of the service provided by the asset. | 15 | 2013-06-23 | 10.8392 | 71.5478 | x | 1 | 4. Significant | 10200 | Predictive Maintenance | 91.25
1007728 | Cold Water Storage Tanks and Cisterns | B (Average): Asset is sound, operationally safe and exhibits only minor deterioration. | Category 3 (Recommended): Minor work required to prevent a deterioration of the service provided by the asset. | 20 | 2016-03-29 | 8.0739 | 77.9261 | x | 1 | 4. Significant | 10200 | Predictive Maintenance | 91.25
1007729 | Ventilating Fans - General | B (Average): Asset is sound, operationally safe and exhibits only minor deterioration. | Category 3 (Recommended): Minor work required to prevent a deterioration of the service provided by the asset. | 20 | 2020-04-04 | 4.0575 | 81.9425 | x | 1 | 2. Minor | 10200 | Predictive Maintenance | 182.5
1007731 | Expansion Vessels | D (Very Poor): Asset runs a serious risk of imminent breakdown or poses a health and safety risk. | Category 3 (Recommended): Minor work required to prevent a deterioration of the service provided by the asset. | 15 | 2015-04-19 | 9.0185 | 46.9754 | x | 4 | 4. Significant | 10069 | Predictive Maintenance | 91.25
1007732 | Roller Shutter Doors | B (Average): Asset is sound, operationally safe and exhibits only minor deterioration. | Category 3 (Recommended): Minor work required to prevent a deterioration of the service provided by the asset. | 15 | 2017-12-22 | 6.3409 | 75.5455 | x | 2 | 3. Moderate | 11644 | Predictive Maintenance | 91.25
1007733 | Roller Shutter Doors | B (Average): Asset is sound, operationally safe and exhibits only minor deterioration. | Category 3 (Recommended): Minor work required to prevent a deterioration of the service provided by the asset. | 15 | 2016-09-07 | 7.6304 | 73.8261 | x | 2 | 3. Moderate | 11644 | Predictive Maintenance | 91.25
1007734 | Roller Shutter Doors | B (Average): Asset is sound, operationally safe and exhibits only minor deterioration. | Category 3 (Recommended): Minor work required to prevent a deterioration of the service provided by the asset. | 15 | 2010-12-16 | 13.358 | 66.1894 | x | 2 | 3. Moderate | 11644 | Predictive Maintenance | 91.25
1007735 | Room Air Conditioners | B (Average): Asset is sound, operationally safe and exhibits only minor deterioration. | Category 3 (Recommended): Minor work required to prevent a deterioration of the service provided by the asset. | 15 | 2017-10-13 | 6.5325 | 75.29 | x | 2 | 3. Moderate | 11644 | Predictive Maintenance | 91.25
1007736 | Room Air Conditioners | B (Average): Asset is sound, operationally safe and exhibits only minor deterioration. | Category 3 (Recommended): Minor work required to prevent a deterioration of the service provided by the asset. | 15 | 2012-01-13 | 12.282 | 67.624 | x | 2 | 3. Moderate | 11644 | Predictive Maintenance | 91.25
1007737 | Room Air Conditioners | B (Average): Asset is sound, operationally safe and exhibits only minor deterioration. | Category 3 (Recommended): Minor work required to prevent a deterioration of the service provided by the asset. | 15 | 2022-03-10 | 2.1273 | 81.1636 | x | 2 | 3. Moderate | 11644 | Predictive Maintenance | 91.25
1007738 | Sump Pumps and Extended Shaft Sump Pumps | B (Average): Asset is sound, operationally safe and exhibits only minor deterioration. | Category 3 (Recommended): Minor work required to prevent a deterioration of the service provided by the asset. | 10 | 2017-04-16 | 7.0253 | 63.9493 | x | 5 | 5. Severe | 11645 | Predictive Maintenance | 28
1007739 | Meter Reading - Electric | B (Average): Asset is sound, operationally safe and exhibits only minor deterioration. | Category 3 (Recommended): Minor work required to prevent a deterioration of the service provided by the asset. | 20 | 2012-05-23 | 11.9233 | 66.0767 | x | 5 | 2. Minor | 11645 | Predictive Maintenance | 182.5
1007740 | Meter Reading - Electric | B (Average): Asset is sound, operationally safe and exhibits only minor deterioration. | Category 3 (Recommended): Minor work required to prevent a deterioration of the service provided by the asset. | 20 | 2007-09-25 | 16.5832 | 61.4168 | x | 5 | 2. Minor | 11645 | Predictive Maintenance | 182.5
1007741 | Meter Reading - Electric | B (Average): Asset is sound, operationally safe and exhibits only minor deterioration. | Category 3 (Recommended): Minor work required to prevent a deterioration of the service provided by the asset. | 20 | 2020-05-22 | 3.9261 | 74.0739 | x | 5 | 2. Minor | 11645 | Predictive Maintenance | 182.5
1007742 | Meter Reading - Electric | B (Average): Asset is sound, operationally safe and exhibits only minor deterioration. | Category 3 (Recommended): Minor work required to prevent a deterioration of the service provided by the asset. | 20 | 2006-03-03 | 18.1465 | 59.8535 | x | 5 | 2. Minor | 11645 | Predictive Maintenance | 182.5
1007743 | Meter Reading - Electric | B (Average): Asset is sound, operationally safe and exhibits only minor deterioration. | Category 3 (Recommended): Minor work required to prevent a deterioration of the service provided by the asset. | 20 | 2020-08-31 | 3.6496 | 74.3504 | x | 5 | 2. Minor | 11645 | Predictive Maintenance | 182.5
1007744 | Meter Reading - Electric | B (Average): Asset is sound, operationally safe and exhibits only minor deterioration. | Category 3 (Recommended): Minor work required to prevent a deterioration of the service provided by the asset. | 20 | 2019-05-28 | 4.9117 | 73.0883 | x | 5 | 2. Minor | 11645 | Predictive Maintenance | 182.5
1007745 | Meter Reading - Electric | B (Average): Asset is sound, operationally safe and exhibits only minor deterioration. | Category 3 (Recommended): Minor work required to prevent a deterioration of the service provided by the asset. | 20 | 2008-02-16 | 16.1889 | 61.8111 | x | 5 | 2. Minor | 11645 | Predictive Maintenance | 182.5
1007746 | Meter Reading - Electric | B (Average): Asset is sound, operationally safe and exhibits only minor deterioration. | Category 3 (Recommended): Minor work required to prevent a deterioration of the service provided by the asset. | 20 | 2010-08-23 | 13.6728 | 64.3272 | x | 5 | 2. Minor | 11645 | Predictive Maintenance | 182.5
1007747 | Meter Reading - Electric | B (Average): Asset is sound, operationally safe and exhibits only minor deterioration. | Category 3 (Recommended): Minor work required to prevent a deterioration of the service provided by the asset. | 20 | 2014-01-13 | 10.2806 | 67.7194 | x | 5 | 2. Minor | 11645 | Predictive Maintenance | 182.5
1007748 | Meter Reading - Electric | B (Average): Asset is sound, operationally safe and exhibits only minor deterioration. | Category 3 (Recommended): Minor work required to prevent a deterioration of the service provided by the asset. | 20 | 2014-09-19 | 9.5989 | 68.4011 | x | 5 | 2. Minor | 11645 | Predictive Maintenance | 182.5
1007749 | Meter Reading - Electric | B (Average): Asset is sound, operationally safe and exhibits only minor deterioration. | Category 3 (Recommended): Minor work required to prevent a deterioration of the service provided by the asset. | 20 | 2005-10-03 | 18.5599 | 59.4401 | x | 5 | 2. Minor | 11645 | Predictive Maintenance | 182.5
1007750 | Meter Reading - Electric | B (Average): Asset is sound, operationally safe and exhibits only minor deterioration. | Category 3 (Recommended): Minor work required to prevent a deterioration of the service provided by the asset. | 20 | 2006-06-09 | 17.8782 | 60.1218 | x | 5 | 2. Minor | 11645 | Predictive Maintenance | 182.5
1007751 | Distribution Boards | B (Average): Asset is sound, operationally safe and exhibits only minor deterioration. | Category 3 (Recommended): Minor work required to prevent a deterioration of the service provided by the asset. | 20 | 2006-12-18 | 17.3525 | 60.6475 | x | 5 | 4. Significant | 11645 | Predictive Maintenance | 91.25
1007752 | Uninterruptible Power Supplies | B (Average): Asset is sound, operationally safe and exhibits only minor deterioration. | Category 3 (Recommended): Minor work required to prevent a deterioration of the service provided by the asset. | 20 | 2010-11-30 | 13.4018 | 70.5982 | x | 2 | 5. Severe | 11646 | Predictive Maintenance | 28
1007753 | Unvented Hot Water Systems | D (Very Poor): Asset runs a serious risk of imminent breakdown or poses a health and safety risk. | Category 4 (Normal): No work required beyond normal maintenance. | 25 | 2019-09-10 | 4.6242 | 66.3006 | x | 2 | 4. Significant | 11647 | Predictive Maintenance | 162.5
1007754 | Unvented Hot Water Systems | D (Very Poor): Asset runs a serious risk of imminent breakdown or poses a health and safety risk. | Category 4 (Normal): No work required beyond normal maintenance. | 25 | 2005-08-14 | 18.6968 | 55.0426 | x | 2 | 4. Significant | 11647 | Predictive Maintenance | 162.5
1007755 | Unvented Hot Water Systems | D (Very Poor): Asset runs a serious risk of imminent breakdown or poses a health and safety risk. | Category 4 (Normal): No work required beyond normal maintenance. | 25 | 2016-12-05 | 7.3867 | 64.0906 | x | 2 | 4. Significant | 11647 | Predictive Maintenance | 162.5
1007758 | Uninterruptible Power Supplies | B (Average): Asset is sound, operationally safe and exhibits only minor deterioration. | Category 3 (Recommended): Minor work required to prevent a deterioration of the service provided by the asset. | 20 | 2017-06-24 | 6.8364 | 77.1636 | x | 2 | 5. Severe | 11497 | Predictive Maintenance | 28
1007759 | Uninterruptible Power Supplies | B (Average): Asset is sound, operationally safe and exhibits only minor deterioration. | Category 3 (Recommended): Minor work required to prevent a deterioration of the service provided by the asset. | 20 | 2022-03-19 | 2.1027 | 81.8973 | x | 2 | 5. Severe | 11497 | Predictive Maintenance | 28
1007761 | Roller Shutter Doors | B (Average): Asset is sound, operationally safe and exhibits only minor deterioration. | Category 3 (Recommended): Minor work required to prevent a deterioration of the service provided by the asset. | 15 | 2023-01-31 | 1.232 | 84.3573 | x | 1 | 3. Moderate | 11649 | Predictive Maintenance | 91.25
1007762 | Ventilating Fans - General | B (Average): Asset is sound, operationally safe and exhibits only minor deterioration. | Category 3 (Recommended): Minor work required to prevent a deterioration of the service provided by the asset. | 20 | 2018-01-15 | 6.2752 | 79.7248 | x | 1 | 2. Minor | 11650 | Predictive Maintenance | 182.5
1007763 | Ventilating Fans - General | B (Average): Asset is sound, operationally safe and exhibits only minor deterioration. | Category 3 (Recommended): Minor work required to prevent a deterioration of the service provided by the asset. | 20 | 2012-04-04 | 12.0575 | 73.9425 | x | 1 | 2. Minor | 11650 | Predictive Maintenance | 182.5
1007764 | Direct Fired Water Heaters | B (Average): Asset is sound, operationally safe and exhibits only minor deterioration. | Category 3 (Recommended): Minor work required to prevent a deterioration of the service provided by the asset. | 15 | 2012-07-09 | 11.7947 | 70.2738 | x | 1 | 4. Significant | 10068 | Predictive Maintenance | 91.25
1007765 | Direct Fired Water Heaters | B (Average): Asset is sound, operationally safe and exhibits only minor deterioration. | Category 3 (Recommended): Minor work required to prevent a deterioration of the service provided by the asset. | 15 | 2019-08-22 | 4.6762 | 79.765 | x | 1 | 4. Significant | 10068 | Predictive Maintenance | 91.25
1007766 | Direct Fired Water Heaters | B (Average): Asset is sound, operationally safe and exhibits only minor deterioration. | Category 3 (Recommended): Minor work required to prevent a deterioration of the service provided by the asset. | 15 | 2010-09-28 | 13.5743 | 67.901 | x | 1 | 4. Significant | 10068 | Predictive Maintenance | 91.25
1007767 | Direct Fired Water Heaters | B (Average): Asset is sound, operationally safe and exhibits only minor deterioration. | Category 3 (Recommended): Minor work required to prevent a deterioration of the service provided by the asset. | 15 | 2012-04-03 | 12.0602 | 69.9197 | x | 1 | 4. Significant | 10068 | Predictive Maintenance | 91.25
1007768 | Outstations | B (Average): Asset is sound, operationally safe and exhibits only minor deterioration. | Category 3 (Recommended): Minor work required to prevent a deterioration of the service provided by the asset. | 10 | 2020-02-24 | 4.167 | 77.666 | x | 1 | 4. Significant | 10068 | Predictive Maintenance | 91.25
1007769 | Atmospheric Gas Burner Boiler - Small and/or Wall Hung for Domestic/Light Commercial Installation | B (Average): Asset is sound, operationally safe and exhibits only minor deterioration. | Category 3 (Recommended): Minor work required to prevent a deterioration of the service provided by the asset. | 10 | 2022-02-12 | 2.1985 | 81.603 | x | 1 | 4. Significant | 10068 | Predictive Maintenance | 91.25
1007770 | Ventilating Fans - General | B (Average): Asset is sound, operationally safe and exhibits only minor deterioration. | Category 3 (Recommended): Minor work required to prevent a deterioration of the service provided by the asset. | 20 | 2017-11-07 | 6.4641 | 79.5359 | x | 1 | 2. Minor | 10068 | Predictive Maintenance | 182.5
1007771 | Fire Alarm System | A (Good): Asset is as new and can be expected to perform adequately to its full normal life if maintained appropriately. | Category 4 (Normal): No work required beyond normal maintenance. | 15 | 2014-07-30 | 9.7385 | 87.0153 | x | 1 | 5. Severe | 10068 | Predictive Maintenance | 162.5
1007773 | Distribution Boards | B (Average): Asset is sound, operationally safe and exhibits only minor deterioration. | Category 3 (Recommended): Minor work required to prevent a deterioration of the service provided by the asset. | 20 | 2005-08-18 | 18.6858 | 67.3142 | x | 1 | 4. Significant | 10068 | Predictive Maintenance | 91.25
1007774 | Distribution Boards | B (Average): Asset is sound, operationally safe and exhibits only minor deterioration. | Category 3 (Recommended): Minor work required to prevent a deterioration of the service provided by the asset. | 20 | 2010-05-11 | 13.9576 | 72.0424 | x | 1 | 4. Significant | 10068 | Predictive Maintenance | 91.25
1007775 | Distribution Boards | B (Average): Asset is sound, operationally safe and exhibits only minor deterioration. | Category 3 (Recommended): Minor work required to prevent a deterioration of the service provided by the asset. | 20 | 2021-11-10 | 2.4559 | 83.5441 | x | 1 | 4. Significant | 10068 | Predictive Maintenance | 91.25
1007776 | Expansion Vessels | B (Average): Asset is sound, operationally safe and exhibits only minor deterioration. | Category 3 (Recommended): Minor work required to prevent a deterioration of the service provided by the asset. | 15 | 2018-02-06 | 6.2149 | 77.7134 | x | 1 | 4. Significant | 10068 | Predictive Maintenance | 91.25
1007777 | Expansion Vessels | B (Average): Asset is sound, operationally safe and exhibits only minor deterioration. | Category 3 (Recommended): Minor work required to prevent a deterioration of the service provided by the asset. | 15 | 2011-05-01 | 12.9856 | 68.6858 | x | 1 | 4. Significant | 10068 | Predictive Maintenance | 91.25
1007778 | Distribution Boards | B (Average): Asset is sound, operationally safe and exhibits only minor deterioration. | Category 3 (Recommended): Minor work required to prevent a deterioration of the service provided by the asset. | 20 | 2007-08-24 | 16.6708 | 61.3292 | x | 5 | 4. Significant | 11651 | Predictive Maintenance | 91.25
1007779 | Distribution Boards | B (Average): Asset is sound, operationally safe and exhibits only minor deterioration. | Category 3 (Recommended): Minor work required to prevent a deterioration of the service provided by the asset. | 20 | 2005-06-06 | 18.8857 | 59.1143 | x | 5 | 4. Significant | 11651 | Predictive Maintenance | 91.25
1007780 | Distribution Boards | B (Average): Asset is sound, operationally safe and exhibits only minor deterioration. | Category 3 (Recommended): Minor work required to prevent a deterioration of the service provided by the asset. | 20 | 2016-02-05 | 8.219 | 69.781 | x | 5 | 4. Significant | 11651 | Predictive Maintenance | 91.25
1007781 | Distribution Boards | B (Average): Asset is sound, operationally safe and exhibits only minor deterioration. | Category 3 (Recommended): Minor work required to prevent a deterioration of the service provided by the asset. | 20 | 2008-01-27 | 16.2437 | 61.7563 | x | 5 | 4. Significant | 11651 | Predictive Maintenance | 91.25
1007782 | Traction Lifts | B (Average): Asset is sound, operationally safe and exhibits only minor deterioration. | Category 3 (Recommended): Minor work required to prevent a deterioration of the service provided by the asset. | 20 | 2008-10-07 | 15.5483 | 62.4517 | x | 5 | 4. Significant | 11652 | Predictive Maintenance | 91.25
1007783 | Distribution Boards | B (Average): Asset is sound, operationally safe and exhibits only minor deterioration. | Category 3 (Recommended): Minor work required to prevent a deterioration of the service provided by the asset. | 20 | 2009-07-12 | 14.7871 | 63.2129 | x | 5 | 4. Significant | 11653 | Predictive Maintenance | 91.25
1007784 | Distribution Boards | B (Average): Asset is sound, operationally safe and exhibits only minor deterioration. | Category 3 (Recommended): Minor work required to prevent a deterioration of the service provided by the asset. | 20 | 2008-01-29 | 16.2382 | 61.7618 | x | 5 | 4. Significant | 11653 | Predictive Maintenance | 91.25
1007785 | Distribution Boards | B (Average): Asset is sound, operationally safe and exhibits only minor deterioration. | Category 3 (Recommended): Minor work required to prevent a deterioration of the service provided by the asset. | 20 | 2011-07-01 | 12.8186 | 65.1814 | x | 5 | 4. Significant | 11653 | Predictive Maintenance | 91.25
1007786 | Distribution Boards | B (Average): Asset is sound, operationally safe and exhibits only minor deterioration. | Category 3 (Recommended): Minor work required to prevent a deterioration of the service provided by the asset. | 20 | 2010-03-07 | 14.1355 | 63.8645 | x | 5 | 4. Significant | 11653 | Predictive Maintenance | 91.25
1007787 | Point of Use Water Dispenser | B (Average): Asset is sound, operationally safe and exhibits only minor deterioration. | Category 4 (Normal): No work required beyond normal maintenance. | 15 | 2021-03-22 | 3.0938 | 80.875 | x | 5 | 2. Minor | 11654 | Predictive Maintenance | 365
1007788 | Room Air Conditioners | B (Average): Asset is sound, operationally safe and exhibits only minor deterioration. | Category 3 (Recommended): Minor work required to prevent a deterioration of the service provided by the asset. | 15 | 2020-07-06 | 3.8029 | 72.9295 | x | 5 | 3. Moderate | 11655 | Predictive Maintenance | 91.25
1007789 | Emergency Assistance Alarm | B (Average): Asset is sound, operationally safe and exhibits only minor deterioration. | Category 3 (Recommended): Minor work required to prevent a deterioration of the service provided by the asset. | 10 | 2023-05-12 | 0.95551 | 76.089 | x | 5 | 5. Severe | 11656 | Predictive Maintenance | 28
1007790 | Emergency Assistance Alarm | B (Average): Asset is sound, operationally safe and exhibits only minor deterioration. | Category 3 (Recommended): Minor work required to prevent a deterioration of the service provided by the asset. | 10 | 2018-06-06 | 5.8864 | 66.2272 | x | 5 | 5. Severe | 11657 | Predictive Maintenance | 28
1007791 | Distribution Boards | B (Average): Asset is sound, operationally safe and exhibits only minor deterioration. | Category 3 (Recommended): Minor work required to prevent a deterioration of the service provided by the asset. | 20 | 2004-05-06 | 19.9699 | 58.0301 | x | 5 | 4. Significant | 11658 | Predictive Maintenance | 91.25
1007792 | Distribution Boards | B (Average): Asset is sound, operationally safe and exhibits only minor deterioration. | Category 3 (Recommended): Minor work required to prevent a deterioration of the service provided by the asset. | 20 | 2009-09-16 | 14.6064 | 63.3936 | x | 5 | 4. Significant | 11658 | Predictive Maintenance | 91.25
1007793 | Distribution Boards | B (Average): Asset is sound, operationally safe and exhibits only minor deterioration. | Category 3 (Recommended): Minor work required to prevent a deterioration of the service provided by the asset. | 20 | 2006-01-12 | 18.2834 | 59.7166 | x | 5 | 4. Significant | 11658 | Predictive Maintenance | 91.25
1007794 | Distribution Boards | B (Average): Asset is sound, operationally safe and exhibits only minor deterioration. | Category 3 (Recommended): Minor work required to prevent a deterioration of the service provided by the asset. | 20 | 2010-06-09 | 13.8782 | 64.1218 | x | 5 | 4. Significant | 11658 | Predictive Maintenance | 91.25
1007795 | Distribution Boards | B (Average): Asset is sound, operationally safe and exhibits only minor deterioration. | Category 3 (Recommended): Minor work required to prevent a deterioration of the service provided by the asset. | 20 | 2015-05-06 | 8.9719 | 69.0281 | x | 5 | 4. Significant | 11658 | Predictive Maintenance | 91.25
1007796 | Distribution Boards | B (Average): Asset is sound, operationally safe and exhibits only minor deterioration. | Category 3 (Recommended): Minor work required to prevent a deterioration of the service provided by the asset. | 20 | 2014-08-26 | 9.6646 | 68.3354 | x | 5 | 4. Significant | 11658 | Predictive Maintenance | 91.25
1007797 | Distribution Boards | B (Average): Asset is sound, operationally safe and exhibits only minor deterioration. | Category 3 (Recommended): Minor work required to prevent a deterioration of the service provided by the asset. | 20 | 2020-12-19 | 3.3484 | 74.6516 | x | 5 | 4. Significant | 11658 | Predictive Maintenance | 91.25
1007798 | Distribution Boards | B (Average): Asset is sound, operationally safe and exhibits only minor deterioration. | Category 3 (Recommended): Minor work required to prevent a deterioration of the service provided by the asset. | 20 | 2018-11-20 | 5.4292 | 72.5708 | x | 5 | 4. Significant | 11658 | Predictive Maintenance | 91.25
1007799 | Distribution Boards | B (Average): Asset is sound, operationally safe and exhibits only minor deterioration. | Category 3 (Recommended): Minor work required to prevent a deterioration of the service provided by the asset. | 20 | 2008-07-05 | 15.8056 | 62.1944 | x | 5 | 4. Significant | 11658 | Predictive Maintenance | 91.25
1007800 | Traction Lifts | B (Average): Asset is sound, operationally safe and exhibits only minor deterioration. | Category 3 (Recommended): Minor work required to prevent a deterioration of the service provided by the asset. | 20 | 2004-04-03 | 20.0602 | 57.9398 | x | 5 | 4. Significant | 11659 | Predictive Maintenance | 91.25
1007801 | Meter Reading - Electric | B (Average): Asset is sound, operationally safe and exhibits only minor deterioration. | Category 3 (Recommended): Minor work required to prevent a deterioration of the service provided by the asset. | 20 | 2016-01-13 | 8.282 | 69.718 | x | 5 | 2. Minor | 11660 | Predictive Maintenance | 182.5
1007802 | Meter Reading - Electric | B (Average): Asset is sound, operationally safe and exhibits only minor deterioration. | Category 3 (Recommended): Minor work required to prevent a deterioration of the service provided by the asset. | 20 | 2011-11-20 | 12.4298 | 65.5702 | x | 5 | 2. Minor | 11660 | Predictive Maintenance | 182.5
1007803 | Meter Reading - Electric | B (Average): Asset is sound, operationally safe and exhibits only minor deterioration. | Category 3 (Recommended): Minor work required to prevent a deterioration of the service provided by the asset. | 20 | 2015-12-06 | 8.386 | 69.614 | x | 5 | 2. Minor | 11660 | Predictive Maintenance | 182.5
1007804 | Distribution Boards | B (Average): Asset is sound, operationally safe and exhibits only minor deterioration. | Category 3 (Recommended): Minor work required to prevent a deterioration of the service provided by the asset. | 20 | 2009-09-02 | 14.6448 | 63.3552 | x | 5 | 4. Significant | 11660 | Predictive Maintenance | 91.25
1007805 | Distribution Boards | B (Average): Asset is sound, operationally safe and exhibits only minor deterioration. | Category 3 (Recommended): Minor work required to prevent a deterioration of the service provided by the asset. | 20 | 2005-07-17 | 18.7734 | 59.2266 | x | 5 | 4. Significant | 11660 | Predictive Maintenance | 91.25
1007806 | Distribution Boards | B (Average): Asset is sound, operationally safe and exhibits only minor deterioration. | Category 3 (Recommended): Minor work required to prevent a deterioration of the service provided by the asset. | 20 | 2009-02-28 | 15.154 | 62.846 | x | 5 | 4. Significant | 11660 | Predictive Maintenance | 91.25
1007807 | Distribution Boards | B (Average): Asset is sound, operationally safe and exhibits only minor deterioration. | Category 3 (Recommended): Minor work required to prevent a deterioration of the service provided by the asset. | 20 | 2010-12-24 | 13.3361 | 64.6639 | x | 5 | 4. Significant | 11660 | Predictive Maintenance | 91.25
1007808 | Traction Lifts | B (Average): Asset is sound, operationally safe and exhibits only minor deterioration. | Category 3 (Recommended): Minor work required to prevent a deterioration of the service provided by the asset. | 20 | 2012-09-18 | 11.6003 | 66.3997 | x | 5 | 4. Significant | 11661 | Predictive Maintenance | 91.25
1007809 | Room Air Conditioners | B (Average): Asset is sound, operationally safe and exhibits only minor deterioration. | Category 3 (Recommended): Minor work required to prevent a deterioration of the service provided by the asset. | 15 | 2010-03-12 | 14.1218 | 59.1709 | x | 5 | 3. Moderate | 11662 | Predictive Maintenance | 91.25
1007810 | Room Air Conditioners | B (Average): Asset is sound, operationally safe and exhibits only minor deterioration. | Category 3 (Recommended): Minor work required to prevent a deterioration of the service provided by the asset. | 15 | 2021-07-13 | 2.7844 | 74.2875 | x | 5 | 3. Moderate | 11663 | Predictive Maintenance | 91.25
1007811 | Room Air Conditioners | B (Average): Asset is sound, operationally safe and exhibits only minor deterioration. | Category 3 (Recommended): Minor work required to prevent a deterioration of the service provided by the asset. | 15 | 2017-11-11 | 6.4531 | 69.3958 | x | 5 | 3. Moderate | 11664 | Predictive Maintenance | 91.25
1007812 | Room Air Conditioners | B (Average): Asset is sound, operationally safe and exhibits only minor deterioration. | Category 3 (Recommended): Minor work required to prevent a deterioration of the service provided by the asset. | 15 | 2021-10-24 | 2.5024 | 74.6635 | x | 5 | 3. Moderate | 11665 | Predictive Maintenance | 91.25
1007813 | Distribution Boards | B (Average): Asset is sound, operationally safe and exhibits only minor deterioration. | Category 3 (Recommended): Minor work required to prevent a deterioration of the service provided by the asset. | 20 | 2014-09-19 | 9.5989 | 68.4011 | x | 5 | 4. Significant | 11666 | Predictive Maintenance | 91.25
1007814 | Distribution Boards | B (Average): Asset is sound, operationally safe and exhibits only minor deterioration. | Category 3 (Recommended): Minor work required to prevent a deterioration of the service provided by the asset. | 20 | 2017-11-22 | 6.423 | 71.577 | x | 5 | 4. Significant | 11667 | Predictive Maintenance | 91.25
1007815 | Distribution Boards | B (Average): Asset is sound, operationally safe and exhibits only minor deterioration. | Category 3 (Recommended): Minor work required to prevent a deterioration of the service provided by the asset. | 20 | 2019-09-08 | 4.6297 | 73.3703 | x | 5 | 4. Significant | 11668 | Predictive Maintenance | 91.25
1007816 | Emergency Assistance Alarm | B (Average): Asset is sound, operationally safe and exhibits only minor deterioration. | Category 3 (Recommended): Minor work required to prevent a deterioration of the service provided by the asset. | 10 | 2020-02-20 | 4.178 | 69.6441 | x | 5 | 5. Severe | 11669 | Predictive Maintenance | 28
1007817 | Emergency Assistance Alarm | B (Average): Asset is sound, operationally safe and exhibits only minor deterioration. | Category 3 (Recommended): Minor work required to prevent a deterioration of the service provided by the asset. | 10 | 2015-03-06 | 9.1389 | 59.7221 | x | 5 | 5. Severe | 11670 | Predictive Maintenance | 28
1007818 | Distribution Boards | B (Average): Asset is sound, operationally safe and exhibits only minor deterioration. | Category 3 (Recommended): Minor work required to prevent a deterioration of the service provided by the asset. | 20 | 2005-03-25 | 19.0856 | 58.9144 | x | 5 | 4. Significant | 11671 | Predictive Maintenance | 91.25
1007819 | Distribution Boards | B (Average): Asset is sound, operationally safe and exhibits only minor deterioration. | Category 3 (Recommended): Minor work required to prevent a deterioration of the service provided by the asset. | 20 | 2013-11-27 | 10.4093 | 67.5907 | x | 5 | 4. Significant | 11671 | Predictive Maintenance | 91.25
1007820 | Distribution Boards | B (Average): Asset is sound, operationally safe and exhibits only minor deterioration. | Category 3 (Recommended): Minor work required to prevent a deterioration of the service provided by the asset. | 20 | 2013-08-31 | 10.6502 | 67.3498 | x | 5 | 4. Significant | 11671 | Predictive Maintenance | 91.25
1007821 | Meter Reading - Electric | B (Average): Asset is sound, operationally safe and exhibits only minor deterioration. | Category 3 (Recommended): Minor work required to prevent a deterioration of the service provided by the asset. | 20 | 2010-12-06 | 13.3854 | 64.6146 | x | 5 | 2. Minor | 11671 | Predictive Maintenance | 182.5
1007822 | Meter Reading - Electric | B (Average): Asset is sound, operationally safe and exhibits only minor deterioration. | Category 3 (Recommended): Minor work required to prevent a deterioration of the service provided by the asset. | 20 | 2013-02-04 | 11.2197 | 66.7803 | x | 5 | 2. Minor | 11671 | Predictive Maintenance | 182.5
1007823 | Meter Reading - Electric | B (Average): Asset is sound, operationally safe and exhibits only minor deterioration. | Category 3 (Recommended): Minor work required to prevent a deterioration of the service provided by the asset. | 20 | 2017-02-18 | 7.1814 | 70.8186 | x | 5 | 2. Minor | 11671 | Predictive Maintenance | 182.5
1007824 | Meter Reading - Electric | B (Average): Asset is sound, operationally safe and exhibits only minor deterioration. | Category 3 (Recommended): Minor work required to prevent a deterioration of the service provided by the asset. | 20 | 2017-05-04 | 6.976 | 71.024 | x | 5 | 2. Minor | 11671 | Predictive Maintenance | 182.5
1007825 | Meter Reading - Electric | B (Average): Asset is sound, operationally safe and exhibits only minor deterioration. | Category 3 (Recommended): Minor work required to prevent a deterioration of the service provided by the asset. | 20 | 2014-10-25 | 9.5003 | 68.4997 | x | 5 | 2. Minor | 11671 | Predictive Maintenance | 182.5
1007826 | Distribution Boards | B (Average): Asset is sound, operationally safe and exhibits only minor deterioration. | Category 3 (Recommended): Minor work required to prevent a deterioration of the service provided by the asset. | 20 | 2008-02-09 | 16.2081 | 61.7919 | x | 5 | 4. Significant | 11671 | Predictive Maintenance | 91.25
1007827 | Distribution Boards | B (Average): Asset is sound, operationally safe and exhibits only minor deterioration. | Category 3 (Recommended): Minor work required to prevent a deterioration of the service provided by the asset. | 20 | 2005-03-24 | 19.0883 | 58.9117 | x | 5 | 4. Significant | 11671 | Predictive Maintenance | 91.25
1007828 | Distribution Boards | B (Average): Asset is sound, operationally safe and exhibits only minor deterioration. | Category 3 (Recommended): Minor work required to prevent a deterioration of the service provided by the asset. | 20 | 2010-07-09 | 13.796 | 64.204 | x | 5 | 4. Significant | 11671 | Predictive Maintenance | 91.25
1007830 | Ventilating Fans - General | C (Poor): Asset is operational but major repair or replacement will be needed. | Category 3 (Recommended): Minor work required to prevent a deterioration of the service provided by the asset. | 20 | 2023-11-20 | 0.42984 | 63.5702 | x | 5 | 2. Minor | 11671 | Predictive Maintenance | 182.5
1007831 | Ring Main Unit | B (Average): Asset is sound, operationally safe and exhibits only minor deterioration. | Category 3 (Recommended): Minor work required to prevent a deterioration of the service provided by the asset. | 20 | 2022-12-21 | 1.3443 | 76.6557 | x | 5 | 5. Severe | 11672 | Predictive Maintenance | 28
1007832 | LV Battery Tripping Units | B (Average): Asset is sound, operationally safe and exhibits only minor deterioration. | Category 3 (Recommended): Minor work required to prevent a deterioration of the service provided by the asset. | 20 | 2006-10-25 | 17.5003 | 60.4997 | x | 5 | 5. Severe | 11672 | Predictive Maintenance | 28
1007833 | Cast Resin Transformer | B (Average): Asset is sound, operationally safe and exhibits only minor deterioration. | Category 3 (Recommended): Minor work required to prevent a deterioration of the service provided by the asset. | 30 | 2002-02-08 | 22.2094 | 63.1937 | x | 5 | 5. Severe | 11672 | Predictive Maintenance | 28
1007834 | Kitchen Hood Fire Suppression | B (Average): Asset is sound, operationally safe and exhibits only minor deterioration. | Category 3 (Recommended): Minor work required to prevent a deterioration of the service provided by the asset. | 20 | 2015-12-06 | 8.386 | 69.614 | x | 5 | 5. Severe | 11673 | Predictive Maintenance | 28
1007835 | Insect Killer | B (Average): Asset is sound, operationally safe and exhibits only minor deterioration. | Category 3 (Recommended): Minor work required to prevent a deterioration of the service provided by the asset. | 8 | 2018-12-16 | 5.358 | 64.6051 | x | 5 | 2. Minor | 11673 | Predictive Maintenance | 182.5
1007836 | Insect Killer | B (Average): Asset is sound, operationally safe and exhibits only minor deterioration. | Category 3 (Recommended): Minor work required to prevent a deterioration of the service provided by the asset. | 8 | 2020-05-17 | 3.9398 | 68.1506 | x | 5 | 2. Minor | 11673 | Predictive Maintenance | 182.5
1007837 | Ventilating Fans - General | C (Poor): Asset is operational but major repair or replacement will be needed. | Category 3 (Recommended): Minor work required to prevent a deterioration of the service provided by the asset. | 20 | 2016-07-19 | 7.7673 | 56.2327 | x | 5 | 2. Minor | 11673 | Predictive Maintenance | 182.5
1007839 | Cold Rooms | B (Average): Asset is sound, operationally safe and exhibits only minor deterioration. | Category 3 (Recommended): Minor work required to prevent a deterioration of the service provided by the asset. | 15 | 2014-02-07 | 10.2122 | 64.3838 | x | 5 | 4. Significant | 11674 | Predictive Maintenance | 91.25
1007840 | Distribution Boards | B (Average): Asset is sound, operationally safe and exhibits only minor deterioration. | Category 3 (Recommended): Minor work required to prevent a deterioration of the service provided by the asset. | 20 | 2010-11-17 | 13.4374 | 64.5626 | x | 5 | 4. Significant | 11675 | Predictive Maintenance | 91.25
1007841 | Distribution Boards | B (Average): Asset is sound, operationally safe and exhibits only minor deterioration. | Category 3 (Recommended): Minor work required to prevent a deterioration of the service provided by the asset. | 20 | 2012-04-24 | 12.0027 | 65.9973 | x | 5 | 4. Significant | 11675 | Predictive Maintenance | 91.25
1007842 | Distribution Boards | B (Average): Asset is sound, operationally safe and exhibits only minor deterioration. | Category 3 (Recommended): Minor work required to prevent a deterioration of the service provided by the asset. | 20 | 2014-04-19 | 10.0178 | 67.9822 | x | 5 | 4. Significant | 11675 | Predictive Maintenance | 91.25
1007843 | Distribution Boards | B (Average): Asset is sound, operationally safe and exhibits only minor deterioration. | Category 3 (Recommended): Minor work required to prevent a deterioration of the service provided by the asset. | 20 | 2004-03-26 | 20.0821 | 57.9179 | x | 5 | 4. Significant | 11675 | Predictive Maintenance | 91.25
1007844 | Gas Detection/Flammable | B (Average): Asset is sound, operationally safe and exhibits only minor deterioration. | Category 3 (Recommended): Minor work required to prevent a deterioration of the service provided by the asset. | 15 | 2023-06-11 | 0.87337 | 76.8355 | x | 5 | 5. Severe | 11675 | Predictive Maintenance | 28
1007845 | Insect Killer | B (Average): Asset is sound, operationally safe and exhibits only minor deterioration. | Category 3 (Recommended): Minor work required to prevent a deterioration of the service provided by the asset. | 8 | 2018-02-06 | 6.2149 | 62.4627 | x | 5 | 2. Minor | 11676 | Predictive Maintenance | 182.5
1007846 | Meter Reading - Electric | B (Average): Asset is sound, operationally safe and exhibits only minor deterioration. | Category 3 (Recommended): Minor work required to prevent a deterioration of the service provided by the asset. | 20 | 2022-07-01 | 1.8179 | 76.1821 | x | 5 | 2. Minor | 11675 | Predictive Maintenance | 182.5
1007847 | Meter Reading - Electric | B (Average): Asset is sound, operationally safe and exhibits only minor deterioration. | Category 3 (Recommended): Minor work required to prevent a deterioration of the service provided by the asset. | 20 | 2017-04-08 | 7.0472 | 70.9528 | x | 5 | 2. Minor | 11675 | Predictive Maintenance | 182.5
1007848 | Meter Reading - Electric | B (Average): Asset is sound, operationally safe and exhibits only minor deterioration. | Category 3 (Recommended): Minor work required to prevent a deterioration of the service provided by the asset. | 20 | 2020-02-15 | 4.1916 | 73.8084 | x | 5 | 2. Minor | 11675 | Predictive Maintenance | 182.5
1007849 | Meter Reading - Electric | B (Average): Asset is sound, operationally safe and exhibits only minor deterioration. | Category 3 (Recommended): Minor work required to prevent a deterioration of the service provided by the asset. | 20 | 2009-09-06 | 14.6338 | 63.3662 | x | 5 | 2. Minor | 11675 | Predictive Maintenance | 182.5
1007850 | Outstations | B (Average): Asset is sound, operationally safe and exhibits only minor deterioration. | Category 3 (Recommended): Minor work required to prevent a deterioration of the service provided by the asset. | 10 | 2017-03-29 | 7.0746 | 63.8508 | x | 5 | 4. Significant | 10202 | Predictive Maintenance | 91.25
1007851 | Outstations | B (Average): Asset is sound, operationally safe and exhibits only minor deterioration. | Category 3 (Recommended): Minor work required to prevent a deterioration of the service provided by the asset. | 10 | 2019-08-11 | 4.7064 | 68.5873 | x | 5 | 4. Significant | 10202 | Predictive Maintenance | 91.25
1007852 | Outstations | B (Average): Asset is sound, operationally safe and exhibits only minor deterioration. | Category 3 (Recommended): Minor work required to prevent a deterioration of the service provided by the asset. | 10 | 2020-10-20 | 3.5127 | 70.9747 | x | 5 | 4. Significant | 10202 | Predictive Maintenance | 91.25
1007854 | Room Air Conditioners | B (Average): Asset is sound, operationally safe and exhibits only minor deterioration. | Category 3 (Recommended): Minor work required to prevent a deterioration of the service provided by the asset. | 15 | 2019-08-25 | 4.668 | 73.776 | x | 4 | 3. Moderate | 11677 | Predictive Maintenance | 91.25
1007855 | Ventilating Fans - General | B (Average): Asset is sound, operationally safe and exhibits only minor deterioration. | Category 3 (Recommended): Minor work required to prevent a deterioration of the service provided by the asset. | 20 | 2020-09-12 | 3.6167 | 82.3833 | x | 1 | 2. Minor | 11678 | Predictive Maintenance | 182.5
1007856 | Ventilating Fans - General | B (Average): Asset is sound, operationally safe and exhibits only minor deterioration. | Category 3 (Recommended): Minor work required to prevent a deterioration of the service provided by the asset. | 20 | 2005-12-27 | 18.3272 | 67.6728 | x | 1 | 2. Minor | 11678 | Predictive Maintenance | 182.5
1007857 | Ventilating Fans - General | B (Average): Asset is sound, operationally safe and exhibits only minor deterioration. | Category 3 (Recommended): Minor work required to prevent a deterioration of the service provided by the asset. | 20 | 2023-01-29 | 1.2375 | 84.7625 | x | 1 | 2. Minor | 11678 | Predictive Maintenance | 182.5
1007858 | Distribution Boards | B (Average): Asset is sound, operationally safe and exhibits only minor deterioration. | Category 3 (Recommended): Minor work required to prevent a deterioration of the service provided by the asset. | 20 | 2015-05-17 | 8.9418 | 77.0582 | x | 1 | 4. Significant | 10004 | Predictive Maintenance | 91.25
1007859 | Distribution Boards | B (Average): Asset is sound, operationally safe and exhibits only minor deterioration. | Category 3 (Recommended): Minor work required to prevent a deterioration of the service provided by the asset. | 20 | 2004-01-07 | 20.2984 | 65.7016 | x | 1 | 4. Significant | 10004 | Predictive Maintenance | 91.25
1007860 | Distribution Boards | B (Average): Asset is sound, operationally safe and exhibits only minor deterioration. | Category 3 (Recommended): Minor work required to prevent a deterioration of the service provided by the asset. | 20 | 2012-11-15 | 11.4415 | 74.5585 | x | 1 | 4. Significant | 10004 | Predictive Maintenance | 91.25
1007861 | Outstations | B (Average): Asset is sound, operationally safe and exhibits only minor deterioration. | Category 3 (Recommended): Minor work required to prevent a deterioration of the service provided by the asset. | 10 | 2015-04-22 | 9.0103 | 67.9795 | x | 1 | 4. Significant | 10004 | Predictive Maintenance | 91.25
1007862 | Distribution Boards | B (Average): Asset is sound, operationally safe and exhibits only minor deterioration. | Category 3 (Recommended): Minor work required to prevent a deterioration of the service provided by the asset. | 20 | 2010-07-04 | 13.8097 | 72.1903 | x | 1 | 4. Significant | 10004 | Predictive Maintenance | 91.25
1007863 | Distribution Boards | B (Average): Asset is sound, operationally safe and exhibits only minor deterioration. | Category 3 (Recommended): Minor work required to prevent a deterioration of the service provided by the asset. | 20 | 2007-11-01 | 16.4819 | 69.5181 | x | 1 | 4. Significant | 10004 | Predictive Maintenance | 91.25
1007864 | Distribution Boards | B (Average): Asset is sound, operationally safe and exhibits only minor deterioration. | Category 3 (Recommended): Minor work required to prevent a deterioration of the service provided by the asset. | 20 | 2006-01-06 | 18.2998 | 67.7002 | x | 1 | 4. Significant | 10004 | Predictive Maintenance | 91.25
1007865 | Distribution Boards | B (Average): Asset is sound, operationally safe and exhibits only minor deterioration. | Category 3 (Recommended): Minor work required to prevent a deterioration of the service provided by the asset. | 20 | 2022-02-07 | 2.2122 | 83.7878 | x | 1 | 4. Significant | 10004 | Predictive Maintenance | 91.25
1007868 | Nitrogen Generator, Vessels & Associated Valves & Controls | B (Average): Asset is sound, operationally safe and exhibits only minor deterioration. | Category 3 (Recommended): Minor work required to prevent a deterioration of the service provided by the asset. | 15 | 2021-09-18 | 2.601 | 82.5321 | x | 1 | 4. Significant | 10004 | Predictive Maintenance | 91.25
1007869 | Outstations | B (Average): Asset is sound, operationally safe and exhibits only minor deterioration. | Category 3 (Recommended): Minor work required to prevent a deterioration of the service provided by the asset. | 10 | 2019-09-19 | 4.5996 | 74.8008 | x | 2 | 4. Significant | 10013 | Predictive Maintenance | 91.25
1007870 | Gas Detection/Flammable | B (Average): Asset is sound, operationally safe and exhibits only minor deterioration. | Category 3 (Recommended): Minor work required to prevent a deterioration of the service provided by the asset. | 15 | 2020-11-25 | 3.4141 | 79.4479 | x | 2 | 5. Severe | 10013 | Predictive Maintenance | 28
1007871 | Outstations | A (Good): Asset is as new and can be expected to perform adequately to its full normal life if maintained appropriately. | Category 3 (Recommended): Minor work required to prevent a deterioration of the service provided by the asset. | 10 | 2023-05-18 | 0.93908 | 89.1218 | x | 2 | 4. Significant | 10013 | Predictive Maintenance | 91.25
1007872 | Outstations | C (Poor): Asset is operational but major repair or replacement will be needed. | Category 3 (Recommended): Minor work required to prevent a deterioration of the service provided by the asset. | 10 | 2019-04-17 | 5.024 | 59.9521 | x | 2 | 4. Significant | 10013 | Predictive Maintenance | 91.25
1007873 | Outstations | B (Average): Asset is sound, operationally safe and exhibits only minor deterioration. | Category 3 (Recommended): Minor work required to prevent a deterioration of the service provided by the asset. | 10 | 2017-09-06 | 6.6338 | 70.7324 | x | 2 | 4. Significant | 10013 | Predictive Maintenance | 91.25
1007876 | Expansion Vessels | A (Good): Asset is as new and can be expected to perform adequately to its full normal life if maintained appropriately. | Category 3 (Recommended): Minor work required to prevent a deterioration of the service provided by the asset. | 15 | 2011-12-29 | 12.3231 | 74.5692 | x | 2 | 4. Significant | 10013 | Predictive Maintenance | 91.25
1007877 | Distribution Boards | B (Average): Asset is sound, operationally safe and exhibits only minor deterioration. | Category 3 (Recommended): Minor work required to prevent a deterioration of the service provided by the asset. | 20 | 2004-07-30 | 19.7372 | 64.2628 | x | 2 | 4. Significant | 11679 | Predictive Maintenance | 91.25
1007878 | Meter Reading - Electric | B (Average): Asset is sound, operationally safe and exhibits only minor deterioration. | Category 3 (Recommended): Minor work required to prevent a deterioration of the service provided by the asset. | 20 | 2011-06-17 | 12.8569 | 71.1431 | x | 2 | 2. Minor | 11679 | Predictive Maintenance | 182.5
1007879 | Meter Reading - Electric | B (Average): Asset is sound, operationally safe and exhibits only minor deterioration. | Category 3 (Recommended): Minor work required to prevent a deterioration of the service provided by the asset. | 20 | 2009-07-09 | 14.7953 | 69.2047 | x | 2 | 2. Minor | 11679 | Predictive Maintenance | 182.5
1007880 | Meter Reading - Electric | B (Average): Asset is sound, operationally safe and exhibits only minor deterioration. | Category 3 (Recommended): Minor work required to prevent a deterioration of the service provided by the asset. | 20 | 2023-04-01 | 1.0678 | 82.9322 | x | 2 | 2. Minor | 11679 | Predictive Maintenance | 182.5
1007881 | Meter Reading - Electric | B (Average): Asset is sound, operationally safe and exhibits only minor deterioration. | Category 3 (Recommended): Minor work required to prevent a deterioration of the service provided by the asset. | 20 | 2023-07-12 | 0.7885 | 83.2115 | x | 2 | 2. Minor | 11679 | Predictive Maintenance | 182.5
1007885 | Distribution Boards | B (Average): Asset is sound, operationally safe and exhibits only minor deterioration. | Category 3 (Recommended): Minor work required to prevent a deterioration of the service provided by the asset. | 20 | 2004-03-07 | 20.1342 | 63.8658 | x | 2 | 4. Significant | 11679 | Predictive Maintenance | 91.25
1007886 | Distribution Boards | B (Average): Asset is sound, operationally safe and exhibits only minor deterioration. | Category 3 (Recommended): Minor work required to prevent a deterioration of the service provided by the asset. | 20 | 2004-03-03 | 20.1451 | 63.8549 | x | 2 | 4. Significant | 11679 | Predictive Maintenance | 91.25
1007887 | Distribution Boards | B (Average): Asset is sound, operationally safe and exhibits only minor deterioration. | Category 3 (Recommended): Minor work required to prevent a deterioration of the service provided by the asset. | 20 | 2010-08-09 | 13.7112 | 70.2888 | x | 2 | 4. Significant | 11679 | Predictive Maintenance | 91.25
1007888 | Distribution Boards | B (Average): Asset is sound, operationally safe and exhibits only minor deterioration. | Category 3 (Recommended): Minor work required to prevent a deterioration of the service provided by the asset. | 20 | 2012-03-22 | 12.0931 | 71.9069 | x | 2 | 4. Significant | 11679 | Predictive Maintenance | 91.25
1007889 | Distribution Boards | B (Average): Asset is sound, operationally safe and exhibits only minor deterioration. | Category 3 (Recommended): Minor work required to prevent a deterioration of the service provided by the asset. | 20 | 2014-09-06 | 9.6345 | 74.3655 | x | 2 | 4. Significant | 11679 | Predictive Maintenance | 91.25
1007890 | Distribution Boards | B (Average): Asset is sound, operationally safe and exhibits only minor deterioration. | Category 3 (Recommended): Minor work required to prevent a deterioration of the service provided by the asset. | 20 | 2020-09-03 | 3.6413 | 80.3587 | x | 2 | 4. Significant | 11679 | Predictive Maintenance | 91.25
1007892 | Reverse Osmosis | A (Good): Asset is as new and can be expected to perform adequately to its full normal life if maintained appropriately. | Category 4 (Normal): No work required beyond normal maintenance. | 10 | 2017-02-22 | 7.1704 | 83.6591 | x | 2 | 4. Significant | 10054 | Predictive Maintenance | 162.5
1007893 | Reverse Osmosis | A (Good): Asset is as new and can be expected to perform adequately to its full normal life if maintained appropriately. | Category 4 (Normal): No work required beyond normal maintenance. | 10 | 2015-02-07 | 9.2129 | 79.5743 | x | 2 | 4. Significant | 10054 | Predictive Maintenance | 162.5
1007894 | Speed Controllers | B (Average): Asset is sound, operationally safe and exhibits only minor deterioration. | Category 3 (Recommended): Minor work required to prevent a deterioration of the service provided by the asset. | 15 | 2020-06-12 | 3.8686 | 78.8419 | x | 2 | 4. Significant | 10054 | Predictive Maintenance | 91.25
1007895 | Speed Controllers | B (Average): Asset is sound, operationally safe and exhibits only minor deterioration. | Category 3 (Recommended): Minor work required to prevent a deterioration of the service provided by the asset. | 15 | 2011-06-29 | 12.8241 | 66.9012 | x | 2 | 4. Significant | 10054 | Predictive Maintenance | 91.25
1007896 | Speed Controllers | B (Average): Asset is sound, operationally safe and exhibits only minor deterioration. | Category 3 (Recommended): Minor work required to prevent a deterioration of the service provided by the asset. | 15 | 2013-06-07 | 10.883 | 69.4894 | x | 2 | 4. Significant | 10054 | Predictive Maintenance | 91.25
1007898 | Speed Controllers | B (Average): Asset is sound, operationally safe and exhibits only minor deterioration. | Category 3 (Recommended): Minor work required to prevent a deterioration of the service provided by the asset. | 15 | 2012-08-20 | 11.6797 | 68.4271 | x | 2 | 4. Significant | 10054 | Predictive Maintenance | 91.25
1007899 | Speed Controllers | B (Average): Asset is sound, operationally safe and exhibits only minor deterioration. | Category 3 (Recommended): Minor work required to prevent a deterioration of the service provided by the asset. | 15 | 2021-06-15 | 2.8611 | 80.1853 | x | 2 | 4. Significant | 10054 | Predictive Maintenance | 91.25
1007900 | Air Compressors and Receivers | B (Average): Asset is sound, operationally safe and exhibits only minor deterioration. | Category 3 (Recommended): Minor work required to prevent a deterioration of the service provided by the asset. | 20 | 2014-10-25 | 9.5003 | 74.4997 | x | 2 | 3. Moderate | 10054 | Predictive Maintenance | 91.25
1007902 | Air Compressors and Receivers | B (Average): Asset is sound, operationally safe and exhibits only minor deterioration. | Category 3 (Recommended): Minor work required to prevent a deterioration of the service provided by the asset. | 20 | 2022-04-18 | 2.0205 | 81.9795 | x | 2 | 3. Moderate | 10054 | Predictive Maintenance | 91.25
1007903 | Air Handling Units - General | A (Good): Asset is as new and can be expected to perform adequately to its full normal life if maintained appropriately. | Category 4 (Normal): No work required beyond normal maintenance. | 20 | 2007-01-07 | 17.2977 | 80.7023 | x | 2 | 3. Moderate | 10054 | Predictive Maintenance | 365
1007904 | Air Handling Units - General | B (Average): Asset is sound, operationally safe and exhibits only minor deterioration. | Category 3 (Recommended): Minor work required to prevent a deterioration of the service provided by the asset. | 20 | 2012-02-28 | 12.1561 | 71.8439 | x | 2 | 3. Moderate | 10054 | Predictive Maintenance | 91.25
1007905 | Air Handling Units - General | A (Good): Asset is as new and can be expected to perform adequately to its full normal life if maintained appropriately. | Category 4 (Normal): No work required beyond normal maintenance. | 20 | 2013-05-15 | 10.9459 | 87.0541 | x | 2 | 3. Moderate | 10054 | Predictive Maintenance | 365
1007906 | Air Handling Units - General | A (Good): Asset is as new and can be expected to perform adequately to its full normal life if maintained appropriately. | Category 4 (Normal): No work required beyond normal maintenance. | 20 | 2006-12-31 | 17.3169 | 80.6831 | x | 2 | 3. Moderate | 10054 | Predictive Maintenance | 365
1007907 | Air Handling Units - General | B (Average): Asset is sound, operationally safe and exhibits only minor deterioration. | Category 3 (Recommended): Minor work required to prevent a deterioration of the service provided by the asset. | 20 | 2021-09-03 | 2.642 | 81.358 | x | 2 | 3. Moderate | 10054 | Predictive Maintenance | 91.25
1007908 | Water Buffer/Surge Tanks | B (Average): Asset is sound, operationally safe and exhibits only minor deterioration. | Category 3 (Recommended): Minor work required to prevent a deterioration of the service provided by the asset. | 25 | 2012-06-21 | 11.8439 | 74.5248 | x | 2 | 4. Significant | 10054 | Predictive Maintenance | 91.25
1007909 | Expansion Vessels | B (Average): Asset is sound, operationally safe and exhibits only minor deterioration. | Category 3 (Recommended): Minor work required to prevent a deterioration of the service provided by the asset. | 15 | 2015-06-24 | 8.8378 | 72.2163 | x | 2 | 4. Significant | 10054 | Predictive Maintenance | 91.25
1007910 | Expansion Vessels | B (Average): Asset is sound, operationally safe and exhibits only minor deterioration. | Category 3 (Recommended): Minor work required to prevent a deterioration of the service provided by the asset. | 15 | 2010-08-07 | 13.7166 | 65.7112 | x | 2 | 4. Significant | 10054 | Predictive Maintenance | 91.25
1007912 | Chemical Dosing | B (Average): Asset is sound, operationally safe and exhibits only minor deterioration. | Category 3 (Recommended): Minor work required to prevent a deterioration of the service provided by the asset. | 10 | 2022-10-22 | 1.5086 | 80.9829 | x | 2 | 4. Significant | 10054 | Predictive Maintenance | 91.25
1007913 | Chemical Dosing | B (Average): Asset is sound, operationally safe and exhibits only minor deterioration. | Category 3 (Recommended): Minor work required to prevent a deterioration of the service provided by the asset. | 10 | 2022-01-21 | 2.2587 | 79.4825 | x | 2 | 4. Significant | 10054 | Predictive Maintenance | 91.25
1007914 | Smoke Relief - Powered Smoke and Heat Exhaust Ventilators | B (Average): Asset is sound, operationally safe and exhibits only minor deterioration. | Category 3 (Recommended): Minor work required to prevent a deterioration of the service provided by the asset. | 30 | 1996-07-09 | 27.7947 | 59.4702 | x | 5 | 5. Severe | 10053 | Predictive Maintenance | 28
1007915 | Smoke Relief - Powered Smoke and Heat Exhaust Ventilators | B (Average): Asset is sound, operationally safe and exhibits only minor deterioration. | Category 3 (Recommended): Minor work required to prevent a deterioration of the service provided by the asset. | 30 | 2023-12-27 | 0.32854 | 77.781 | x | 5 | 5. Severe | 10053 | Predictive Maintenance | 28
1007916 | Laboratory Fume Cupboard | B (Average): Asset is sound, operationally safe and exhibits only minor deterioration. | Category 3 (Recommended): Minor work required to prevent a deterioration of the service provided by the asset. | 15 | 2015-08-27 | 8.6626 | 66.4499 | x | 5 | 4. Significant | 11680 | Predictive Maintenance | 91.25
1007917 | Ultra Low Temperature Freezer | B (Average): Asset is sound, operationally safe and exhibits only minor deterioration. | Category 3 (Recommended): Minor work required to prevent a deterioration of the service provided by the asset. | 15 | 2021-02-04 | 3.2197 | 73.707 | x | 5 | 4. Significant | 11681 | Predictive Maintenance | 91.25
1007918 | Ultra Low Temperature Freezer | B (Average): Asset is sound, operationally safe and exhibits only minor deterioration. | Category 3 (Recommended): Minor work required to prevent a deterioration of the service provided by the asset. | 15 | 2023-10-10 | 0.54209 | 77.2772 | x | 5 | 4. Significant | 11681 | Predictive Maintenance | 91.25
1007919 | Ultra Low Temperature Freezer | B (Average): Asset is sound, operationally safe and exhibits only minor deterioration. | Category 3 (Recommended): Minor work required to prevent a deterioration of the service provided by the asset. | 15 | 2012-06-12 | 11.8686 | 62.1752 | x | 5 | 4. Significant | 11681 | Predictive Maintenance | 91.25
1007924 | Speed Controllers | B (Average): Asset is sound, operationally safe and exhibits only minor deterioration. | Category 3 (Recommended): Minor work required to prevent a deterioration of the service provided by the asset. | 15 | 2012-08-06 | 11.718 | 62.376 | x | 5 | 4. Significant | 10017 | Predictive Maintenance | 91.25
1007925 | Speed Controllers | B (Average): Asset is sound, operationally safe and exhibits only minor deterioration. | Category 3 (Recommended): Minor work required to prevent a deterioration of the service provided by the asset. | 15 | 2022-12-18 | 1.3525 | 76.1967 | x | 5 | 4. Significant | 10017 | Predictive Maintenance | 91.25
1007926 | Speed Controllers | B (Average): Asset is sound, operationally safe and exhibits only minor deterioration. | Category 3 (Recommended): Minor work required to prevent a deterioration of the service provided by the asset. | 15 | 2019-04-11 | 5.0404 | 71.2795 | x | 5 | 4. Significant | 10017 | Predictive Maintenance | 91.25
1007927 | Speed Controllers | B (Average): Asset is sound, operationally safe and exhibits only minor deterioration. | Category 3 (Recommended): Minor work required to prevent a deterioration of the service provided by the asset. | 15 | 2023-02-28 | 1.1554 | 76.4595 | x | 5 | 4. Significant | 10017 | Predictive Maintenance | 91.25
1007928 | Speed Controllers | B (Average): Asset is sound, operationally safe and exhibits only minor deterioration. | Category 3 (Recommended): Minor work required to prevent a deterioration of the service provided by the asset. | 15 | 2022-02-23 | 2.1684 | 75.1088 | x | 5 | 4. Significant | 10017 | Predictive Maintenance | 91.25
1007929 | Speed Controllers | B (Average): Asset is sound, operationally safe and exhibits only minor deterioration. | Category 3 (Recommended): Minor work required to prevent a deterioration of the service provided by the asset. | 15 | 2016-03-07 | 8.1342 | 67.1545 | x | 5 | 4. Significant | 10017 | Predictive Maintenance | 91.25
1007930 | Speed Controllers | B (Average): Asset is sound, operationally safe and exhibits only minor deterioration. | Category 3 (Recommended): Minor work required to prevent a deterioration of the service provided by the asset. | 15 | 2016-05-16 | 7.9425 | 67.41 | x | 5 | 4. Significant | 10017 | Predictive Maintenance | 91.25
1007931 | Motors - Drive Elements | B (Average): Asset is sound, operationally safe and exhibits only minor deterioration. | Category 3 (Recommended): Minor work required to prevent a deterioration of the service provided by the asset. | 15 | 2016-03-25 | 8.0849 | 67.2202 | x | 5 | 4. Significant | 10017 | Predictive Maintenance | 91.25
1007932 | Speed Controllers | B (Average): Asset is sound, operationally safe and exhibits only minor deterioration. | Category 3 (Recommended): Minor work required to prevent a deterioration of the service provided by the asset. | 15 | 2015-05-19 | 8.9363 | 66.0849 | x | 5 | 4. Significant | 10017 | Predictive Maintenance | 91.25
1007933 | Speed Controllers | B (Average): Asset is sound, operationally safe and exhibits only minor deterioration. | Category 3 (Recommended): Minor work required to prevent a deterioration of the service provided by the asset. | 15 | 2012-07-18 | 11.77 | 62.3066 | x | 5 | 4. Significant | 10017 | Predictive Maintenance | 91.25
1007934 | Speed Controllers | B (Average): Asset is sound, operationally safe and exhibits only minor deterioration. | Category 3 (Recommended): Minor work required to prevent a deterioration of the service provided by the asset. | 15 | 2010-04-24 | 14.0041 | 59.3279 | x | 5 | 4. Significant | 10017 | Predictive Maintenance | 91.25
1007935 | Speed Controllers | B (Average): Asset is sound, operationally safe and exhibits only minor deterioration. | Category 3 (Recommended): Minor work required to prevent a deterioration of the service provided by the asset. | 15 | 2020-02-08 | 4.2108 | 72.3856 | x | 5 | 4. Significant | 10017 | Predictive Maintenance | 91.25
1007936 | Speed Controllers | B (Average): Asset is sound, operationally safe and exhibits only minor deterioration. | Category 3 (Recommended): Minor work required to prevent a deterioration of the service provided by the asset. | 15 | 2015-08-05 | 8.7228 | 66.3696 | x | 5 | 4. Significant | 10017 | Predictive Maintenance | 91.25
1007937 | Laboratory Fume Cupboard | B (Average): Asset is sound, operationally safe and exhibits only minor deterioration. | Category 3 (Recommended): Minor work required to prevent a deterioration of the service provided by the asset. | 15 | 2014-11-28 | 9.4073 | 73.457 | x | 1 | 4. Significant | 10328 | Predictive Maintenance | 91.25
1007938 | Laboratory Fume Cupboard | B (Average): Asset is sound, operationally safe and exhibits only minor deterioration. | Category 3 (Recommended): Minor work required to prevent a deterioration of the service provided by the asset. | 15 | 2019-12-18 | 4.3532 | 80.1958 | x | 1 | 4. Significant | 10329 | Predictive Maintenance | 91.25
1007939 | Laboratory Fume Cupboard | B (Average): Asset is sound, operationally safe and exhibits only minor deterioration. | Category 3 (Recommended): Minor work required to prevent a deterioration of the service provided by the asset. | 15 | 2010-11-27 | 13.41 | 68.12 | x | 1 | 4. Significant | 10327 | Predictive Maintenance | 91.25
1007940 | Laboratory Fume Cupboard | B (Average): Asset is sound, operationally safe and exhibits only minor deterioration. | Category 3 (Recommended): Minor work required to prevent a deterioration of the service provided by the asset. | 15 | 2016-02-11 | 8.2026 | 75.0632 | x | 1 | 4. Significant | 10327 | Predictive Maintenance | 91.25
1007942 | Room Air Conditioners | B (Average): Asset is sound, operationally safe and exhibits only minor deterioration. | Category 3 (Recommended): Minor work required to prevent a deterioration of the service provided by the asset. | 15 | 2021-09-15 | 2.6092 | 82.5211 | x | 1 | 3. Moderate | 11353 | Predictive Maintenance | 91.25
1007943 | Room Air Conditioners | B (Average): Asset is sound, operationally safe and exhibits only minor deterioration. | Category 3 (Recommended): Minor work required to prevent a deterioration of the service provided by the asset. | 15 | 2010-08-07 | 13.7166 | 67.7112 | x | 1 | 3. Moderate | 11354 | Predictive Maintenance | 91.25
1007944 | Laboratory Fume Cupboard | B (Average): Asset is sound, operationally safe and exhibits only minor deterioration. | Category 3 (Recommended): Minor work required to prevent a deterioration of the service provided by the asset. | 15 | 2022-09-20 | 1.5962 | 81.8718 | x | 2 | 4. Significant | 10322 | Predictive Maintenance | 91.25
1007946 | Laboratory Fume Cupboard | B (Average): Asset is sound, operationally safe and exhibits only minor deterioration. | Category 3 (Recommended): Minor work required to prevent a deterioration of the service provided by the asset. | 15 | 2019-06-30 | 4.8214 | 77.5715 | x | 2 | 4. Significant | 11361 | Predictive Maintenance | 91.25
1007947 | Room Air Conditioners | B (Average): Asset is sound, operationally safe and exhibits only minor deterioration. | Category 3 (Recommended): Minor work required to prevent a deterioration of the service provided by the asset. | 15 | 2010-05-23 | 13.9247 | 65.4337 | x | 2 | 3. Moderate | 11682 | Predictive Maintenance | 91.25
1007949 | Point of Use Water Dispenser | B (Average): Asset is sound, operationally safe and exhibits only minor deterioration. | Category 3 (Recommended): Minor work required to prevent a deterioration of the service provided by the asset. | 15 | 2020-09-10 | 3.6222 | 79.1704 | x | 2 | 2. Minor | 11683 | Predictive Maintenance | 182.5
1007950 | Room Air Conditioners | B (Average): Asset is sound, operationally safe and exhibits only minor deterioration. | Category 3 (Recommended): Minor work required to prevent a deterioration of the service provided by the asset. | 15 | 2023-07-26 | 0.75017 | 84.9998 | x | 1 | 3. Moderate | 11356 | Predictive Maintenance | 91.25
1007951 | Room Air Conditioners | B (Average): Asset is sound, operationally safe and exhibits only minor deterioration. | Category 3 (Recommended): Minor work required to prevent a deterioration of the service provided by the asset. | 15 | 2021-12-13 | 2.3655 | 82.846 | x | 1 | 3. Moderate | 11355 | Predictive Maintenance | 91.25
1007952 | Room Air Conditioners | B (Average): Asset is sound, operationally safe and exhibits only minor deterioration. | Category 3 (Recommended): Minor work required to prevent a deterioration of the service provided by the asset. | 15 | 2021-06-07 | 2.883 | 80.1561 | x | 2 | 3. Moderate | 11684 | Predictive Maintenance | 91.25
1007956 | Room Air Conditioners | B (Average): Asset is sound, operationally safe and exhibits only minor deterioration. | Category 3 (Recommended): Minor work required to prevent a deterioration of the service provided by the asset. | 15 | 2011-06-20 | 12.8487 | 66.8684 | x | 2 | 3. Moderate | 11687 | Predictive Maintenance | 91.25
1007957 | Room Air Conditioners | B (Average): Asset is sound, operationally safe and exhibits only minor deterioration. | Category 3 (Recommended): Minor work required to prevent a deterioration of the service provided by the asset. | 15 | 2017-09-26 | 6.5791 | 75.2279 | x | 2 | 3. Moderate | 11688 | Predictive Maintenance | 91.25
1007958 | Laboratory Fume Cupboard | B (Average): Asset is sound, operationally safe and exhibits only minor deterioration. | Category 3 (Recommended): Minor work required to prevent a deterioration of the service provided by the asset. | 15 | 2020-07-11 | 3.7892 | 74.9478 | x | 4 | 4. Significant | 11369 | Predictive Maintenance | 91.25
1007959 | Laboratory Fume Cupboard | B (Average): Asset is sound, operationally safe and exhibits only minor deterioration. | Category 3 (Recommended): Minor work required to prevent a deterioration of the service provided by the asset. | 15 | 2016-06-13 | 7.8658 | 69.5122 | x | 4 | 4. Significant | 11369 | Predictive Maintenance | 91.25
1007960 | Traction Lifts | B (Average): Asset is sound, operationally safe and exhibits only minor deterioration. | Category 3 (Recommended): Minor work required to prevent a deterioration of the service provided by the asset. | 20 | 2004-08-17 | 19.6879 | 60.3121 | x | 4 | 4. Significant | 11689 | Predictive Maintenance | 91.25
1007961 | Ventilating Fans - General | B (Average): Asset is sound, operationally safe and exhibits only minor deterioration. | Category 3 (Recommended): Minor work required to prevent a deterioration of the service provided by the asset. | 20 | 2006-06-16 | 17.859 | 62.141 | x | 4 | 2. Minor | 10599 | Predictive Maintenance | 182.5
1007962 | Air Compressors and Receivers | B (Average): Asset is sound, operationally safe and exhibits only minor deterioration. | Category 3 (Recommended): Minor work required to prevent a deterioration of the service provided by the asset. | 20 | 2009-03-01 | 15.1513 | 64.8487 | x | 4 | 3. Moderate | 11690 | Predictive Maintenance | 91.25
1007963 | Atmospheric Gas Burner - Free Standing Boiler | B (Average): Asset is sound, operationally safe and exhibits only minor deterioration. | Category 3 (Recommended): Minor work required to prevent a deterioration of the service provided by the asset. | 20 | 2007-12-11 | 16.3723 | 67.6277 | x | 2 | 4. Significant | 10301 | Predictive Maintenance | 91.25
1007964 | Outstations | A (Good): Asset is as new and can be expected to perform adequately to its full normal life if maintained appropriately. | Category 4 (Normal): No work required beyond normal maintenance. | 10 | 2021-10-01 | 2.5654 | 92.8693 | x | 2 | 4. Significant | 10301 | Predictive Maintenance | 162.5
1007969 | Hot Water Calorifiers - Heated by Electricity | B (Average): Asset is sound, operationally safe and exhibits only minor deterioration. | Category 3 (Recommended): Minor work required to prevent a deterioration of the service provided by the asset. | 25 | 2007-06-04 | 16.8925 | 70.486 | x | 2 | 4. Significant | 10301 | Predictive Maintenance | 91.25
1007970 | Hot Water Calorifiers - Heated by Electricity | B (Average): Asset is sound, operationally safe and exhibits only minor deterioration. | Category 3 (Recommended): Minor work required to prevent a deterioration of the service provided by the asset. | 25 | 2014-09-18 | 9.6016 | 76.3187 | x | 2 | 4. Significant | 10301 | Predictive Maintenance | 91.25
1007971 | Hot Water Calorifiers - Heated by Electricity | B (Average): Asset is sound, operationally safe and exhibits only minor deterioration. | Category 3 (Recommended): Minor work required to prevent a deterioration of the service provided by the asset. | 25 | 2018-10-23 | 5.5058 | 79.5953 | x | 2 | 4. Significant | 10301 | Predictive Maintenance | 91.25
1007972 | Outstations | B (Average): Asset is sound, operationally safe and exhibits only minor deterioration. | Category 3 (Recommended): Minor work required to prevent a deterioration of the service provided by the asset. | 10 | 2020-05-22 | 3.9261 | 76.1478 | x | 2 | 4. Significant | 10303 | Predictive Maintenance | 91.25
1007973 | Outstations | B (Average): Asset is sound, operationally safe and exhibits only minor deterioration. | Category 3 (Recommended): Minor work required to prevent a deterioration of the service provided by the asset. | 10 | 2020-06-08 | 3.8795 | 76.2409 | x | 2 | 4. Significant | 10303 | Predictive Maintenance | 91.25
1007974 | Air Handling Units - General | B (Average): Asset is sound, operationally safe and exhibits only minor deterioration. | Category 3 (Recommended): Minor work required to prevent a deterioration of the service provided by the asset. | 20 | 2015-07-30 | 8.7392 | 75.2608 | x | 2 | 3. Moderate | 10303 | Predictive Maintenance | 91.25
1007975 | Air Handling Units - General | B (Average): Asset is sound, operationally safe and exhibits only minor deterioration. | Category 3 (Recommended): Minor work required to prevent a deterioration of the service provided by the asset. | 20 | 2007-01-10 | 17.2895 | 66.7105 | x | 2 | 3. Moderate | 10303 | Predictive Maintenance | 91.25
1007976 | Cold Water Storage Tanks and Cisterns | B (Average): Asset is sound, operationally safe and exhibits only minor deterioration. | Category 3 (Recommended): Minor work required to prevent a deterioration of the service provided by the asset. | 15 | 2017-08-21 | 6.6776 | 75.0965 | x | 2 | 4. Significant | 10303 | Predictive Maintenance | 91.25
1007977 | Atmospheric Gas Burners | B (Average): Asset is sound, operationally safe and exhibits only minor deterioration. | Category 3 (Recommended): Minor work required to prevent a deterioration of the service provided by the asset. | 20 | 2008-09-08 | 15.6277 | 68.3723 | x | 2 | 4. Significant | 10285 | Predictive Maintenance | 91.25
1007978 | Atmospheric Gas Burners | B (Average): Asset is sound, operationally safe and exhibits only minor deterioration. | Category 3 (Recommended): Minor work required to prevent a deterioration of the service provided by the asset. | 20 | 2019-03-16 | 5.1116 | 78.8884 | x | 2 | 4. Significant | 10285 | Predictive Maintenance | 91.25
1007979 | Expansion Vessels | B (Average): Asset is sound, operationally safe and exhibits only minor deterioration. | Category 3 (Recommended): Minor work required to prevent a deterioration of the service provided by the asset. | 15 | 2013-03-24 | 11.0883 | 69.2156 | x | 2 | 4. Significant | 10285 | Predictive Maintenance | 91.25
1007980 | Outstations | B (Average): Asset is sound, operationally safe and exhibits only minor deterioration. | Category 3 (Recommended): Minor work required to prevent a deterioration of the service provided by the asset. | 10 | 2015-05-17 | 8.9418 | 66.1164 | x | 2 | 4. Significant | 10285 | Predictive Maintenance | 91.25
1007981 | Outstations | B (Average): Asset is sound, operationally safe and exhibits only minor deterioration. | Category 3 (Recommended): Minor work required to prevent a deterioration of the service provided by the asset. | 10 | 2015-10-14 | 8.5311 | 66.9377 | x | 2 | 4. Significant | 10285 | Predictive Maintenance | 91.25
1007982 | Room Air Conditioners | B (Average): Asset is sound, operationally safe and exhibits only minor deterioration. | Category 3 (Recommended): Minor work required to prevent a deterioration of the service provided by the asset. | 15 | 2022-11-08 | 1.462 | 80.0507 | x | 3 | 3. Moderate | 11691 | Predictive Maintenance | 91.25
1007983 | Room Air Conditioners | B (Average): Asset is sound, operationally safe and exhibits only minor deterioration. | Category 3 (Recommended): Minor work required to prevent a deterioration of the service provided by the asset. | 15 | 2021-07-16 | 2.7762 | 78.2984 | x | 3 | 3. Moderate | 11692 | Predictive Maintenance | 91.25
1007984 | Room Air Conditioners | B (Average): Asset is sound, operationally safe and exhibits only minor deterioration. | Category 3 (Recommended): Minor work required to prevent a deterioration of the service provided by the asset. | 15 | 2014-03-23 | 10.0917 | 68.5444 | x | 3 | 3. Moderate | 11693 | Predictive Maintenance | 91.25
1007985 | Room Air Conditioners | B (Average): Asset is sound, operationally safe and exhibits only minor deterioration. | Category 3 (Recommended): Minor work required to prevent a deterioration of the service provided by the asset. | 15 | 2018-03-07 | 6.1355 | 73.8193 | x | 3 | 3. Moderate | 11694 | Predictive Maintenance | 91.25
1007986 | Distribution Boards | B (Average): Asset is sound, operationally safe and exhibits only minor deterioration. | Category 3 (Recommended): Minor work required to prevent a deterioration of the service provided by the asset. | 20 | 2016-06-08 | 7.8795 | 76.1205 | x | 2 | 4. Significant | 11695 | Predictive Maintenance | 91.25
1007987 | Distribution Boards | B (Average): Asset is sound, operationally safe and exhibits only minor deterioration. | Category 3 (Recommended): Minor work required to prevent a deterioration of the service provided by the asset. | 20 | 2009-09-20 | 14.5955 | 69.4045 | x | 2 | 4. Significant | 11695 | Predictive Maintenance | 91.25
1007988 | Air Handling Units - General | B (Average): Asset is sound, operationally safe and exhibits only minor deterioration. | Category 3 (Recommended): Minor work required to prevent a deterioration of the service provided by the asset. | 20 | 2011-01-09 | 13.2923 | 70.7077 | x | 2 | 3. Moderate | 10285 | Predictive Maintenance | 91.25
1007989 | Air Handling Units - General | B (Average): Asset is sound, operationally safe and exhibits only minor deterioration. | Category 3 (Recommended): Minor work required to prevent a deterioration of the service provided by the asset. | 20 | 2016-07-19 | 7.7673 | 76.2327 | x | 2 | 3. Moderate | 10285 | Predictive Maintenance | 91.25
1007990 | Air Handling Units - General | B (Average): Asset is sound, operationally safe and exhibits only minor deterioration. | Category 3 (Recommended): Minor work required to prevent a deterioration of the service provided by the asset. | 20 | 2005-02-10 | 19.2033 | 64.7967 | x | 2 | 3. Moderate | 10285 | Predictive Maintenance | 91.25
1007991 | Cold Water Storage Tanks and Cisterns | B (Average): Asset is sound, operationally safe and exhibits only minor deterioration. | Category 3 (Recommended): Minor work required to prevent a deterioration of the service provided by the asset. | 15 | 2020-12-08 | 3.3785 | 79.4953 | x | 2 | 4. Significant | 10285 | Predictive Maintenance | 91.25
1007992 | Meter Reading - Electric | B (Average): Asset is sound, operationally safe and exhibits only minor deterioration. | Category 3 (Recommended): Minor work required to prevent a deterioration of the service provided by the asset. | 20 | 2008-06-02 | 15.896 | 68.104 | x | 2 | 2. Minor | 11695 | Predictive Maintenance | 182.5
1007993 | Meter Reading - Electric | B (Average): Asset is sound, operationally safe and exhibits only minor deterioration. | Category 3 (Recommended): Minor work required to prevent a deterioration of the service provided by the asset. | 20 | 2012-09-18 | 11.6003 | 72.3997 | x | 2 | 2. Minor | 11695 | Predictive Maintenance | 182.5
1007994 | Room Air Conditioners | B (Average): Asset is sound, operationally safe and exhibits only minor deterioration. | Category 3 (Recommended): Minor work required to prevent a deterioration of the service provided by the asset. | 15 | 2010-02-02 | 14.2259 | 63.0322 | x | 3 | 3. Moderate | 11692 | Predictive Maintenance | 91.25
1007995 | Room Air Conditioners | B (Average): Asset is sound, operationally safe and exhibits only minor deterioration. | Category 3 (Recommended): Minor work required to prevent a deterioration of the service provided by the asset. | 15 | 2012-11-03 | 11.4743 | 66.7009 | x | 3 | 3. Moderate | 11696 | Predictive Maintenance | 91.25
1007996 | Room Air Conditioners | B (Average): Asset is sound, operationally safe and exhibits only minor deterioration. | Category 3 (Recommended): Minor work required to prevent a deterioration of the service provided by the asset. | 15 | 2010-12-21 | 13.3443 | 64.2076 | x | 3 | 3. Moderate | 11692 | Predictive Maintenance | 91.25
1007997 | Room Air Conditioners | B (Average): Asset is sound, operationally safe and exhibits only minor deterioration. | Category 3 (Recommended): Minor work required to prevent a deterioration of the service provided by the asset. | 15 | 2021-08-23 | 2.6721 | 78.4371 | x | 3 | 3. Moderate | 11692 | Predictive Maintenance | 91.25
1007998 | Room Air Conditioners | B (Average): Asset is sound, operationally safe and exhibits only minor deterioration. | Category 3 (Recommended): Minor work required to prevent a deterioration of the service provided by the asset. | 15 | 2015-06-05 | 8.8898 | 70.1469 | x | 3 | 3. Moderate | 11692 | Predictive Maintenance | 91.25
1007999 | Room Air Conditioners | B (Average): Asset is sound, operationally safe and exhibits only minor deterioration. | Category 3 (Recommended): Minor work required to prevent a deterioration of the service provided by the asset. | 15 | 2017-10-12 | 6.5352 | 73.2863 | x | 3 | 3. Moderate | 11692 | Predictive Maintenance | 91.25
1008000 | Room Air Conditioners | B (Average): Asset is sound, operationally safe and exhibits only minor deterioration. | Category 3 (Recommended): Minor work required to prevent a deterioration of the service provided by the asset. | 15 | 2016-01-30 | 8.2355 | 71.0194 | x | 3 | 3. Moderate | 11692 | Predictive Maintenance | 91.25
1008001 | Room Air Conditioners | B (Average): Asset is sound, operationally safe and exhibits only minor deterioration. | Category 3 (Recommended): Minor work required to prevent a deterioration of the service provided by the asset. | 15 | 2013-09-28 | 10.5736 | 67.9019 | x | 3 | 3. Moderate | 11692 | Predictive Maintenance | 91.25
1008002 | Room Air Conditioners | B (Average): Asset is sound, operationally safe and exhibits only minor deterioration. | Category 3 (Recommended): Minor work required to prevent a deterioration of the service provided by the asset. | 15 | 2023-05-30 | 0.90623 | 80.7917 | x | 3 | 3. Moderate | 11697 | Predictive Maintenance | 91.25
1008003 | Room Air Conditioners | B (Average): Asset is sound, operationally safe and exhibits only minor deterioration. | Category 3 (Recommended): Minor work required to prevent a deterioration of the service provided by the asset. | 15 | 2021-10-14 | 2.5298 | 78.627 | x | 3 | 3. Moderate | 11697 | Predictive Maintenance | 91.25
1008004 | Room Air Conditioners | B (Average): Asset is sound, operationally safe and exhibits only minor deterioration. | Category 3 (Recommended): Minor work required to prevent a deterioration of the service provided by the asset. | 15 | 2011-03-06 | 13.1389 | 64.4814 | x | 3 | 3. Moderate | 11692 | Predictive Maintenance | 91.25
1008005 | Room Air Conditioners | B (Average): Asset is sound, operationally safe and exhibits only minor deterioration. | Category 3 (Recommended): Minor work required to prevent a deterioration of the service provided by the asset. | 15 | 2014-03-01 | 10.152 | 68.4641 | x | 3 | 3. Moderate | 11692 | Predictive Maintenance | 91.25
1008006 | Point of Use Water Dispenser | B (Average): Asset is sound, operationally safe and exhibits only minor deterioration. | Category 3 (Recommended): Minor work required to prevent a deterioration of the service provided by the asset. | 15 | 2012-07-09 | 11.7947 | 66.2738 | x | 3 | 2. Minor | 11698 | Predictive Maintenance | 182.5
1008007 | Room Air Conditioners | B (Average): Asset is sound, operationally safe and exhibits only minor deterioration. | Category 3 (Recommended): Minor work required to prevent a deterioration of the service provided by the asset. | 15 | 2017-04-20 | 7.0144 | 72.6475 | x | 3 | 3. Moderate | 11699 | Predictive Maintenance | 91.25
1008008 | Room Air Conditioners | B (Average): Asset is sound, operationally safe and exhibits only minor deterioration. | Category 3 (Recommended): Minor work required to prevent a deterioration of the service provided by the asset. | 15 | 2023-07-25 | 0.75291 | 80.9961 | x | 3 | 3. Moderate | 11700 | Predictive Maintenance | 91.25
1008009 | Room Air Conditioners | B (Average): Asset is sound, operationally safe and exhibits only minor deterioration. | Category 3 (Recommended): Minor work required to prevent a deterioration of the service provided by the asset. | 15 | 2023-11-03 | 0.47639 | 81.3648 | x | 3 | 3. Moderate | 11701 | Predictive Maintenance | 91.25
1008010 | Room Air Conditioners | B (Average): Asset is sound, operationally safe and exhibits only minor deterioration. | Category 3 (Recommended): Minor work required to prevent a deterioration of the service provided by the asset. | 15 | 2023-10-27 | 0.49555 | 79.3393 | x | 4 | 3. Moderate | 11702 | Predictive Maintenance | 91.25
1008011 | Room Air Conditioners | B (Average): Asset is sound, operationally safe and exhibits only minor deterioration. | Category 3 (Recommended): Minor work required to prevent a deterioration of the service provided by the asset. | 15 | 2013-04-24 | 11.0034 | 67.3288 | x | 3 | 3. Moderate | 11703 | Predictive Maintenance | 91.25
1008012 | Room Air Conditioners | B (Average): Asset is sound, operationally safe and exhibits only minor deterioration. | Category 3 (Recommended): Minor work required to prevent a deterioration of the service provided by the asset. | 15 | 2015-10-27 | 8.4956 | 70.6726 | x | 3 | 3. Moderate | 11704 | Predictive Maintenance | 91.25
1008013 | Room Air Conditioners | B (Average): Asset is sound, operationally safe and exhibits only minor deterioration. | Category 3 (Recommended): Minor work required to prevent a deterioration of the service provided by the asset. | 15 | 2015-07-08 | 8.7995 | 70.2674 | x | 3 | 3. Moderate | 11705 | Predictive Maintenance | 91.25
1008014 | Room Air Conditioners | B (Average): Asset is sound, operationally safe and exhibits only minor deterioration. | Category 3 (Recommended): Minor work required to prevent a deterioration of the service provided by the asset. | 15 | 2012-04-28 | 11.9918 | 66.011 | x | 3 | 3. Moderate | 11704 | Predictive Maintenance | 91.25
1008015 | Room Air Conditioners | B (Average): Asset is sound, operationally safe and exhibits only minor deterioration. | Category 3 (Recommended): Minor work required to prevent a deterioration of the service provided by the asset. | 15 | 2023-10-09 | 0.54483 | 81.2736 | x | 3 | 3. Moderate | 11706 | Predictive Maintenance | 91.25
1008016 | Room Air Conditioners | B (Average): Asset is sound, operationally safe and exhibits only minor deterioration. | Category 3 (Recommended): Minor work required to prevent a deterioration of the service provided by the asset. | 15 | 2015-06-08 | 8.8816 | 74.1579 | x | 1 | 3. Moderate | 11707 | Predictive Maintenance | 91.25
1008017 | Room Air Conditioners | B (Average): Asset is sound, operationally safe and exhibits only minor deterioration. | Category 3 (Recommended): Minor work required to prevent a deterioration of the service provided by the asset. | 15 | 2020-05-29 | 3.9069 | 80.7908 | x | 1 | 3. Moderate | 10300 | Predictive Maintenance | 91.25
1008018 | Distribution Boards | B (Average): Asset is sound, operationally safe and exhibits only minor deterioration. | Category 3 (Recommended): Minor work required to prevent a deterioration of the service provided by the asset. | 20 | 2013-08-11 | 10.705 | 73.295 | x | 2 | 4. Significant | 10285 | Predictive Maintenance | 91.25
1008020 | Ventilating Fans - General | B (Average): Asset is sound, operationally safe and exhibits only minor deterioration. | Category 3 (Recommended): Minor work required to prevent a deterioration of the service provided by the asset. | 20 | 2012-03-20 | 12.0986 | 71.9014 | x | 2 | 2. Minor | 10285 | Predictive Maintenance | 182.5
1008021 | Distribution Boards | B (Average): Asset is sound, operationally safe and exhibits only minor deterioration. | Category 3 (Recommended): Minor work required to prevent a deterioration of the service provided by the asset. | 20 | 2016-12-04 | 7.3895 | 78.6105 | x | 1 | 4. Significant | 11709 | Predictive Maintenance | 91.25
1008022 | Room Air Conditioners | B (Average): Asset is sound, operationally safe and exhibits only minor deterioration. | Category 3 (Recommended): Minor work required to prevent a deterioration of the service provided by the asset. | 15 | 2011-01-30 | 13.2348 | 68.3536 | x | 1 | 3. Moderate | 11707 | Predictive Maintenance | 91.25
1008023 | Room Air Conditioners | B (Average): Asset is sound, operationally safe and exhibits only minor deterioration. | Category 3 (Recommended): Minor work required to prevent a deterioration of the service provided by the asset. | 15 | 2017-02-22 | 7.1704 | 76.4394 | x | 1 | 3. Moderate | 11707 | Predictive Maintenance | 91.25
1008024 | Distribution Boards | B (Average): Asset is sound, operationally safe and exhibits only minor deterioration. | Category 3 (Recommended): Minor work required to prevent a deterioration of the service provided by the asset. | 20 | 2018-02-14 | 6.193 | 79.807 | x | 1 | 4. Significant | 11709 | Predictive Maintenance | 91.25
1008025 | Room Air Conditioners | B (Average): Asset is sound, operationally safe and exhibits only minor deterioration. | Category 3 (Recommended): Minor work required to prevent a deterioration of the service provided by the asset. | 15 | 2020-08-22 | 3.6742 | 75.1011 | x | 4 | 3. Moderate | 11702 | Predictive Maintenance | 91.25
1008026 | Room Air Conditioners | B (Average): Asset is sound, operationally safe and exhibits only minor deterioration. | Category 3 (Recommended): Minor work required to prevent a deterioration of the service provided by the asset. | 15 | 2016-07-14 | 7.781 | 75.6254 | x | 1 | 3. Moderate | 11710 | Predictive Maintenance | 91.25
1008029 | Meter Reading - Electric | B (Average): Asset is sound, operationally safe and exhibits only minor deterioration. | Category 3 (Recommended): Minor work required to prevent a deterioration of the service provided by the asset. | 20 | 2007-02-07 | 17.2129 | 68.7871 | x | 1 | 2. Minor | 11712 | Predictive Maintenance | 182.5
1008030 | Meter Reading - Electric | B (Average): Asset is sound, operationally safe and exhibits only minor deterioration. | Category 3 (Recommended): Minor work required to prevent a deterioration of the service provided by the asset. | 20 | 2006-11-17 | 17.4374 | 68.5626 | x | 1 | 2. Minor | 11712 | Predictive Maintenance | 182.5
1008031 | Meter Reading - Electric | B (Average): Asset is sound, operationally safe and exhibits only minor deterioration. | Category 3 (Recommended): Minor work required to prevent a deterioration of the service provided by the asset. | 20 | 2004-07-20 | 19.7645 | 66.2355 | x | 1 | 2. Minor | 11712 | Predictive Maintenance | 182.5
1008032 | Meter Reading - Electric | B (Average): Asset is sound, operationally safe and exhibits only minor deterioration. | Category 3 (Recommended): Minor work required to prevent a deterioration of the service provided by the asset. | 20 | 2019-07-05 | 4.8077 | 81.1923 | x | 1 | 2. Minor | 11712 | Predictive Maintenance | 182.5
1008033 | Meter Reading - Electric | B (Average): Asset is sound, operationally safe and exhibits only minor deterioration. | Category 3 (Recommended): Minor work required to prevent a deterioration of the service provided by the asset. | 20 | 2004-11-21 | 19.4251 | 66.5749 | x | 1 | 2. Minor | 11712 | Predictive Maintenance | 182.5
1008034 | Meter Reading - Electric | B (Average): Asset is sound, operationally safe and exhibits only minor deterioration. | Category 3 (Recommended): Minor work required to prevent a deterioration of the service provided by the asset. | 20 | 2023-10-13 | 0.53388 | 85.4661 | x | 1 | 2. Minor | 11712 | Predictive Maintenance | 182.5
1008035 | Meter Reading - Electric | B (Average): Asset is sound, operationally safe and exhibits only minor deterioration. | Category 3 (Recommended): Minor work required to prevent a deterioration of the service provided by the asset. | 20 | 2011-11-07 | 12.4654 | 73.5346 | x | 1 | 2. Minor | 11712 | Predictive Maintenance | 182.5
1008036 | Automatic Ticket Gates and Barriers | B (Average): Asset is sound, operationally safe and exhibits only minor deterioration. | Category 3 (Recommended): Minor work required to prevent a deterioration of the service provided by the asset. | 15 | 2017-11-08 | 6.4613 | 77.3849 | x | 1 | 3. Moderate | 11713 | Predictive Maintenance | 91.25
1008037 | Meter Reading - Electric | B (Average): Asset is sound, operationally safe and exhibits only minor deterioration. | Category 3 (Recommended): Minor work required to prevent a deterioration of the service provided by the asset. | 20 | 2013-12-24 | 10.3354 | 75.6646 | x | 1 | 2. Minor | 11712 | Predictive Maintenance | 182.5
1008038 | Meter Reading - Electric | B (Average): Asset is sound, operationally safe and exhibits only minor deterioration. | Category 3 (Recommended): Minor work required to prevent a deterioration of the service provided by the asset. | 20 | 2021-05-12 | 2.9541 | 83.0459 | x | 1 | 2. Minor | 11712 | Predictive Maintenance | 182.5
1008039 | Meter Reading - Electric | B (Average): Asset is sound, operationally safe and exhibits only minor deterioration. | Category 3 (Recommended): Minor work required to prevent a deterioration of the service provided by the asset. | 20 | 2008-07-02 | 15.8138 | 70.1862 | x | 1 | 2. Minor | 11712 | Predictive Maintenance | 182.5
1008040 | Distribution Boards | B (Average): Asset is sound, operationally safe and exhibits only minor deterioration. | Category 3 (Recommended): Minor work required to prevent a deterioration of the service provided by the asset. | 20 | 2004-09-06 | 19.6331 | 66.3669 | x | 1 | 4. Significant | 11714 | Predictive Maintenance | 91.25
1008041 | Distribution Boards | B (Average): Asset is sound, operationally safe and exhibits only minor deterioration. | Category 3 (Recommended): Minor work required to prevent a deterioration of the service provided by the asset. | 20 | 2008-11-29 | 15.4031 | 70.5969 | x | 1 | 4. Significant | 11714 | Predictive Maintenance | 91.25
1008042 | Distribution Boards | B (Average): Asset is sound, operationally safe and exhibits only minor deterioration. | Category 3 (Recommended): Minor work required to prevent a deterioration of the service provided by the asset. | 20 | 2011-07-20 | 12.7666 | 73.2334 | x | 1 | 4. Significant | 11714 | Predictive Maintenance | 91.25
1008044 | Room Air Conditioners | B (Average): Asset is sound, operationally safe and exhibits only minor deterioration. | Category 3 (Recommended): Minor work required to prevent a deterioration of the service provided by the asset. | 15 | 2019-08-03 | 4.7283 | 79.6956 | x | 1 | 3. Moderate | 11716 | Predictive Maintenance | 91.25
1008045 | Distribution Boards | B (Average): Asset is sound, operationally safe and exhibits only minor deterioration. | Category 3 (Recommended): Minor work required to prevent a deterioration of the service provided by the asset. | 20 | 2017-07-03 | 6.8118 | 79.1882 | x | 1 | 4. Significant | 11715 | Predictive Maintenance | 91.25
1008046 | Distribution Boards | B (Average): Asset is sound, operationally safe and exhibits only minor deterioration. | Category 3 (Recommended): Minor work required to prevent a deterioration of the service provided by the asset. | 20 | 2008-08-14 | 15.6961 | 70.3039 | x | 1 | 4. Significant | 11715 | Predictive Maintenance | 91.25
1008047 | Distribution Boards | B (Average): Asset is sound, operationally safe and exhibits only minor deterioration. | Category 3 (Recommended): Minor work required to prevent a deterioration of the service provided by the asset. | 20 | 2015-06-27 | 8.8296 | 77.1704 | x | 1 | 4. Significant | 11198 | Predictive Maintenance | 91.25
1008048 | Distribution Boards | B (Average): Asset is sound, operationally safe and exhibits only minor deterioration. | Category 3 (Recommended): Minor work required to prevent a deterioration of the service provided by the asset. | 20 | 2008-09-18 | 15.6003 | 70.3997 | x | 1 | 4. Significant | 11198 | Predictive Maintenance | 91.25
1008049 | Distribution Boards | B (Average): Asset is sound, operationally safe and exhibits only minor deterioration. | Category 3 (Recommended): Minor work required to prevent a deterioration of the service provided by the asset. | 20 | 2005-02-23 | 19.1677 | 66.8323 | x | 1 | 4. Significant | 11198 | Predictive Maintenance | 91.25
1008050 | Distribution Boards | B (Average): Asset is sound, operationally safe and exhibits only minor deterioration. | Category 3 (Recommended): Minor work required to prevent a deterioration of the service provided by the asset. | 20 | 2018-01-20 | 6.2615 | 79.7385 | x | 1 | 4. Significant | 11198 | Predictive Maintenance | 91.25
1008051 | Room Air Conditioners | B (Average): Asset is sound, operationally safe and exhibits only minor deterioration. | Category 3 (Recommended): Minor work required to prevent a deterioration of the service provided by the asset. | 15 | 2013-11-22 | 10.423 | 72.1027 | x | 1 | 3. Moderate | 11716 | Predictive Maintenance | 91.25
1008052 | Room Air Conditioners | B (Average): Asset is sound, operationally safe and exhibits only minor deterioration. | Category 3 (Recommended): Minor work required to prevent a deterioration of the service provided by the asset. | 15 | 2016-09-21 | 7.5921 | 75.8773 | x | 1 | 3. Moderate | 11716 | Predictive Maintenance | 91.25
1008053 | Room Air Conditioners | B (Average): Asset is sound, operationally safe and exhibits only minor deterioration. | Category 3 (Recommended): Minor work required to prevent a deterioration of the service provided by the asset. | 15 | 2018-05-06 | 5.9713 | 78.0383 | x | 1 | 3. Moderate | 11717 | Predictive Maintenance | 91.25
1008054 | Room Air Conditioners | B (Average): Asset is sound, operationally safe and exhibits only minor deterioration. | Category 3 (Recommended): Minor work required to prevent a deterioration of the service provided by the asset. | 15 | 2021-01-23 | 3.2526 | 81.6632 | x | 1 | 3. Moderate | 11717 | Predictive Maintenance | 91.25
1008055 | Room Air Conditioners | B (Average): Asset is sound, operationally safe and exhibits only minor deterioration. | Category 3 (Recommended): Minor work required to prevent a deterioration of the service provided by the asset. | 15 | 2010-01-24 | 14.2505 | 66.9993 | x | 1 | 3. Moderate | 11717 | Predictive Maintenance | 91.25
1008056 | Speed Controllers | B (Average): Asset is sound, operationally safe and exhibits only minor deterioration. | Category 3 (Recommended): Minor work required to prevent a deterioration of the service provided by the asset. | 15 | 2023-02-06 | 1.2156 | 80.3792 | x | 3 | 4. Significant | 10286 | Predictive Maintenance | 91.25
1008057 | Outstations | B (Average): Asset is sound, operationally safe and exhibits only minor deterioration. | Category 3 (Recommended): Minor work required to prevent a deterioration of the service provided by the asset. | 10 | 2019-08-28 | 4.6598 | 76.6804 | x | 1 | 4. Significant | 10287 | Predictive Maintenance | 91.25
1008058 | Outstations | B (Average): Asset is sound, operationally safe and exhibits only minor deterioration. | Category 3 (Recommended): Minor work required to prevent a deterioration of the service provided by the asset. | 10 | 2021-11-11 | 2.4531 | 81.0938 | x | 1 | 4. Significant | 11718 | Predictive Maintenance | 91.25
1008059 | Room Air Conditioners | B (Average): Asset is sound, operationally safe and exhibits only minor deterioration. | Category 3 (Recommended): Minor work required to prevent a deterioration of the service provided by the asset. | 15 | 2014-08-16 | 9.692 | 73.0773 | x | 1 | 3. Moderate | 11719 | Predictive Maintenance | 91.25
1008060 | Room Air Conditioners | B (Average): Asset is sound, operationally safe and exhibits only minor deterioration. | Category 3 (Recommended): Minor work required to prevent a deterioration of the service provided by the asset. | 15 | 2021-12-02 | 2.3956 | 82.8058 | x | 1 | 3. Moderate | 11719 | Predictive Maintenance | 91.25
1008061 | Distribution Boards | B (Average): Asset is sound, operationally safe and exhibits only minor deterioration. | Category 3 (Recommended): Minor work required to prevent a deterioration of the service provided by the asset. | 20 | 2004-05-22 | 19.9261 | 66.0739 | x | 1 | 4. Significant | 11719 | Predictive Maintenance | 91.25
1008063 | Distribution Boards | B (Average): Asset is sound, operationally safe and exhibits only minor deterioration. | Category 3 (Recommended): Minor work required to prevent a deterioration of the service provided by the asset. | 20 | 2020-12-28 | 3.3238 | 82.6762 | x | 1 | 4. Significant | 11718 | Predictive Maintenance | 91.25
1008064 | Distribution Boards | B (Average): Asset is sound, operationally safe and exhibits only minor deterioration. | Category 3 (Recommended): Minor work required to prevent a deterioration of the service provided by the asset. | 20 | 2019-12-25 | 4.334 | 81.666 | x | 1 | 4. Significant | 11718 | Predictive Maintenance | 91.25
1008065 | Distribution Boards | B (Average): Asset is sound, operationally safe and exhibits only minor deterioration. | Category 3 (Recommended): Minor work required to prevent a deterioration of the service provided by the asset. | 20 | 2004-07-14 | 19.781 | 66.219 | x | 1 | 4. Significant | 11718 | Predictive Maintenance | 91.25
1008066 | Distribution Boards | B (Average): Asset is sound, operationally safe and exhibits only minor deterioration. | Category 3 (Recommended): Minor work required to prevent a deterioration of the service provided by the asset. | 20 | 2005-08-12 | 18.7023 | 67.2977 | x | 1 | 4. Significant | 11718 | Predictive Maintenance | 91.25
1008067 | Room Air Conditioners | B (Average): Asset is sound, operationally safe and exhibits only minor deterioration. | Category 3 (Recommended): Minor work required to prevent a deterioration of the service provided by the asset. | 15 | 2011-04-17 | 13.024 | 68.6347 | x | 1 | 3. Moderate | 11719 | Predictive Maintenance | 91.25
1008069 | Speed Controllers | B (Average): Asset is sound, operationally safe and exhibits only minor deterioration. | Category 3 (Recommended): Minor work required to prevent a deterioration of the service provided by the asset. | 15 | 2022-11-13 | 1.4483 | 80.0689 | x | 3 | 4. Significant | 10286 | Predictive Maintenance | 91.25
1008072 | Room Air Conditioners | B (Average): Asset is sound, operationally safe and exhibits only minor deterioration. | Category 3 (Recommended): Minor work required to prevent a deterioration of the service provided by the asset. | 15 | 2010-01-31 | 14.2313 | 61.0249 | x | 4 | 3. Moderate | 11340 | Predictive Maintenance | 91.25
1008073 | Atmospheric Gas Burner - Condensing Boiler | B (Average): Asset is sound, operationally safe and exhibits only minor deterioration. | Category 3 (Recommended): Minor work required to prevent a deterioration of the service provided by the asset. | 20 | 2007-02-08 | 17.2101 | 62.7899 | x | 4 | 4. Significant | 10288 | Predictive Maintenance | 91.25
1008074 | Atmospheric Gas Burner - Condensing Boiler | B (Average): Asset is sound, operationally safe and exhibits only minor deterioration. | Category 3 (Recommended): Minor work required to prevent a deterioration of the service provided by the asset. | 20 | 2008-08-26 | 15.6632 | 64.3368 | x | 4 | 4. Significant | 10288 | Predictive Maintenance | 91.25
1008076 | Gas Detection/Flammable | B (Average): Asset is sound, operationally safe and exhibits only minor deterioration. | Category 3 (Recommended): Minor work required to prevent a deterioration of the service provided by the asset. | 15 | 2010-05-06 | 13.9713 | 61.3717 | x | 4 | 5. Severe | 10288 | Predictive Maintenance | 28
1008077 | Outstations | B (Average): Asset is sound, operationally safe and exhibits only minor deterioration. | Category 3 (Recommended): Minor work required to prevent a deterioration of the service provided by the asset. | 10 | 2020-01-12 | 4.2847 | 73.4305 | x | 3 | 4. Significant | 10286 | Predictive Maintenance | 91.25
1008080 | Expansion Vessels | A (Good): Asset is as new and can be expected to perform adequately to its full normal life if maintained appropriately. | Category 4 (Normal): No work required beyond normal maintenance. | 15 | 2012-03-23 | 12.0903 | 79.8795 | x | 3 | 4. Significant | 10286 | Predictive Maintenance | 162.5
1008081 | Speed Controllers | B (Average): Asset is sound, operationally safe and exhibits only minor deterioration. | Category 3 (Recommended): Minor work required to prevent a deterioration of the service provided by the asset. | 15 | 2021-10-12 | 2.5352 | 78.6197 | x | 3 | 4. Significant | 10286 | Predictive Maintenance | 91.25
1008082 | Speed Controllers | B (Average): Asset is sound, operationally safe and exhibits only minor deterioration. | Category 3 (Recommended): Minor work required to prevent a deterioration of the service provided by the asset. | 15 | 2011-12-26 | 12.3313 | 65.5583 | x | 3 | 4. Significant | 10286 | Predictive Maintenance | 91.25
1008083 | Outstations | B (Average): Asset is sound, operationally safe and exhibits only minor deterioration. | Category 3 (Recommended): Minor work required to prevent a deterioration of the service provided by the asset. | 10 | 2015-09-11 | 8.6215 | 64.757 | x | 3 | 4. Significant | 10286 | Predictive Maintenance | 91.25
1008084 | Air Handling Units - General | B (Average): Asset is sound, operationally safe and exhibits only minor deterioration. | Category 3 (Recommended): Minor work required to prevent a deterioration of the service provided by the asset. | 20 | 2020-04-10 | 4.0411 | 77.9589 | x | 3 | 3. Moderate | 10289 | Predictive Maintenance | 91.25
1008085 | Expansion Vessels | B (Average): Asset is sound, operationally safe and exhibits only minor deterioration. | Category 3 (Recommended): Minor work required to prevent a deterioration of the service provided by the asset. | 15 | 2019-09-02 | 4.6461 | 73.8052 | x | 4 | 4. Significant | 10297 | Predictive Maintenance | 91.25
1008086 | Outstations | B (Average): Asset is sound, operationally safe and exhibits only minor deterioration. | Category 3 (Recommended): Minor work required to prevent a deterioration of the service provided by the asset. | 10 | 2019-09-05 | 4.6379 | 70.7242 | x | 4 | 4. Significant | 10297 | Predictive Maintenance | 91.25
1008087 | Pressurisation Units - Chilled Water, Condenser Water and LTHW Types | B (Average): Asset is sound, operationally safe and exhibits only minor deterioration. | Category 3 (Recommended): Minor work required to prevent a deterioration of the service provided by the asset. | 15 | 2018-04-01 | 6.0671 | 71.9106 | x | 4 | 4. Significant | 10297 | Predictive Maintenance | 91.25
1008088 | Expansion Vessels | B (Average): Asset is sound, operationally safe and exhibits only minor deterioration. | Category 3 (Recommended): Minor work required to prevent a deterioration of the service provided by the asset. | 15 | 2019-03-24 | 5.0897 | 73.2138 | x | 4 | 4. Significant | 10297 | Predictive Maintenance | 91.25
1008089 | Expansion Vessels | B (Average): Asset is sound, operationally safe and exhibits only minor deterioration. | Category 3 (Recommended): Minor work required to prevent a deterioration of the service provided by the asset. | 15 | 2019-06-11 | 4.8734 | 73.5022 | x | 4 | 4. Significant | 10297 | Predictive Maintenance | 91.25
1008090 | Air Handling Units - General | B (Average): Asset is sound, operationally safe and exhibits only minor deterioration. | Category 3 (Recommended): Minor work required to prevent a deterioration of the service provided by the asset. | 20 | 2020-01-07 | 4.2984 | 77.7016 | x | 3 | 3. Moderate | 10290 | Predictive Maintenance | 91.25
1008091 | Outstations | B (Average): Asset is sound, operationally safe and exhibits only minor deterioration. | Category 3 (Recommended): Minor work required to prevent a deterioration of the service provided by the asset. | 10 | 2018-12-05 | 5.3881 | 69.2238 | x | 4 | 4. Significant | 10297 | Predictive Maintenance | 91.25
1008092 | Outstations | B (Average): Asset is sound, operationally safe and exhibits only minor deterioration. | Category 3 (Recommended): Minor work required to prevent a deterioration of the service provided by the asset. | 10 | 2015-02-22 | 9.1718 | 61.6564 | x | 4 | 4. Significant | 10297 | Predictive Maintenance | 91.25
1008093 | Air Handling Units - General | B (Average): Asset is sound, operationally safe and exhibits only minor deterioration. | Category 3 (Recommended): Minor work required to prevent a deterioration of the service provided by the asset. | 20 | 2019-07-15 | 4.7803 | 75.2197 | x | 4 | 3. Moderate | 10297 | Predictive Maintenance | 91.25
1008098 | Speed Controllers | B (Average): Asset is sound, operationally safe and exhibits only minor deterioration. | Category 3 (Recommended): Minor work required to prevent a deterioration of the service provided by the asset. | 15 | 2019-04-09 | 5.0459 | 73.2722 | x | 4 | 4. Significant | 10297 | Predictive Maintenance | 91.25
1008099 | Speed Controllers | B (Average): Asset is sound, operationally safe and exhibits only minor deterioration. | Category 3 (Recommended): Minor work required to prevent a deterioration of the service provided by the asset. | 15 | 2022-11-23 | 1.4209 | 78.1054 | x | 4 | 4. Significant | 10297 | Predictive Maintenance | 91.25
1008100 | Ventilating Fans - General | B (Average): Asset is sound, operationally safe and exhibits only minor deterioration. | Category 3 (Recommended): Minor work required to prevent a deterioration of the service provided by the asset. | 20 | 2020-03-09 | 4.1287 | 75.8713 | x | 4 | 2. Minor | 10297 | Predictive Maintenance | 182.5
1008101 | Ventilating Fans - General | B (Average): Asset is sound, operationally safe and exhibits only minor deterioration. | Category 3 (Recommended): Minor work required to prevent a deterioration of the service provided by the asset. | 20 | 2021-04-01 | 3.0664 | 76.9336 | x | 4 | 2. Minor | 10297 | Predictive Maintenance | 182.5
1008102 | Ventilating Fans - General | D (Very Poor): Asset runs a serious risk of imminent breakdown or poses a health and safety risk. | Category 3 (Recommended): Minor work required to prevent a deterioration of the service provided by the asset. | 20 | 2016-04-17 | 8.0219 | 50.9781 | x | 4 | 2. Minor | 10297 | Predictive Maintenance | 182.5
1008103 | Ventilating Fans - General | D (Very Poor): Asset runs a serious risk of imminent breakdown or poses a health and safety risk. | Category 3 (Recommended): Minor work required to prevent a deterioration of the service provided by the asset. | 20 | 2023-07-12 | 0.7885 | 58.2115 | x | 4 | 2. Minor | 10297 | Predictive Maintenance | 182.5
1008104 | Air Handling Units - General | B (Average): Asset is sound, operationally safe and exhibits only minor deterioration. | Category 3 (Recommended): Minor work required to prevent a deterioration of the service provided by the asset. | 20 | 2004-05-07 | 19.9671 | 62.0329 | x | 3 | 3. Moderate | 10291 | Predictive Maintenance | 91.25
1008105 | Air Handling Units - General | B (Average): Asset is sound, operationally safe and exhibits only minor deterioration. | Category 3 (Recommended): Minor work required to prevent a deterioration of the service provided by the asset. | 20 | 2018-04-29 | 5.9904 | 76.0096 | x | 3 | 3. Moderate | 10291 | Predictive Maintenance | 91.25
1008106 | Air Handling Units - General | B (Average): Asset is sound, operationally safe and exhibits only minor deterioration. | Category 3 (Recommended): Minor work required to prevent a deterioration of the service provided by the asset. | 20 | 2017-03-31 | 7.0691 | 74.9309 | x | 3 | 3. Moderate | 10291 | Predictive Maintenance | 91.25
1008107 | Air Handling Units - General | B (Average): Asset is sound, operationally safe and exhibits only minor deterioration. | Category 3 (Recommended): Minor work required to prevent a deterioration of the service provided by the asset. | 20 | 2016-09-23 | 7.5866 | 74.4134 | x | 3 | 3. Moderate | 10291 | Predictive Maintenance | 91.25
1008109 | Expansion Vessels | B (Average): Asset is sound, operationally safe and exhibits only minor deterioration. | Category 3 (Recommended): Minor work required to prevent a deterioration of the service provided by the asset. | 15 | 2011-08-05 | 12.7228 | 69.0363 | x | 1 | 4. Significant | 10044 | Predictive Maintenance | 91.25
1008110 | Expansion Vessels | B (Average): Asset is sound, operationally safe and exhibits only minor deterioration. | Category 3 (Recommended): Minor work required to prevent a deterioration of the service provided by the asset. | 15 | 2014-11-13 | 9.4483 | 73.4022 | x | 1 | 4. Significant | 10044 | Predictive Maintenance | 91.25
1008111 | Outstations | B (Average): Asset is sound, operationally safe and exhibits only minor deterioration. | Category 3 (Recommended): Minor work required to prevent a deterioration of the service provided by the asset. | 10 | 2021-10-14 | 2.5298 | 80.9405 | x | 1 | 4. Significant | 10044 | Predictive Maintenance | 91.25
1008112 | Cold Water Storage Tanks and Cisterns | B (Average): Asset is sound, operationally safe and exhibits only minor deterioration. | Category 3 (Recommended): Minor work required to prevent a deterioration of the service provided by the asset. | 25 | 2004-10-07 | 19.5483 | 70.3614 | x | 1 | 4. Significant | 10044 | Predictive Maintenance | 91.25
1008113 | Distribution Boards | B (Average): Asset is sound, operationally safe and exhibits only minor deterioration. | Category 3 (Recommended): Minor work required to prevent a deterioration of the service provided by the asset. | 20 | 2013-10-08 | 10.5462 | 69.4538 | x | 4 | 4. Significant | 11093 | Predictive Maintenance | 91.25
1008114 | Distribution Boards | B (Average): Asset is sound, operationally safe and exhibits only minor deterioration. | Category 3 (Recommended): Minor work required to prevent a deterioration of the service provided by the asset. | 20 | 2007-06-12 | 16.8706 | 63.1294 | x | 4 | 4. Significant | 11093 | Predictive Maintenance | 91.25
1008115 | Distribution Boards | B (Average): Asset is sound, operationally safe and exhibits only minor deterioration. | Category 3 (Recommended): Minor work required to prevent a deterioration of the service provided by the asset. | 20 | 2006-11-13 | 17.4483 | 62.5517 | x | 4 | 4. Significant | 11093 | Predictive Maintenance | 91.25
1008116 | Distribution Boards | B (Average): Asset is sound, operationally safe and exhibits only minor deterioration. | Category 3 (Recommended): Minor work required to prevent a deterioration of the service provided by the asset. | 20 | 2011-05-14 | 12.95 | 67.05 | x | 4 | 4. Significant | 11093 | Predictive Maintenance | 91.25
1008117 | Distribution Boards | B (Average): Asset is sound, operationally safe and exhibits only minor deterioration. | Category 3 (Recommended): Minor work required to prevent a deterioration of the service provided by the asset. | 20 | 2020-04-30 | 3.9863 | 76.0137 | x | 4 | 4. Significant | 11721 | Predictive Maintenance | 91.25
1008118 | Distribution Boards | B (Average): Asset is sound, operationally safe and exhibits only minor deterioration. | Category 3 (Recommended): Minor work required to prevent a deterioration of the service provided by the asset. | 20 | 2013-11-06 | 10.4668 | 69.5332 | x | 4 | 4. Significant | 11721 | Predictive Maintenance | 91.25
1008119 | Distribution Boards | B (Average): Asset is sound, operationally safe and exhibits only minor deterioration. | Category 3 (Recommended): Minor work required to prevent a deterioration of the service provided by the asset. | 20 | 2004-10-29 | 19.488 | 60.512 | x | 4 | 4. Significant | 11721 | Predictive Maintenance | 91.25
1008120 | Point of Use Water Dispenser | A (Good): Asset is as new and can be expected to perform adequately to its full normal life if maintained appropriately. | Category 4 (Normal): No work required beyond normal maintenance. | 15 | 2011-09-29 | 12.5722 | 77.2371 | x | 4 | 2. Minor | 10293 | Predictive Maintenance | 365
1008121 | Room Air Conditioners | B (Average): Asset is sound, operationally safe and exhibits only minor deterioration. | Category 3 (Recommended): Minor work required to prevent a deterioration of the service provided by the asset. | 15 | 2017-09-23 | 6.5873 | 71.217 | x | 4 | 3. Moderate | 11722 | Predictive Maintenance | 91.25
1008122 | Smoke Relief - Powered Smoke and Heat Exhaust Ventilators | B (Average): Asset is sound, operationally safe and exhibits only minor deterioration. | Category 3 (Recommended): Minor work required to prevent a deterioration of the service provided by the asset. | 30 | 2015-04-27 | 8.9966 | 74.0023 | x | 4 | 5. Severe | 10321 | Predictive Maintenance | 28
1008123 | Smoke Relief - Powered Smoke and Heat Exhaust Ventilators | B (Average): Asset is sound, operationally safe and exhibits only minor deterioration. | Category 3 (Recommended): Minor work required to prevent a deterioration of the service provided by the asset. | 30 | 2017-12-12 | 6.3682 | 75.7545 | x | 4 | 5. Severe | 10321 | Predictive Maintenance | 28
1008124 | Distribution Boards | B (Average): Asset is sound, operationally safe and exhibits only minor deterioration. | Category 3 (Recommended): Minor work required to prevent a deterioration of the service provided by the asset. | 20 | 2020-02-05 | 4.219 | 75.781 | x | 4 | 4. Significant | 10321 | Predictive Maintenance | 91.25
1008125 | Distribution Boards | B (Average): Asset is sound, operationally safe and exhibits only minor deterioration. | Category 3 (Recommended): Minor work required to prevent a deterioration of the service provided by the asset. | 20 | 2006-10-29 | 17.4894 | 62.5106 | x | 4 | 4. Significant | 10321 | Predictive Maintenance | 91.25
1008126 | Distribution Boards | B (Average): Asset is sound, operationally safe and exhibits only minor deterioration. | Category 3 (Recommended): Minor work required to prevent a deterioration of the service provided by the asset. | 20 | 2007-05-09 | 16.9637 | 65.0363 | x | 3 | 4. Significant | 11723 | Predictive Maintenance | 91.25
1008127 | Lighting (Dimming & Controls) | B (Average): Asset is sound, operationally safe and exhibits only minor deterioration. | Category 3 (Recommended): Minor work required to prevent a deterioration of the service provided by the asset. | 25 | 2010-08-14 | 13.6975 | 71.042 | x | 3 | 4. Significant | 11723 | Predictive Maintenance | 91.25
1008128 | Lighting (Dimming & Controls) | B (Average): Asset is sound, operationally safe and exhibits only minor deterioration. | Category 3 (Recommended): Minor work required to prevent a deterioration of the service provided by the asset. | 25 | 2002-12-29 | 21.3224 | 64.9421 | x | 3 | 4. Significant | 11723 | Predictive Maintenance | 91.25
1008129 | Fire Alarms - Associated Equipment | B (Average): Asset is sound, operationally safe and exhibits only minor deterioration. | Category 3 (Recommended): Minor work required to prevent a deterioration of the service provided by the asset. | 10 | 2017-01-11 | 7.2854 | 65.4292 | x | 4 | 5. Severe | 10295 | Predictive Maintenance | 28
1008130 | Meter Reading - Electric | B (Average): Asset is sound, operationally safe and exhibits only minor deterioration. | Category 3 (Recommended): Minor work required to prevent a deterioration of the service provided by the asset. | 20 | 2011-09-05 | 12.6379 | 69.3621 | x | 3 | 2. Minor | 11723 | Predictive Maintenance | 182.5
1008131 | Meter Reading - Electric | B (Average): Asset is sound, operationally safe and exhibits only minor deterioration. | Category 3 (Recommended): Minor work required to prevent a deterioration of the service provided by the asset. | 20 | 2014-10-22 | 9.5086 | 72.4914 | x | 3 | 2. Minor | 11723 | Predictive Maintenance | 182.5
1008132 | Meter Reading - Electric | B (Average): Asset is sound, operationally safe and exhibits only minor deterioration. | Category 3 (Recommended): Minor work required to prevent a deterioration of the service provided by the asset. | 20 | 2007-12-15 | 16.3614 | 65.6386 | x | 3 | 2. Minor | 11723 | Predictive Maintenance | 182.5
1008133 | Meter Reading - Electric | B (Average): Asset is sound, operationally safe and exhibits only minor deterioration. | Category 3 (Recommended): Minor work required to prevent a deterioration of the service provided by the asset. | 20 | 2015-08-02 | 8.731 | 73.269 | x | 3 | 2. Minor | 11723 | Predictive Maintenance | 182.5
1008134 | Meter Reading - Electric | B (Average): Asset is sound, operationally safe and exhibits only minor deterioration. | Category 3 (Recommended): Minor work required to prevent a deterioration of the service provided by the asset. | 20 | 2006-11-25 | 17.4155 | 64.5845 | x | 3 | 2. Minor | 11723 | Predictive Maintenance | 182.5
1008135 | Meter Reading - Electric | B (Average): Asset is sound, operationally safe and exhibits only minor deterioration. | Category 3 (Recommended): Minor work required to prevent a deterioration of the service provided by the asset. | 20 | 2013-11-01 | 10.4805 | 71.5195 | x | 3 | 2. Minor | 11723 | Predictive Maintenance | 182.5
1008136 | Smoke Relief - Powered Smoke and Heat Exhaust Ventilators | B (Average): Asset is sound, operationally safe and exhibits only minor deterioration. | Category 3 (Recommended): Minor work required to prevent a deterioration of the service provided by the asset. | 30 | 2002-04-24 | 22.0041 | 67.3306 | x | 3 | 5. Severe | 11724 | Predictive Maintenance | 28
1008137 | Smoke Relief - Powered Smoke and Heat Exhaust Ventilators | B (Average): Asset is sound, operationally safe and exhibits only minor deterioration. | Category 3 (Recommended): Minor work required to prevent a deterioration of the service provided by the asset. | 30 | 2020-09-23 | 3.5866 | 79.6089 | x | 3 | 5. Severe | 11725 | Predictive Maintenance | 28
1008138 | Smoke Relief - Natural Smoke and Heat Exhaust Ventilators | B (Average): Asset is sound, operationally safe and exhibits only minor deterioration. | Category 3 (Recommended): Minor work required to prevent a deterioration of the service provided by the asset. | 30 | 2020-09-10 | 3.6222 | 79.5852 | x | 3 | 3. Moderate | 11725 | Predictive Maintenance | 91.25
1008139 | Smoke Relief - Powered Smoke and Heat Exhaust Ventilators | B (Average): Asset is sound, operationally safe and exhibits only minor deterioration. | Category 3 (Recommended): Minor work required to prevent a deterioration of the service provided by the asset. | 30 | 2001-08-20 | 22.6804 | 66.8798 | x | 3 | 5. Severe | 11726 | Predictive Maintenance | 28
1008140 | Emergency Assistance Alarm | B (Average): Asset is sound, operationally safe and exhibits only minor deterioration. | Category 3 (Recommended): Minor work required to prevent a deterioration of the service provided by the asset. | 10 | 2016-01-01 | 8.3149 | 61.3703 | x | 5 | 5. Severe | 11727 | Predictive Maintenance | 28
1008141 | Emergency Assistance Alarm | B (Average): Asset is sound, operationally safe and exhibits only minor deterioration. | Category 3 (Recommended): Minor work required to prevent a deterioration of the service provided by the asset. | 10 | 2019-08-06 | 4.7201 | 68.5599 | x | 5 | 5. Severe | 11728 | Predictive Maintenance | 28
1008142 | Emergency Assistance Alarm | B (Average): Asset is sound, operationally safe and exhibits only minor deterioration. | Category 3 (Recommended): Minor work required to prevent a deterioration of the service provided by the asset. | 10 | 2016-07-12 | 7.7864 | 62.4271 | x | 5 | 5. Severe | 11729 | Predictive Maintenance | 28
1008143 | Emergency Assistance Alarm | B (Average): Asset is sound, operationally safe and exhibits only minor deterioration. | Category 3 (Recommended): Minor work required to prevent a deterioration of the service provided by the asset. | 10 | 2018-01-25 | 6.2478 | 69.5044 | x | 3 | 5. Severe | 11726 | Predictive Maintenance | 28
1008144 | Emergency Assistance Alarm | B (Average): Asset is sound, operationally safe and exhibits only minor deterioration. | Category 3 (Recommended): Minor work required to prevent a deterioration of the service provided by the asset. | 10 | 2022-10-19 | 1.5168 | 78.9665 | x | 3 | 5. Severe | 11725 | Predictive Maintenance | 28
1008145 | Emergency Assistance Alarm | B (Average): Asset is sound, operationally safe and exhibits only minor deterioration. | Category 3 (Recommended): Minor work required to prevent a deterioration of the service provided by the asset. | 10 | 2019-07-09 | 4.7967 | 72.4066 | x | 3 | 5. Severe | 11730 | Predictive Maintenance | 28
1008146 | Point of Use Water Dispenser | B (Average): Asset is sound, operationally safe and exhibits only minor deterioration. | Category 3 (Recommended): Minor work required to prevent a deterioration of the service provided by the asset. | 15 | 2013-02-12 | 11.1978 | 63.0696 | x | 5 | 2. Minor | 11728 | Predictive Maintenance | 182.5
1008147 | Smoke Relief - Powered Smoke and Heat Exhaust Ventilators | B (Average): Asset is sound, operationally safe and exhibits only minor deterioration. | Category 3 (Recommended): Minor work required to prevent a deterioration of the service provided by the asset. | 30 | 1997-09-24 | 26.5845 | 64.277 | x | 3 | 5. Severe | 11730 | Predictive Maintenance | 28
1008148 | Meter Reading - Electric | B (Average): Asset is sound, operationally safe and exhibits only minor deterioration. | Category 3 (Recommended): Minor work required to prevent a deterioration of the service provided by the asset. | 20 | 2020-06-17 | 3.8549 | 74.1451 | x | 5 | 2. Minor | 11731 | Predictive Maintenance | 182.5
1008149 | Meter Reading - Electric | B (Average): Asset is sound, operationally safe and exhibits only minor deterioration. | Category 3 (Recommended): Minor work required to prevent a deterioration of the service provided by the asset. | 20 | 2011-07-27 | 12.7474 | 65.2526 | x | 5 | 2. Minor | 11731 | Predictive Maintenance | 182.5
1008150 | Meter Reading - Electric | B (Average): Asset is sound, operationally safe and exhibits only minor deterioration. | Category 3 (Recommended): Minor work required to prevent a deterioration of the service provided by the asset. | 20 | 2023-05-10 | 0.96099 | 77.039 | x | 5 | 2. Minor | 11731 | Predictive Maintenance | 182.5
1008151 | Meter Reading - Electric | B (Average): Asset is sound, operationally safe and exhibits only minor deterioration. | Category 3 (Recommended): Minor work required to prevent a deterioration of the service provided by the asset. | 20 | 2012-11-25 | 11.4141 | 66.5859 | x | 5 | 2. Minor | 11731 | Predictive Maintenance | 182.5
1008152 | Meter Reading - Electric | B (Average): Asset is sound, operationally safe and exhibits only minor deterioration. | Category 3 (Recommended): Minor work required to prevent a deterioration of the service provided by the asset. | 20 | 2018-10-10 | 5.5414 | 72.4586 | x | 5 | 2. Minor | 11731 | Predictive Maintenance | 182.5
1008153 | Meter Reading - Electric | B (Average): Asset is sound, operationally safe and exhibits only minor deterioration. | Category 3 (Recommended): Minor work required to prevent a deterioration of the service provided by the asset. | 20 | 2012-11-06 | 11.4661 | 66.5339 | x | 5 | 2. Minor | 11731 | Predictive Maintenance | 182.5
1008154 | Room Air Conditioners | B (Average): Asset is sound, operationally safe and exhibits only minor deterioration. | Category 3 (Recommended): Minor work required to prevent a deterioration of the service provided by the asset. | 15 | 2021-08-01 | 2.7324 | 74.3568 | x | 5 | 3. Moderate | 11732 | Predictive Maintenance | 91.25
1008155 | Distribution Boards | B (Average): Asset is sound, operationally safe and exhibits only minor deterioration. | Category 3 (Recommended): Minor work required to prevent a deterioration of the service provided by the asset. | 20 | 2010-06-10 | 13.8754 | 64.1246 | x | 5 | 4. Significant | 11733 | Predictive Maintenance | 91.25
1008156 | Distribution Boards | B (Average): Asset is sound, operationally safe and exhibits only minor deterioration. | Category 3 (Recommended): Minor work required to prevent a deterioration of the service provided by the asset. | 20 | 2023-08-25 | 0.66804 | 77.332 | x | 5 | 4. Significant | 11733 | Predictive Maintenance | 91.25
1008157 | Meter Reading - Electric | B (Average): Asset is sound, operationally safe and exhibits only minor deterioration. | Category 3 (Recommended): Minor work required to prevent a deterioration of the service provided by the asset. | 20 | 2021-05-22 | 2.9268 | 75.0732 | x | 5 | 2. Minor | 11733 | Predictive Maintenance | 182.5
1008158 | Meter Reading - Electric | B (Average): Asset is sound, operationally safe and exhibits only minor deterioration. | Category 3 (Recommended): Minor work required to prevent a deterioration of the service provided by the asset. | 20 | 2005-03-25 | 19.0856 | 58.9144 | x | 5 | 2. Minor | 11733 | Predictive Maintenance | 182.5
1008159 | Meter Reading - Electric | B (Average): Asset is sound, operationally safe and exhibits only minor deterioration. | Category 3 (Recommended): Minor work required to prevent a deterioration of the service provided by the asset. | 20 | 2010-12-08 | 13.3799 | 64.6201 | x | 5 | 2. Minor | 11733 | Predictive Maintenance | 182.5
1008160 | Meter Reading - Electric | B (Average): Asset is sound, operationally safe and exhibits only minor deterioration. | Category 3 (Recommended): Minor work required to prevent a deterioration of the service provided by the asset. | 20 | 2020-07-18 | 3.77 | 74.23 | x | 5 | 2. Minor | 11733 | Predictive Maintenance | 182.5
1008161 | Meter Reading - Electric | B (Average): Asset is sound, operationally safe and exhibits only minor deterioration. | Category 3 (Recommended): Minor work required to prevent a deterioration of the service provided by the asset. | 20 | 2017-11-18 | 6.4339 | 71.5661 | x | 5 | 2. Minor | 11733 | Predictive Maintenance | 182.5
1008162 | Meter Reading - Electric | B (Average): Asset is sound, operationally safe and exhibits only minor deterioration. | Category 3 (Recommended): Minor work required to prevent a deterioration of the service provided by the asset. | 20 | 2011-02-08 | 13.2101 | 64.7899 | x | 5 | 2. Minor | 11733 | Predictive Maintenance | 182.5
1008163 | Emergency Assistance Alarm | B (Average): Asset is sound, operationally safe and exhibits only minor deterioration. | Category 3 (Recommended): Minor work required to prevent a deterioration of the service provided by the asset. | 10 | 2019-11-14 | 4.4463 | 69.1075 | x | 5 | 5. Severe | 11734 | Predictive Maintenance | 28
1008164 | Lighting (Dimming & Controls) | B (Average): Asset is sound, operationally safe and exhibits only minor deterioration. | Category 3 (Recommended): Minor work required to prevent a deterioration of the service provided by the asset. | 25 | 2002-02-16 | 22.1875 | 60.25 | x | 5 | 4. Significant | 11731 | Predictive Maintenance | 91.25
1008165 | Lighting (Dimming & Controls) | B (Average): Asset is sound, operationally safe and exhibits only minor deterioration. | Category 3 (Recommended): Minor work required to prevent a deterioration of the service provided by the asset. | 25 | 2023-11-24 | 0.41889 | 77.6649 | x | 5 | 4. Significant | 11731 | Predictive Maintenance | 91.25
1008166 | Emergency Assistance Alarm | B (Average): Asset is sound, operationally safe and exhibits only minor deterioration. | Category 3 (Recommended): Minor work required to prevent a deterioration of the service provided by the asset. | 10 | 2017-06-19 | 6.8501 | 64.2998 | x | 5 | 5. Severe | 11735 | Predictive Maintenance | 28
1008167 | Emergency Assistance Alarm | B (Average): Asset is sound, operationally safe and exhibits only minor deterioration. | Category 3 (Recommended): Minor work required to prevent a deterioration of the service provided by the asset. | 10 | 2017-10-17 | 6.5216 | 66.9569 | x | 4 | 5. Severe | 11736 | Predictive Maintenance | 28
1008168 | Emergency Assistance Alarm | B (Average): Asset is sound, operationally safe and exhibits only minor deterioration. | Category 3 (Recommended): Minor work required to prevent a deterioration of the service provided by the asset. | 10 | 2022-04-18 | 2.0205 | 75.9589 | x | 4 | 5. Severe | 10298 | Predictive Maintenance | 28
1008169 | Emergency Assistance Alarm | B (Average): Asset is sound, operationally safe and exhibits only minor deterioration. | Category 3 (Recommended): Minor work required to prevent a deterioration of the service provided by the asset. | 10 | 2021-09-16 | 2.6064 | 72.7871 | x | 5 | 5. Severe | 11737 | Predictive Maintenance | 28
1008170 | Emergency Assistance Alarm | B (Average): Asset is sound, operationally safe and exhibits only minor deterioration. | Category 3 (Recommended): Minor work required to prevent a deterioration of the service provided by the asset. | 10 | 2018-02-13 | 6.1958 | 65.6085 | x | 5 | 5. Severe | 11738 | Predictive Maintenance | 28
1008171 | Distribution Boards | B (Average): Asset is sound, operationally safe and exhibits only minor deterioration. | Category 3 (Recommended): Minor work required to prevent a deterioration of the service provided by the asset. | 20 | 2013-02-14 | 11.1923 | 66.8077 | x | 5 | 4. Significant | 11731 | Predictive Maintenance | 91.25
1008172 | Distribution Boards | B (Average): Asset is sound, operationally safe and exhibits only minor deterioration. | Category 3 (Recommended): Minor work required to prevent a deterioration of the service provided by the asset. | 20 | 2020-02-22 | 4.1725 | 73.8275 | x | 5 | 4. Significant | 11731 | Predictive Maintenance | 91.25
1008173 | Distribution Boards | B (Average): Asset is sound, operationally safe and exhibits only minor deterioration. | Category 3 (Recommended): Minor work required to prevent a deterioration of the service provided by the asset. | 20 | 2008-04-20 | 16.0137 | 61.9863 | x | 5 | 4. Significant | 11731 | Predictive Maintenance | 91.25
1008174 | Distribution Boards | B (Average): Asset is sound, operationally safe and exhibits only minor deterioration. | Category 3 (Recommended): Minor work required to prevent a deterioration of the service provided by the asset. | 20 | 2009-08-19 | 14.6831 | 63.3169 | x | 5 | 4. Significant | 11731 | Predictive Maintenance | 91.25
1008175 | Air Handling Units - General | B (Average): Asset is sound, operationally safe and exhibits only minor deterioration. | Category 3 (Recommended): Minor work required to prevent a deterioration of the service provided by the asset. | 20 | 2015-12-25 | 8.334 | 77.666 | x | 1 | 3. Moderate | 10309 | Predictive Maintenance | 91.25
1008176 | Air Handling Units - General | B (Average): Asset is sound, operationally safe and exhibits only minor deterioration. | Category 3 (Recommended): Minor work required to prevent a deterioration of the service provided by the asset. | 20 | 2022-11-27 | 1.41 | 84.59 | x | 1 | 3. Moderate | 10309 | Predictive Maintenance | 91.25
1008177 | Ventilating Fans - General | C (Poor): Asset is operational but major repair or replacement will be needed. | Category 3 (Recommended): Minor work required to prevent a deterioration of the service provided by the asset. | 20 | 2016-02-04 | 8.2218 | 63.7782 | x | 1 | 2. Minor | 10309 | Predictive Maintenance | 182.5
1008178 | Ventilating Fans - General | C (Poor): Asset is operational but major repair or replacement will be needed. | Category 3 (Recommended): Minor work required to prevent a deterioration of the service provided by the asset. | 20 | 2020-09-19 | 3.5975 | 68.4025 | x | 1 | 2. Minor | 10309 | Predictive Maintenance | 182.5
1008179 | Ventilating Fans - General | A (Good): Asset is as new and can be expected to perform adequately to its full normal life if maintained appropriately. | Category 3 (Recommended): Minor work required to prevent a deterioration of the service provided by the asset. | 20 | 2016-06-28 | 7.8248 | 85.1752 | x | 1 | 2. Minor | 10309 | Predictive Maintenance | 182.5
1008180 | Air Handling Units - General | B (Average): Asset is sound, operationally safe and exhibits only minor deterioration. | Category 3 (Recommended): Minor work required to prevent a deterioration of the service provided by the asset. | 20 | 2022-10-13 | 1.5332 | 76.4668 | x | 5 | 3. Moderate | 10310 | Predictive Maintenance | 91.25
1008181 | Air Handling Units - General | B (Average): Asset is sound, operationally safe and exhibits only minor deterioration. | Category 3 (Recommended): Minor work required to prevent a deterioration of the service provided by the asset. | 20 | 2012-01-23 | 12.2546 | 65.7454 | x | 5 | 3. Moderate | 10310 | Predictive Maintenance | 91.25
1008182 | Speed Controllers | B (Average): Asset is sound, operationally safe and exhibits only minor deterioration. | Category 3 (Recommended): Minor work required to prevent a deterioration of the service provided by the asset. | 15 | 2015-05-29 | 8.909 | 66.1214 | x | 5 | 4. Significant | 10310 | Predictive Maintenance | 91.25
1008183 | Outstations | B (Average): Asset is sound, operationally safe and exhibits only minor deterioration. | Category 3 (Recommended): Minor work required to prevent a deterioration of the service provided by the asset. | 10 | 2019-08-15 | 4.6954 | 68.6092 | x | 5 | 4. Significant | 10310 | Predictive Maintenance | 91.25
1008184 | Point of Use Water Dispenser | B (Average): Asset is sound, operationally safe and exhibits only minor deterioration. | Category 3 (Recommended): Minor work required to prevent a deterioration of the service provided by the asset. | 15 | 2019-07-11 | 4.7912 | 73.6117 | x | 4 | 2. Minor | 10298 | Predictive Maintenance | 182.5
1008185 | Emergency Assistance Alarm | B (Average): Asset is sound, operationally safe and exhibits only minor deterioration. | Category 3 (Recommended): Minor work required to prevent a deterioration of the service provided by the asset. | 10 | 2021-09-17 | 2.6037 | 74.7926 | x | 4 | 5. Severe | 11739 | Predictive Maintenance | 28
1008186 | Distribution Boards | B (Average): Asset is sound, operationally safe and exhibits only minor deterioration. | Category 3 (Recommended): Minor work required to prevent a deterioration of the service provided by the asset. | 20 | 2006-07-11 | 17.7906 | 62.2094 | x | 4 | 4. Significant | 11740 | Predictive Maintenance | 91.25
1008187 | Distribution Boards | B (Average): Asset is sound, operationally safe and exhibits only minor deterioration. | Category 3 (Recommended): Minor work required to prevent a deterioration of the service provided by the asset. | 20 | 2015-07-26 | 8.7502 | 71.2498 | x | 4 | 4. Significant | 11740 | Predictive Maintenance | 91.25
1008188 | Distribution Boards | B (Average): Asset is sound, operationally safe and exhibits only minor deterioration. | Category 3 (Recommended): Minor work required to prevent a deterioration of the service provided by the asset. | 20 | 2013-07-21 | 10.7625 | 69.2375 | x | 4 | 4. Significant | 11740 | Predictive Maintenance | 91.25
1008189 | Distribution Boards | B (Average): Asset is sound, operationally safe and exhibits only minor deterioration. | Category 3 (Recommended): Minor work required to prevent a deterioration of the service provided by the asset. | 20 | 2019-12-12 | 4.3696 | 75.6304 | x | 4 | 4. Significant | 11740 | Predictive Maintenance | 91.25
1008190 | Distribution Boards | B (Average): Asset is sound, operationally safe and exhibits only minor deterioration. | Category 3 (Recommended): Minor work required to prevent a deterioration of the service provided by the asset. | 20 | 2010-07-10 | 13.7933 | 66.2067 | x | 4 | 4. Significant | 11740 | Predictive Maintenance | 91.25
1008191 | Distribution Boards | B (Average): Asset is sound, operationally safe and exhibits only minor deterioration. | Category 3 (Recommended): Minor work required to prevent a deterioration of the service provided by the asset. | 20 | 2016-08-04 | 7.7235 | 72.2765 | x | 4 | 4. Significant | 11740 | Predictive Maintenance | 91.25
1008192 | Meter Reading - Electric | B (Average): Asset is sound, operationally safe and exhibits only minor deterioration. | Category 3 (Recommended): Minor work required to prevent a deterioration of the service provided by the asset. | 20 | 2011-10-07 | 12.5503 | 67.4497 | x | 4 | 2. Minor | 11740 | Predictive Maintenance | 182.5
1008193 | Meter Reading - Electric | B (Average): Asset is sound, operationally safe and exhibits only minor deterioration. | Category 3 (Recommended): Minor work required to prevent a deterioration of the service provided by the asset. | 20 | 2007-02-16 | 17.1882 | 62.8118 | x | 4 | 2. Minor | 11740 | Predictive Maintenance | 182.5
1008194 | Meter Reading - Electric | B (Average): Asset is sound, operationally safe and exhibits only minor deterioration. | Category 3 (Recommended): Minor work required to prevent a deterioration of the service provided by the asset. | 20 | 2008-10-03 | 15.5592 | 64.4408 | x | 4 | 2. Minor | 11740 | Predictive Maintenance | 182.5
1008195 | Meter Reading - Electric | B (Average): Asset is sound, operationally safe and exhibits only minor deterioration. | Category 3 (Recommended): Minor work required to prevent a deterioration of the service provided by the asset. | 20 | 2013-02-01 | 11.2279 | 68.7721 | x | 4 | 2. Minor | 11740 | Predictive Maintenance | 182.5
1008196 | Meter Reading - Electric | B (Average): Asset is sound, operationally safe and exhibits only minor deterioration. | Category 3 (Recommended): Minor work required to prevent a deterioration of the service provided by the asset. | 20 | 2010-03-30 | 14.0726 | 65.9274 | x | 4 | 2. Minor | 11740 | Predictive Maintenance | 182.5
1008197 | Meter Reading - Electric | B (Average): Asset is sound, operationally safe and exhibits only minor deterioration. | Category 3 (Recommended): Minor work required to prevent a deterioration of the service provided by the asset. | 20 | 2017-10-31 | 6.4832 | 73.5168 | x | 4 | 2. Minor | 11740 | Predictive Maintenance | 182.5
1008198 | Meter Reading - Electric | B (Average): Asset is sound, operationally safe and exhibits only minor deterioration. | Category 3 (Recommended): Minor work required to prevent a deterioration of the service provided by the asset. | 20 | 2011-11-03 | 12.4764 | 67.5236 | x | 4 | 2. Minor | 11740 | Predictive Maintenance | 182.5
1008199 | Meter Reading - Electric | B (Average): Asset is sound, operationally safe and exhibits only minor deterioration. | Category 3 (Recommended): Minor work required to prevent a deterioration of the service provided by the asset. | 20 | 2015-12-26 | 8.3313 | 71.6687 | x | 4 | 2. Minor | 11740 | Predictive Maintenance | 182.5
1008200 | Emergency Assistance Alarm | B (Average): Asset is sound, operationally safe and exhibits only minor deterioration. | Category 3 (Recommended): Minor work required to prevent a deterioration of the service provided by the asset. | 10 | 2022-03-29 | 2.0753 | 75.8494 | x | 4 | 5. Severe | 11741 | Predictive Maintenance | 28
1008201 | Ventilating Fans - General | B (Average): Asset is sound, operationally safe and exhibits only minor deterioration. | Category 3 (Recommended): Minor work required to prevent a deterioration of the service provided by the asset. | 20 | 2009-08-22 | 14.6749 | 65.3251 | x | 4 | 2. Minor | 10298 | Predictive Maintenance | 182.5
1008202 | Ventilating Fans - General | B (Average): Asset is sound, operationally safe and exhibits only minor deterioration. | Category 3 (Recommended): Minor work required to prevent a deterioration of the service provided by the asset. | 20 | 2004-05-19 | 19.9343 | 60.0657 | x | 4 | 2. Minor | 10298 | Predictive Maintenance | 182.5
1008203 | Ventilating Fans - General | B (Average): Asset is sound, operationally safe and exhibits only minor deterioration. | Category 3 (Recommended): Minor work required to prevent a deterioration of the service provided by the asset. | 20 | 2022-04-30 | 1.9877 | 78.0123 | x | 4 | 2. Minor | 10298 | Predictive Maintenance | 182.5
1008204 | Ventilating Fans - General | B (Average): Asset is sound, operationally safe and exhibits only minor deterioration. | Category 3 (Recommended): Minor work required to prevent a deterioration of the service provided by the asset. | 20 | 2009-02-01 | 15.2279 | 64.7721 | x | 4 | 2. Minor | 10298 | Predictive Maintenance | 182.5
1008205 | Ventilating Fans - General | B (Average): Asset is sound, operationally safe and exhibits only minor deterioration. | Category 3 (Recommended): Minor work required to prevent a deterioration of the service provided by the asset. | 20 | 2018-05-30 | 5.9055 | 74.0945 | x | 4 | 2. Minor | 10298 | Predictive Maintenance | 182.5
1008206 | Emergency Assistance Alarm | B (Average): Asset is sound, operationally safe and exhibits only minor deterioration. | Category 3 (Recommended): Minor work required to prevent a deterioration of the service provided by the asset. | 10 | 2022-12-27 | 1.3279 | 77.3443 | x | 4 | 5. Severe | 11742 | Predictive Maintenance | 28
1008207 | Cold Water Storage Tanks and Cisterns | B (Average): Asset is sound, operationally safe and exhibits only minor deterioration. | Category 3 (Recommended): Minor work required to prevent a deterioration of the service provided by the asset. | 15 | 2024-01-28 | 0.24093 | 81.6788 | x | 3 | 4. Significant | 10039 | Predictive Maintenance | 91.25
1008211 | Ducting - Volume Control Dampers and Fire/Smoke Dampers | B (Average): Asset is sound, operationally safe and exhibits only minor deterioration. | Category 3 (Recommended): Minor work required to prevent a deterioration of the service provided by the asset. | 15 | 2010-03-31 | 14.0698 | 67.2402 | x | 1 | 5. Severe | 11743 | Predictive Maintenance | 28
1008212 | Distribution Boards | B (Average): Asset is sound, operationally safe and exhibits only minor deterioration. | Category 3 (Recommended): Minor work required to prevent a deterioration of the service provided by the asset. | 20 | 2008-07-19 | 15.7673 | 70.2327 | x | 1 | 4. Significant | 11743 | Predictive Maintenance | 91.25
1008213 | Distribution Boards | B (Average): Asset is sound, operationally safe and exhibits only minor deterioration. | Category 3 (Recommended): Minor work required to prevent a deterioration of the service provided by the asset. | 20 | 2007-06-17 | 16.8569 | 69.1431 | x | 1 | 4. Significant | 10239 | Predictive Maintenance | 91.25
1008219 | Fire Alarm System | B (Average): Asset is sound, operationally safe and exhibits only minor deterioration. | Category 3 (Recommended): Minor work required to prevent a deterioration of the service provided by the asset. | 15 | 2017-07-07 | 6.8008 | 70.9322 | x | 4 | 5. Severe | 10298 | Predictive Maintenance | 28
1008220 | Vertical Platform Lifts | B (Average): Asset is sound, operationally safe and exhibits only minor deterioration. | Category 3 (Recommended): Minor work required to prevent a deterioration of the service provided by the asset. | 20 | 2021-06-05 | 2.8884 | 77.1116 | x | 4 | 3. Moderate | 10298 | Predictive Maintenance | 91.25
1008221 | Vertical Platform Lifts | B (Average): Asset is sound, operationally safe and exhibits only minor deterioration. | Category 3 (Recommended): Minor work required to prevent a deterioration of the service provided by the asset. | 20 | 2022-02-14 | 2.193 | 77.807 | x | 4 | 3. Moderate | 10298 | Predictive Maintenance | 91.25
1008222 | Sliding Doors | B (Average): Asset is sound, operationally safe and exhibits only minor deterioration. | Category 3 (Recommended): Minor work required to prevent a deterioration of the service provided by the asset. | 15 | 2016-06-28 | 7.8248 | 69.567 | x | 4 | 3. Moderate | 10298 | Predictive Maintenance | 91.25
1008223 | Sliding Doors | B (Average): Asset is sound, operationally safe and exhibits only minor deterioration. | Category 3 (Recommended): Minor work required to prevent a deterioration of the service provided by the asset. | 15 | 2015-06-19 | 8.8515 | 68.198 | x | 4 | 3. Moderate | 10298 | Predictive Maintenance | 91.25
1008224 | Outstations | B (Average): Asset is sound, operationally safe and exhibits only minor deterioration. | Category 3 (Recommended): Minor work required to prevent a deterioration of the service provided by the asset. | 10 | 2023-07-20 | 0.7666 | 78.4668 | x | 4 | 4. Significant | 10295 | Predictive Maintenance | 91.25
1008225 | Speed Controllers | B (Average): Asset is sound, operationally safe and exhibits only minor deterioration. | Category 3 (Recommended): Minor work required to prevent a deterioration of the service provided by the asset. | 15 | 2014-12-11 | 9.3717 | 67.5044 | x | 4 | 4. Significant | 10295 | Predictive Maintenance | 91.25
1008226 | Speed Controllers | B (Average): Asset is sound, operationally safe and exhibits only minor deterioration. | Category 3 (Recommended): Minor work required to prevent a deterioration of the service provided by the asset. | 15 | 2012-12-11 | 11.3703 | 64.8396 | x | 4 | 4. Significant | 10295 | Predictive Maintenance | 91.25
1008227 | Speed Controllers | B (Average): Asset is sound, operationally safe and exhibits only minor deterioration. | Category 3 (Recommended): Minor work required to prevent a deterioration of the service provided by the asset. | 15 | 2011-05-26 | 12.9172 | 62.7771 | x | 4 | 4. Significant | 10295 | Predictive Maintenance | 91.25
1008228 | Speed Controllers | B (Average): Asset is sound, operationally safe and exhibits only minor deterioration. | Category 3 (Recommended): Minor work required to prevent a deterioration of the service provided by the asset. | 15 | 2012-06-16 | 11.8576 | 64.1898 | x | 4 | 4. Significant | 10295 | Predictive Maintenance | 91.25
1008229 | Speed Controllers | B (Average): Asset is sound, operationally safe and exhibits only minor deterioration. | Category 3 (Recommended): Minor work required to prevent a deterioration of the service provided by the asset. | 15 | 2012-10-03 | 11.5592 | 64.5877 | x | 4 | 4. Significant | 10295 | Predictive Maintenance | 91.25
1008230 | Speed Controllers | B (Average): Asset is sound, operationally safe and exhibits only minor deterioration. | Category 3 (Recommended): Minor work required to prevent a deterioration of the service provided by the asset. | 15 | 2023-10-23 | 0.5065 | 79.3247 | x | 4 | 4. Significant | 10295 | Predictive Maintenance | 91.25
1008231 | Gas Detection/Flammable | B (Average): Asset is sound, operationally safe and exhibits only minor deterioration. | Category 3 (Recommended): Minor work required to prevent a deterioration of the service provided by the asset. | 15 | 2015-12-26 | 8.3313 | 68.8916 | x | 4 | 5. Severe | 10295 | Predictive Maintenance | 28
1008232 | Cold Water Storage Tanks and Cisterns | B (Average): Asset is sound, operationally safe and exhibits only minor deterioration. | Category 3 (Recommended): Minor work required to prevent a deterioration of the service provided by the asset. | 35 | 2010-09-22 | 13.5907 | 72.2339 | x | 4 | 4. Significant | 10295 | Predictive Maintenance | 91.25
1008233 | Outstations | B (Average): Asset is sound, operationally safe and exhibits only minor deterioration. | Category 3 (Recommended): Minor work required to prevent a deterioration of the service provided by the asset. | 10 | 2016-10-09 | 7.5428 | 64.9144 | x | 4 | 4. Significant | 10295 | Predictive Maintenance | 91.25
1008234 | Roller Shutter Doors | B (Average): Asset is sound, operationally safe and exhibits only minor deterioration. | Category 3 (Recommended): Minor work required to prevent a deterioration of the service provided by the asset. | 15 | 2015-12-26 | 8.3313 | 68.8916 | x | 4 | 3. Moderate | 10295 | Predictive Maintenance | 91.25
1008235 | Atmospheric Gas Burner - Condensing Boiler | B (Average): Asset is sound, operationally safe and exhibits only minor deterioration. | Category 3 (Recommended): Minor work required to prevent a deterioration of the service provided by the asset. | 20 | 2017-12-03 | 6.3929 | 73.6071 | x | 4 | 4. Significant | 10295 | Predictive Maintenance | 91.25
1008236 | Atmospheric Gas Burner - Condensing Boiler | B (Average): Asset is sound, operationally safe and exhibits only minor deterioration. | Category 3 (Recommended): Minor work required to prevent a deterioration of the service provided by the asset. | 20 | 2010-05-20 | 13.9329 | 66.0671 | x | 4 | 4. Significant | 10295 | Predictive Maintenance | 91.25
1008237 | Trace Heating - Electrical | B (Average): Asset is sound, operationally safe and exhibits only minor deterioration. | Category 3 (Recommended): Minor work required to prevent a deterioration of the service provided by the asset. | 20 | 2018-12-18 | 5.3525 | 74.6475 | x | 4 | 4. Significant | 10295 | Predictive Maintenance | 91.25
1008238 | Trace Heating - Electrical | B (Average): Asset is sound, operationally safe and exhibits only minor deterioration. | Category 3 (Recommended): Minor work required to prevent a deterioration of the service provided by the asset. | 20 | 2021-08-31 | 2.6502 | 77.3498 | x | 4 | 4. Significant | 10295 | Predictive Maintenance | 91.25
1008239 | Expansion Vessels | B (Average): Asset is sound, operationally safe and exhibits only minor deterioration. | Category 3 (Recommended): Minor work required to prevent a deterioration of the service provided by the asset. | 15 | 2014-07-27 | 9.7467 | 67.0043 | x | 4 | 4. Significant | 10295 | Predictive Maintenance | 91.25
1008240 | Room Air Conditioners | B (Average): Asset is sound, operationally safe and exhibits only minor deterioration. | Category 3 (Recommended): Minor work required to prevent a deterioration of the service provided by the asset. | 15 | 2020-08-08 | 3.7125 | 75.05 | x | 4 | 3. Moderate | 10295 | Predictive Maintenance | 91.25
1008241 | Pressurisation Units - Chilled Water, Condenser Water and LTHW Types | C (Poor): Asset is operational but major repair or replacement will be needed. | Category 3 (Recommended): Minor work required to prevent a deterioration of the service provided by the asset. | 15 | 2016-10-04 | 7.5565 | 55.9247 | x | 4 | 4. Significant | 10295 | Predictive Maintenance | 91.25
1008243 | Expansion Vessels | B (Average): Asset is sound, operationally safe and exhibits only minor deterioration. | Category 3 (Recommended): Minor work required to prevent a deterioration of the service provided by the asset. | 15 | 2013-12-08 | 10.3792 | 66.1611 | x | 4 | 4. Significant | 10295 | Predictive Maintenance | 91.25
1008244 | Expansion Vessels | B (Average): Asset is sound, operationally safe and exhibits only minor deterioration. | Category 3 (Recommended): Minor work required to prevent a deterioration of the service provided by the asset. | 15 | 2014-03-09 | 10.13 | 66.4933 | x | 4 | 4. Significant | 10295 | Predictive Maintenance | 91.25
1008245 | Direct Fired Water Heaters | B (Average): Asset is sound, operationally safe and exhibits only minor deterioration. | Category 3 (Recommended): Minor work required to prevent a deterioration of the service provided by the asset. | 15 | 2019-10-04 | 4.5585 | 73.922 | x | 4 | 4. Significant | 10295 | Predictive Maintenance | 91.25
1008246 | Distribution Boards | B (Average): Asset is sound, operationally safe and exhibits only minor deterioration. | Category 3 (Recommended): Minor work required to prevent a deterioration of the service provided by the asset. | 20 | 2010-10-02 | 13.5633 | 70.4367 | x | 2 | 4. Significant | 11744 | Predictive Maintenance | 91.25
1008247 | Meter Reading - Electric | B (Average): Asset is sound, operationally safe and exhibits only minor deterioration. | Category 3 (Recommended): Minor work required to prevent a deterioration of the service provided by the asset. | 20 | 2013-03-16 | 11.1102 | 72.8898 | x | 2 | 2. Minor | 11744 | Predictive Maintenance | 182.5
1008248 | Meter Reading - Electric | B (Average): Asset is sound, operationally safe and exhibits only minor deterioration. | Category 3 (Recommended): Minor work required to prevent a deterioration of the service provided by the asset. | 20 | 2023-12-15 | 0.3614 | 83.6386 | x | 2 | 2. Minor | 11744 | Predictive Maintenance | 182.5
1008249 | Meter Reading - Electric | B (Average): Asset is sound, operationally safe and exhibits only minor deterioration. | Category 3 (Recommended): Minor work required to prevent a deterioration of the service provided by the asset. | 20 | 2005-03-28 | 19.0773 | 64.9227 | x | 2 | 2. Minor | 11744 | Predictive Maintenance | 182.5
1008250 | Meter Reading - Electric | B (Average): Asset is sound, operationally safe and exhibits only minor deterioration. | Category 3 (Recommended): Minor work required to prevent a deterioration of the service provided by the asset. | 20 | 2006-03-02 | 18.1492 | 65.8508 | x | 2 | 2. Minor | 11744 | Predictive Maintenance | 182.5
1008251 | Room Air Conditioners | B (Average): Asset is sound, operationally safe and exhibits only minor deterioration. | Category 3 (Recommended): Minor work required to prevent a deterioration of the service provided by the asset. | 15 | 2017-03-10 | 7.1266 | 74.4978 | x | 2 | 3. Moderate | 11745 | Predictive Maintenance | 91.25
1008254 | Distribution Boards | B (Average): Asset is sound, operationally safe and exhibits only minor deterioration. | Category 3 (Recommended): Minor work required to prevent a deterioration of the service provided by the asset. | 20 | 2023-07-09 | 0.79671 | 81.2033 | x | 3 | 4. Significant | 11748 | Predictive Maintenance | 91.25
1008255 | Distribution Boards | B (Average): Asset is sound, operationally safe and exhibits only minor deterioration. | Category 3 (Recommended): Minor work required to prevent a deterioration of the service provided by the asset. | 20 | 2014-04-04 | 10.0589 | 71.9411 | x | 3 | 4. Significant | 11748 | Predictive Maintenance | 91.25
1008256 | Distribution Boards | B (Average): Asset is sound, operationally safe and exhibits only minor deterioration. | Category 3 (Recommended): Minor work required to prevent a deterioration of the service provided by the asset. | 20 | 2022-11-30 | 1.4018 | 80.5982 | x | 3 | 4. Significant | 11748 | Predictive Maintenance | 91.25
1008257 | Distribution Boards | B (Average): Asset is sound, operationally safe and exhibits only minor deterioration. | Category 3 (Recommended): Minor work required to prevent a deterioration of the service provided by the asset. | 20 | 2008-05-20 | 15.9316 | 70.0684 | x | 1 | 4. Significant | 10282 | Predictive Maintenance | 91.25
1008258 | Distribution Boards | B (Average): Asset is sound, operationally safe and exhibits only minor deterioration. | Category 3 (Recommended): Minor work required to prevent a deterioration of the service provided by the asset. | 20 | 2015-11-05 | 8.4709 | 77.5291 | x | 1 | 4. Significant | 10282 | Predictive Maintenance | 91.25
1008259 | Distribution Boards | B (Average): Asset is sound, operationally safe and exhibits only minor deterioration. | Category 3 (Recommended): Minor work required to prevent a deterioration of the service provided by the asset. | 20 | 2012-03-01 | 12.1506 | 73.8494 | x | 1 | 4. Significant | 10282 | Predictive Maintenance | 91.25
1008260 | Distribution Boards | B (Average): Asset is sound, operationally safe and exhibits only minor deterioration. | Category 3 (Recommended): Minor work required to prevent a deterioration of the service provided by the asset. | 20 | 2020-04-29 | 3.989 | 74.011 | x | 5 | 4. Significant | 11749 | Predictive Maintenance | 91.25
1008261 | Distribution Boards | B (Average): Asset is sound, operationally safe and exhibits only minor deterioration. | Category 3 (Recommended): Minor work required to prevent a deterioration of the service provided by the asset. | 20 | 2012-01-29 | 12.2382 | 65.7618 | x | 5 | 4. Significant | 11749 | Predictive Maintenance | 91.25
1008262 | Fire Alarm System | A (Good): Asset is as new and can be expected to perform adequately to its full normal life if maintained appropriately. | Category 4 (Normal): No work required beyond normal maintenance. | 15 | 2022-11-21 | 1.4264 | 90.0981 | x | 5 | 5. Severe | 11750 | Predictive Maintenance | 162.5
1008263 | Meter Reading - Electric | B (Average): Asset is sound, operationally safe and exhibits only minor deterioration. | Category 3 (Recommended): Minor work required to prevent a deterioration of the service provided by the asset. | 20 | 2005-10-09 | 18.5435 | 59.4565 | x | 5 | 2. Minor | 11749 | Predictive Maintenance | 182.5
1008264 | Meter Reading - Electric | B (Average): Asset is sound, operationally safe and exhibits only minor deterioration. | Category 3 (Recommended): Minor work required to prevent a deterioration of the service provided by the asset. | 20 | 2019-09-18 | 4.6023 | 73.3977 | x | 5 | 2. Minor | 11749 | Predictive Maintenance | 182.5
1008265 | Meter Reading - Electric | B (Average): Asset is sound, operationally safe and exhibits only minor deterioration. | Category 3 (Recommended): Minor work required to prevent a deterioration of the service provided by the asset. | 20 | 2017-08-03 | 6.7269 | 71.2731 | x | 5 | 2. Minor | 11749 | Predictive Maintenance | 182.5
1008266 | Meter Reading - Electric | B (Average): Asset is sound, operationally safe and exhibits only minor deterioration. | Category 3 (Recommended): Minor work required to prevent a deterioration of the service provided by the asset. | 20 | 2009-04-05 | 15.0554 | 62.9446 | x | 5 | 2. Minor | 11749 | Predictive Maintenance | 182.5
1008267 | Atmospheric Gas Burner Boiler - Small and/or Wall Hung for Domestic/Light Commercial Installation | B (Average): Asset is sound, operationally safe and exhibits only minor deterioration. | Category 3 (Recommended): Minor work required to prevent a deterioration of the service provided by the asset. | 10 | 2015-03-16 | 9.1116 | 59.7769 | x | 5 | 4. Significant | 10283 | Predictive Maintenance | 91.25
1008268 | Outstations | B (Average): Asset is sound, operationally safe and exhibits only minor deterioration. | Category 3 (Recommended): Minor work required to prevent a deterioration of the service provided by the asset. | 10 | 2016-10-21 | 7.5099 | 62.9802 | x | 5 | 4. Significant | 10283 | Predictive Maintenance | 91.25
1008269 | Pumps - General | B (Average): Asset is sound, operationally safe and exhibits only minor deterioration. | Category 3 (Recommended): Minor work required to prevent a deterioration of the service provided by the asset. | 20 | 2020-10-30 | 3.4853 | 74.5147 | x | 5 | 4. Significant | 10283 | Predictive Maintenance | 91.25
1008270 | Pumps - General | B (Average): Asset is sound, operationally safe and exhibits only minor deterioration. | Category 3 (Recommended): Minor work required to prevent a deterioration of the service provided by the asset. | 20 | 2012-11-02 | 11.4771 | 66.5229 | x | 5 | 4. Significant | 10283 | Predictive Maintenance | 91.25
1008271 | Pumps - General | B (Average): Asset is sound, operationally safe and exhibits only minor deterioration. | Category 3 (Recommended): Minor work required to prevent a deterioration of the service provided by the asset. | 20 | 2022-02-28 | 2.1547 | 75.8453 | x | 5 | 4. Significant | 10283 | Predictive Maintenance | 91.25
1008272 | Traction Lifts | B (Average): Asset is sound, operationally safe and exhibits only minor deterioration. | Category 3 (Recommended): Minor work required to prevent a deterioration of the service provided by the asset. | 20 | 2022-07-22 | 1.7604 | 84.2396 | x | 1 | 4. Significant | 11751 | Predictive Maintenance | 91.25
1008273 | Cold Water Storage Tanks and Cisterns | B (Average): Asset is sound, operationally safe and exhibits only minor deterioration. | Category 3 (Recommended): Minor work required to prevent a deterioration of the service provided by the asset. | 35 | 2004-08-26 | 19.6632 | 66.7639 | x | 5 | 4. Significant | 10283 | Predictive Maintenance | 91.25
1008274 | Gas Detection/Flammable | B (Average): Asset is sound, operationally safe and exhibits only minor deterioration. | Category 3 (Recommended): Minor work required to prevent a deterioration of the service provided by the asset. | 15 | 2017-08-02 | 6.7296 | 69.0272 | x | 5 | 5. Severe | 10283 | Predictive Maintenance | 28
1008275 | Traction Lifts | B (Average): Asset is sound, operationally safe and exhibits only minor deterioration. | Category 3 (Recommended): Minor work required to prevent a deterioration of the service provided by the asset. | 20 | 2017-12-02 | 6.3956 | 79.6044 | x | 1 | 4. Significant | 11752 | Predictive Maintenance | 91.25
1008276 | Pressurisation Units - Chilled Water, Condenser Water and LTHW Types | B (Average): Asset is sound, operationally safe and exhibits only minor deterioration. | Category 3 (Recommended): Minor work required to prevent a deterioration of the service provided by the asset. | 15 | 2021-10-02 | 2.5626 | 74.5832 | x | 5 | 4. Significant | 10283 | Predictive Maintenance | 91.25
1008277 | Distribution Boards | B (Average): Asset is sound, operationally safe and exhibits only minor deterioration. | Category 3 (Recommended): Minor work required to prevent a deterioration of the service provided by the asset. | 20 | 2015-07-24 | 8.7556 | 77.2444 | x | 1 | 4. Significant | 11753 | Predictive Maintenance | 91.25
1008278 | Distribution Boards | B (Average): Asset is sound, operationally safe and exhibits only minor deterioration. | Category 3 (Recommended): Minor work required to prevent a deterioration of the service provided by the asset. | 20 | 2005-11-10 | 18.4559 | 67.5441 | x | 1 | 4. Significant | 11753 | Predictive Maintenance | 91.25
1008279 | Distribution Boards | B (Average): Asset is sound, operationally safe and exhibits only minor deterioration. | Category 3 (Recommended): Minor work required to prevent a deterioration of the service provided by the asset. | 20 | 2018-07-07 | 5.8015 | 80.1985 | x | 1 | 4. Significant | 11753 | Predictive Maintenance | 91.25
1008280 | Meter Reading - Gas | B (Average): Asset is sound, operationally safe and exhibits only minor deterioration. | Category 3 (Recommended): Minor work required to prevent a deterioration of the service provided by the asset. | 20 | 2009-09-24 | 14.5845 | 63.4155 | x | 5 | 2. Minor | 10283 | Predictive Maintenance | 182.5
1008281 | Distribution Boards | A (Good): Asset is as new and can be expected to perform adequately to its full normal life if maintained appropriately. | Category 4 (Normal): No work required beyond normal maintenance. | 20 | 2015-06-01 | 8.9008 | 85.0992 | x | 4 | 4. Significant | 11754 | Predictive Maintenance | 162.5
1008282 | Distribution Boards | A (Good): Asset is as new and can be expected to perform adequately to its full normal life if maintained appropriately. | Category 4 (Normal): No work required beyond normal maintenance. | 20 | 2011-11-22 | 12.4244 | 81.5756 | x | 4 | 4. Significant | 11754 | Predictive Maintenance | 162.5
1008283 | Distribution Boards | A (Good): Asset is as new and can be expected to perform adequately to its full normal life if maintained appropriately. | Category 4 (Normal): No work required beyond normal maintenance. | 20 | 2005-06-15 | 18.8611 | 81.1389 | x | 1 | 4. Significant | 11753 | Predictive Maintenance | 162.5
1008284 | Distribution Boards | B (Average): Asset is sound, operationally safe and exhibits only minor deterioration. | Category 3 (Recommended): Minor work required to prevent a deterioration of the service provided by the asset. | 20 | 2014-04-25 | 10.0014 | 67.9986 | x | 5 | 4. Significant | 11755 | Predictive Maintenance | 91.25
1008285 | Distribution Boards | B (Average): Asset is sound, operationally safe and exhibits only minor deterioration. | Category 3 (Recommended): Minor work required to prevent a deterioration of the service provided by the asset. | 20 | 2014-02-09 | 10.2067 | 67.7933 | x | 5 | 4. Significant | 11755 | Predictive Maintenance | 91.25
1008286 | Distribution Boards | B (Average): Asset is sound, operationally safe and exhibits only minor deterioration. | Category 3 (Recommended): Minor work required to prevent a deterioration of the service provided by the asset. | 20 | 2014-07-31 | 9.7358 | 68.2642 | x | 5 | 4. Significant | 11755 | Predictive Maintenance | 91.25
1008287 | Cold Water Storage Tanks and Cisterns | B (Average): Asset is sound, operationally safe and exhibits only minor deterioration. | Category 3 (Recommended): Minor work required to prevent a deterioration of the service provided by the asset. | 25 | 2022-06-24 | 1.8371 | 76.5303 | x | 5 | 4. Significant | 10283 | Predictive Maintenance | 91.25
1008288 | Outstations | B (Average): Asset is sound, operationally safe and exhibits only minor deterioration. | Category 3 (Recommended): Minor work required to prevent a deterioration of the service provided by the asset. | 10 | 2015-05-05 | 8.9747 | 68.0507 | x | 1 | 4. Significant | 11753 | Predictive Maintenance | 91.25
1008289 | Distribution Boards | B (Average): Asset is sound, operationally safe and exhibits only minor deterioration. | Category 3 (Recommended): Minor work required to prevent a deterioration of the service provided by the asset. | 20 | 2008-09-04 | 15.6386 | 70.3614 | x | 1 | 4. Significant | 11756 | Predictive Maintenance | 91.25
1008290 | Distribution Boards | B (Average): Asset is sound, operationally safe and exhibits only minor deterioration. | Category 3 (Recommended): Minor work required to prevent a deterioration of the service provided by the asset. | 20 | 2016-09-17 | 7.603 | 78.397 | x | 1 | 4. Significant | 11756 | Predictive Maintenance | 91.25
1008291 | Point of Use Water Dispenser | B (Average): Asset is sound, operationally safe and exhibits only minor deterioration. | Category 3 (Recommended): Minor work required to prevent a deterioration of the service provided by the asset. | 15 | 2014-05-10 | 9.9603 | 72.7196 | x | 1 | 2. Minor | 11757 | Predictive Maintenance | 182.5
1008293 | Cold Water Storage Tanks and Cisterns | B (Average): Asset is sound, operationally safe and exhibits only minor deterioration. | Category 3 (Recommended): Minor work required to prevent a deterioration of the service provided by the asset. | 25 | 2014-01-29 | 10.2368 | 77.8105 | x | 1 | 4. Significant | 11758 | Predictive Maintenance | 91.25
1008294 | Unvented Hot Water Systems | A (Good): Asset is as new and can be expected to perform adequately to its full normal life if maintained appropriately. | Category 3 (Recommended): Minor work required to prevent a deterioration of the service provided by the asset. | 25 | 2004-03-09 | 20.1287 | 76.8971 | x | 1 | 4. Significant | 11759 | Predictive Maintenance | 91.25
1008295 | Expansion Vessels | B (Average): Asset is sound, operationally safe and exhibits only minor deterioration. | Category 3 (Recommended): Minor work required to prevent a deterioration of the service provided by the asset. | 15 | 2023-05-16 | 0.94456 | 84.7406 | x | 1 | 4. Significant | 11759 | Predictive Maintenance | 91.25
1008296 | Room Air Conditioners | B (Average): Asset is sound, operationally safe and exhibits only minor deterioration. | Category 3 (Recommended): Minor work required to prevent a deterioration of the service provided by the asset. | 15 | 2016-08-08 | 7.7125 | 75.7166 | x | 1 | 3. Moderate | 11756 | Predictive Maintenance | 91.25
1008297 | Ventilating Fans - General | C (Poor): Asset is operational but major repair or replacement will be needed. | Category 3 (Recommended): Minor work required to prevent a deterioration of the service provided by the asset. | 20 | 2006-03-28 | 18.078 | 53.922 | x | 1 | 2. Minor | 11756 | Predictive Maintenance | 182.5
1008298 | Pumps - General | B (Average): Asset is sound, operationally safe and exhibits only minor deterioration. | Category 3 (Recommended): Minor work required to prevent a deterioration of the service provided by the asset. | 20 | 2021-10-01 | 2.5654 | 83.4346 | x | 1 | 4. Significant | 11756 | Predictive Maintenance | 91.25
1008299 | Trace Heating - Electrical | B (Average): Asset is sound, operationally safe and exhibits only minor deterioration. | Category 3 (Recommended): Minor work required to prevent a deterioration of the service provided by the asset. | 20 | 2008-05-16 | 15.9425 | 70.0575 | x | 1 | 4. Significant | 11756 | Predictive Maintenance | 91.25
1008300 | Meter Reading - Water | B (Average): Asset is sound, operationally safe and exhibits only minor deterioration. | Category 3 (Recommended): Minor work required to prevent a deterioration of the service provided by the asset. | 20 | 2012-12-14 | 11.3621 | 74.6379 | x | 1 | 2. Minor | 11758 | Predictive Maintenance | 182.5
1008302 | Water Booster Pumps | B (Average): Asset is sound, operationally safe and exhibits only minor deterioration. | Category 3 (Recommended): Minor work required to prevent a deterioration of the service provided by the asset. | 15 | 2014-11-18 | 9.4346 | 73.4205 | x | 1 | 4. Significant | 11758 | Predictive Maintenance | 91.25
1008303 | Distribution Boards | B (Average): Asset is sound, operationally safe and exhibits only minor deterioration. | Category 3 (Recommended): Minor work required to prevent a deterioration of the service provided by the asset. | 20 | 2005-07-02 | 18.8145 | 67.1855 | x | 1 | 4. Significant | 11712 | Predictive Maintenance | 91.25
1008304 | Distribution Boards | B (Average): Asset is sound, operationally safe and exhibits only minor deterioration. | Category 3 (Recommended): Minor work required to prevent a deterioration of the service provided by the asset. | 20 | 2013-07-19 | 10.768 | 75.232 | x | 1 | 4. Significant | 11712 | Predictive Maintenance | 91.25
1008305 | Distribution Boards | B (Average): Asset is sound, operationally safe and exhibits only minor deterioration. | Category 3 (Recommended): Minor work required to prevent a deterioration of the service provided by the asset. | 20 | 2022-08-11 | 1.7057 | 84.2943 | x | 1 | 4. Significant | 11712 | Predictive Maintenance | 91.25
1008306 | Distribution Boards | B (Average): Asset is sound, operationally safe and exhibits only minor deterioration. | Category 3 (Recommended): Minor work required to prevent a deterioration of the service provided by the asset. | 20 | 2004-08-27 | 19.6605 | 66.3395 | x | 1 | 4. Significant | 11712 | Predictive Maintenance | 91.25
1008307 | Distribution Boards | B (Average): Asset is sound, operationally safe and exhibits only minor deterioration. | Category 3 (Recommended): Minor work required to prevent a deterioration of the service provided by the asset. | 20 | 2008-05-21 | 15.9288 | 70.0712 | x | 1 | 4. Significant | 11712 | Predictive Maintenance | 91.25
1008308 | Distribution Boards | B (Average): Asset is sound, operationally safe and exhibits only minor deterioration. | Category 3 (Recommended): Minor work required to prevent a deterioration of the service provided by the asset. | 20 | 2004-05-26 | 19.9151 | 66.0849 | x | 1 | 4. Significant | 11712 | Predictive Maintenance | 91.25
1008309 | Distribution Boards | B (Average): Asset is sound, operationally safe and exhibits only minor deterioration. | Category 3 (Recommended): Minor work required to prevent a deterioration of the service provided by the asset. | 20 | 2009-05-22 | 14.9268 | 71.0732 | x | 1 | 4. Significant | 11712 | Predictive Maintenance | 91.25
1008310 | Meter Reading - Electric | B (Average): Asset is sound, operationally safe and exhibits only minor deterioration. | Category 3 (Recommended): Minor work required to prevent a deterioration of the service provided by the asset. | 20 | 2004-06-24 | 19.8357 | 66.1643 | x | 1 | 2. Minor | 11712 | Predictive Maintenance | 182.5
1008311 | Meter Reading - Electric | B (Average): Asset is sound, operationally safe and exhibits only minor deterioration. | Category 3 (Recommended): Minor work required to prevent a deterioration of the service provided by the asset. | 20 | 2017-08-06 | 6.7187 | 79.2813 | x | 1 | 2. Minor | 11712 | Predictive Maintenance | 182.5
1008312 | Meter Reading - Electric | B (Average): Asset is sound, operationally safe and exhibits only minor deterioration. | Category 3 (Recommended): Minor work required to prevent a deterioration of the service provided by the asset. | 20 | 2014-08-12 | 9.7029 | 76.2971 | x | 1 | 2. Minor | 11712 | Predictive Maintenance | 182.5
1008313 | Outstations | B (Average): Asset is sound, operationally safe and exhibits only minor deterioration. | Category 3 (Recommended): Minor work required to prevent a deterioration of the service provided by the asset. | 10 | 2022-03-10 | 2.1273 | 81.7454 | x | 1 | 4. Significant | 11712 | Predictive Maintenance | 91.25
1008314 | Automatic Ticket Gates and Barriers | B (Average): Asset is sound, operationally safe and exhibits only minor deterioration. | Category 3 (Recommended): Minor work required to prevent a deterioration of the service provided by the asset. | 15 | 2023-04-21 | 1.013 | 84.6493 | x | 1 | 3. Moderate | 11713 | Predictive Maintenance | 91.25
1008315 | Automatic Ticket Gates and Barriers | B (Average): Asset is sound, operationally safe and exhibits only minor deterioration. | Category 3 (Recommended): Minor work required to prevent a deterioration of the service provided by the asset. | 15 | 2014-02-15 | 10.1903 | 72.413 | x | 1 | 3. Moderate | 11713 | Predictive Maintenance | 91.25
1008316 | Automatic Ticket Gates and Barriers | B (Average): Asset is sound, operationally safe and exhibits only minor deterioration. | Category 3 (Recommended): Minor work required to prevent a deterioration of the service provided by the asset. | 15 | 2021-07-24 | 2.7543 | 82.3276 | x | 1 | 3. Moderate | 11713 | Predictive Maintenance | 91.25
1008317 | Automatic Ticket Gates and Barriers | B (Average): Asset is sound, operationally safe and exhibits only minor deterioration. | Category 3 (Recommended): Minor work required to prevent a deterioration of the service provided by the asset. | 15 | 2013-12-05 | 10.3874 | 72.1501 | x | 1 | 3. Moderate | 11713 | Predictive Maintenance | 91.25
1008318 | Room Air Conditioners | B (Average): Asset is sound, operationally safe and exhibits only minor deterioration. | Category 3 (Recommended): Minor work required to prevent a deterioration of the service provided by the asset. | 15 | 2021-10-05 | 2.5544 | 82.5941 | x | 1 | 3. Moderate | 11713 | Predictive Maintenance | 91.25
1008319 | Automatic Ticket Gates and Barriers | B (Average): Asset is sound, operationally safe and exhibits only minor deterioration. | Category 3 (Recommended): Minor work required to prevent a deterioration of the service provided by the asset. | 15 | 2012-12-13 | 11.3648 | 70.8469 | x | 1 | 3. Moderate | 11713 | Predictive Maintenance | 91.25
1008320 | Electronic Key Storage | B (Average): Asset is sound, operationally safe and exhibits only minor deterioration. | Category 3 (Recommended): Minor work required to prevent a deterioration of the service provided by the asset. | 15 | 2014-03-17 | 10.1081 | 72.5225 | x | 1 | 3. Moderate | 11712 | Predictive Maintenance | 91.25
1008321 | Automatic Ticket Gates and Barriers | B (Average): Asset is sound, operationally safe and exhibits only minor deterioration. | Category 3 (Recommended): Minor work required to prevent a deterioration of the service provided by the asset. | 15 | 2015-01-10 | 9.2895 | 73.614 | x | 1 | 3. Moderate | 11713 | Predictive Maintenance | 91.25
1008322 | Automatic Ticket Gates and Barriers | B (Average): Asset is sound, operationally safe and exhibits only minor deterioration. | Category 3 (Recommended): Minor work required to prevent a deterioration of the service provided by the asset. | 15 | 2011-03-16 | 13.1116 | 68.5179 | x | 1 | 3. Moderate | 11713 | Predictive Maintenance | 91.25
1008323 | Automatic Ticket Gates and Barriers | B (Average): Asset is sound, operationally safe and exhibits only minor deterioration. | Category 3 (Recommended): Minor work required to prevent a deterioration of the service provided by the asset. | 15 | 2017-01-28 | 7.2389 | 76.3482 | x | 1 | 3. Moderate | 11713 | Predictive Maintenance | 91.25
1008327 | Outstations | B (Average): Asset is sound, operationally safe and exhibits only minor deterioration. | Category 3 (Recommended): Minor work required to prevent a deterioration of the service provided by the asset. | 10 | 2021-03-10 | 3.1266 | 75.7467 | x | 3 | 4. Significant | 11760 | Predictive Maintenance | 91.25
1008328 | Outstations | B (Average): Asset is sound, operationally safe and exhibits only minor deterioration. | Category 3 (Recommended): Minor work required to prevent a deterioration of the service provided by the asset. | 10 | 2021-11-01 | 2.4805 | 77.039 | x | 3 | 4. Significant | 11760 | Predictive Maintenance | 91.25
1008329 | Outstations | B (Average): Asset is sound, operationally safe and exhibits only minor deterioration. | Category 3 (Recommended): Minor work required to prevent a deterioration of the service provided by the asset. | 10 | 2015-01-04 | 9.306 | 63.3881 | x | 3 | 4. Significant | 11760 | Predictive Maintenance | 91.25
1008330 | Outstations | B (Average): Asset is sound, operationally safe and exhibits only minor deterioration. | Category 3 (Recommended): Minor work required to prevent a deterioration of the service provided by the asset. | 10 | 2021-06-08 | 2.8802 | 76.2396 | x | 3 | 4. Significant | 11760 | Predictive Maintenance | 91.25
1008331 | Outstations | B (Average): Asset is sound, operationally safe and exhibits only minor deterioration. | Category 3 (Recommended): Minor work required to prevent a deterioration of the service provided by the asset. | 10 | 2017-01-22 | 7.2553 | 67.4894 | x | 3 | 4. Significant | 11760 | Predictive Maintenance | 91.25
1008332 | Outstations | B (Average): Asset is sound, operationally safe and exhibits only minor deterioration. | Category 3 (Recommended): Minor work required to prevent a deterioration of the service provided by the asset. | 10 | 2015-01-12 | 9.2841 | 63.4319 | x | 3 | 4. Significant | 11760 | Predictive Maintenance | 91.25
1008333 | Outstations | B (Average): Asset is sound, operationally safe and exhibits only minor deterioration. | Category 3 (Recommended): Minor work required to prevent a deterioration of the service provided by the asset. | 10 | 2020-10-19 | 3.5154 | 74.9692 | x | 3 | 4. Significant | 11760 | Predictive Maintenance | 91.25
1008334 | Distribution Boards | B (Average): Asset is sound, operationally safe and exhibits only minor deterioration. | Category 3 (Recommended): Minor work required to prevent a deterioration of the service provided by the asset. | 20 | 2013-12-04 | 10.3901 | 67.6099 | x | 5 | 4. Significant | 11761 | Predictive Maintenance | 91.25
1008335 | Distribution Boards | B (Average): Asset is sound, operationally safe and exhibits only minor deterioration. | Category 3 (Recommended): Minor work required to prevent a deterioration of the service provided by the asset. | 20 | 2010-02-23 | 14.1684 | 63.8316 | x | 5 | 4. Significant | 11761 | Predictive Maintenance | 91.25
1008336 | Automatic Ticket Gates and Barriers | B (Average): Asset is sound, operationally safe and exhibits only minor deterioration. | Category 3 (Recommended): Minor work required to prevent a deterioration of the service provided by the asset. | 15 | 2015-05-13 | 8.9528 | 74.063 | x | 1 | 3. Moderate | 11713 | Predictive Maintenance | 91.25
1008337 | Outstations | B (Average): Asset is sound, operationally safe and exhibits only minor deterioration. | Category 3 (Recommended): Minor work required to prevent a deterioration of the service provided by the asset. | 10 | 2020-08-05 | 3.7207 | 74.5585 | x | 3 | 4. Significant | 11762 | Predictive Maintenance | 91.25
1008338 | Outstations | B (Average): Asset is sound, operationally safe and exhibits only minor deterioration. | Category 3 (Recommended): Minor work required to prevent a deterioration of the service provided by the asset. | 10 | 2020-04-14 | 4.0301 | 73.9398 | x | 3 | 4. Significant | 11762 | Predictive Maintenance | 91.25
1008339 | Outstations | B (Average): Asset is sound, operationally safe and exhibits only minor deterioration. | Category 3 (Recommended): Minor work required to prevent a deterioration of the service provided by the asset. | 10 | 2021-07-02 | 2.8145 | 72.371 | x | 5 | 4. Significant | 10431 | Predictive Maintenance | 91.25
1008340 | Water Booster Pumps | B (Average): Asset is sound, operationally safe and exhibits only minor deterioration. | Category 3 (Recommended): Minor work required to prevent a deterioration of the service provided by the asset. | 15 | 2019-07-25 | 4.7529 | 71.6628 | x | 5 | 4. Significant | 10431 | Predictive Maintenance | 91.25
1008341 | Cold Water Storage Tanks and Cisterns | B (Average): Asset is sound, operationally safe and exhibits only minor deterioration. | Category 3 (Recommended): Minor work required to prevent a deterioration of the service provided by the asset. | 20 | 2010-03-30 | 14.0726 | 63.9274 | x | 5 | 4. Significant | 10431 | Predictive Maintenance | 91.25
1008342 | Expansion Vessels | B (Average): Asset is sound, operationally safe and exhibits only minor deterioration. | Category 3 (Recommended): Minor work required to prevent a deterioration of the service provided by the asset. | 15 | 2019-11-04 | 4.4736 | 78.0351 | x | 2 | 4. Significant | 10258 | Predictive Maintenance | 91.25
1008343 | Expansion Vessels | B (Average): Asset is sound, operationally safe and exhibits only minor deterioration. | Category 3 (Recommended): Minor work required to prevent a deterioration of the service provided by the asset. | 15 | 2024-01-13 | 0.282 | 83.624 | x | 2 | 4. Significant | 10258 | Predictive Maintenance | 91.25
1008344 | Expansion Vessels | B (Average): Asset is sound, operationally safe and exhibits only minor deterioration. | Category 3 (Recommended): Minor work required to prevent a deterioration of the service provided by the asset. | 15 | 2014-11-29 | 9.4045 | 71.4606 | x | 2 | 4. Significant | 10258 | Predictive Maintenance | 91.25
1008345 | Outstations | B (Average): Asset is sound, operationally safe and exhibits only minor deterioration. | Category 3 (Recommended): Minor work required to prevent a deterioration of the service provided by the asset. | 10 | 2015-06-08 | 8.8816 | 60.2368 | x | 5 | 4. Significant | 10431 | Predictive Maintenance | 91.25
1008346 | Direct Fired Water Heaters | B (Average): Asset is sound, operationally safe and exhibits only minor deterioration. | Category 3 (Recommended): Minor work required to prevent a deterioration of the service provided by the asset. | 15 | 2021-07-04 | 2.809 | 80.2546 | x | 2 | 4. Significant | 10258 | Predictive Maintenance | 91.25
1008347 | Cast Resin Transformer | B (Average): Asset is sound, operationally safe and exhibits only minor deterioration. | Category 3 (Recommended): Minor work required to prevent a deterioration of the service provided by the asset. | 30 | 2001-10-23 | 22.5051 | 68.9966 | x | 2 | 5. Severe | 10258 | Predictive Maintenance | 28
1008349 | Outstations | B (Average): Asset is sound, operationally safe and exhibits only minor deterioration. | Category 3 (Recommended): Minor work required to prevent a deterioration of the service provided by the asset. | 10 | 2018-01-28 | 6.2396 | 71.5209 | x | 2 | 4. Significant | 10258 | Predictive Maintenance | 91.25
1008350 | Gas Detection/Flammable | B (Average): Asset is sound, operationally safe and exhibits only minor deterioration. | Category 3 (Recommended): Minor work required to prevent a deterioration of the service provided by the asset. | 15 | 2012-10-13 | 11.5318 | 68.6242 | x | 2 | 5. Severe | 10258 | Predictive Maintenance | 28
1008351 | Outstations | B (Average): Asset is sound, operationally safe and exhibits only minor deterioration. | Category 3 (Recommended): Minor work required to prevent a deterioration of the service provided by the asset. | 10 | 2024-01-10 | 0.29021 | 81.4196 | x | 3 | 4. Significant | 10256 | Predictive Maintenance | 91.25
1008352 | Gas Detection/Flammable | B (Average): Asset is sound, operationally safe and exhibits only minor deterioration. | Category 3 (Recommended): Minor work required to prevent a deterioration of the service provided by the asset. | 15 | 2014-06-24 | 9.8371 | 68.8839 | x | 3 | 5. Severe | 11763 | Predictive Maintenance | 28
1008353 | Expansion Vessels | B (Average): Asset is sound, operationally safe and exhibits only minor deterioration. | Category 3 (Recommended): Minor work required to prevent a deterioration of the service provided by the asset. | 15 | 2017-09-30 | 6.5681 | 73.2425 | x | 3 | 4. Significant | 10256 | Predictive Maintenance | 91.25
1008354 | Atmospheric Gas Burner Boiler - Small and/or Wall Hung for Domestic/Light Commercial Installation | B (Average): Asset is sound, operationally safe and exhibits only minor deterioration. | Category 3 (Recommended): Minor work required to prevent a deterioration of the service provided by the asset. | 10 | 2016-06-23 | 7.8385 | 66.3231 | x | 3 | 4. Significant | 10256 | Predictive Maintenance | 91.25
1008355 | Atmospheric Gas Burner Boiler - Small and/or Wall Hung for Domestic/Light Commercial Installation | B (Average): Asset is sound, operationally safe and exhibits only minor deterioration. | Category 3 (Recommended): Minor work required to prevent a deterioration of the service provided by the asset. | 10 | 2020-11-10 | 3.4552 | 75.0897 | x | 3 | 4. Significant | 10256 | Predictive Maintenance | 91.25
1008356 | Atmospheric Gas Burner Boiler - Small and/or Wall Hung for Domestic/Light Commercial Installation | B (Average): Asset is sound, operationally safe and exhibits only minor deterioration. | Category 3 (Recommended): Minor work required to prevent a deterioration of the service provided by the asset. | 10 | 2016-05-18 | 7.937 | 66.1259 | x | 3 | 4. Significant | 10256 | Predictive Maintenance | 91.25
1008357 | Atmospheric Gas Burner Boiler - Small and/or Wall Hung for Domestic/Light Commercial Installation | B (Average): Asset is sound, operationally safe and exhibits only minor deterioration. | Category 3 (Recommended): Minor work required to prevent a deterioration of the service provided by the asset. | 10 | 2019-07-11 | 4.7912 | 72.4175 | x | 3 | 4. Significant | 10256 | Predictive Maintenance | 91.25
1008358 | Atmospheric Gas Burner Boiler - Small and/or Wall Hung for Domestic/Light Commercial Installation | B (Average): Asset is sound, operationally safe and exhibits only minor deterioration. | Category 3 (Recommended): Minor work required to prevent a deterioration of the service provided by the asset. | 10 | 2023-08-09 | 0.71184 | 80.5763 | x | 3 | 4. Significant | 10256 | Predictive Maintenance | 91.25
1008359 | Atmospheric Gas Burner Boiler - Small and/or Wall Hung for Domestic/Light Commercial Installation | B (Average): Asset is sound, operationally safe and exhibits only minor deterioration. | Category 3 (Recommended): Minor work required to prevent a deterioration of the service provided by the asset. | 10 | 2022-02-05 | 2.2177 | 77.5647 | x | 3 | 4. Significant | 10256 | Predictive Maintenance | 91.25
1008360 | Atmospheric Gas Burner Boiler - Small and/or Wall Hung for Domestic/Light Commercial Installation | B (Average): Asset is sound, operationally safe and exhibits only minor deterioration. | Category 3 (Recommended): Minor work required to prevent a deterioration of the service provided by the asset. | 10 | 2021-11-06 | 2.4668 | 77.0664 | x | 3 | 4. Significant | 10256 | Predictive Maintenance | 91.25
1008361 | Atmospheric Gas Burner Boiler - Small and/or Wall Hung for Domestic/Light Commercial Installation | B (Average): Asset is sound, operationally safe and exhibits only minor deterioration. | Category 3 (Recommended): Minor work required to prevent a deterioration of the service provided by the asset. | 10 | 2023-12-17 | 0.35592 | 81.2882 | x | 3 | 4. Significant | 10256 | Predictive Maintenance | 91.25
1008362 | Atmospheric Gas Burner Boiler - Small and/or Wall Hung for Domestic/Light Commercial Installation | B (Average): Asset is sound, operationally safe and exhibits only minor deterioration. | Category 3 (Recommended): Minor work required to prevent a deterioration of the service provided by the asset. | 10 | 2018-05-16 | 5.9439 | 70.1123 | x | 3 | 4. Significant | 10256 | Predictive Maintenance | 91.25
1008363 | Atmospheric Gas Burner Boiler - Small and/or Wall Hung for Domestic/Light Commercial Installation | B (Average): Asset is sound, operationally safe and exhibits only minor deterioration. | Category 3 (Recommended): Minor work required to prevent a deterioration of the service provided by the asset. | 10 | 2023-07-06 | 0.80493 | 80.3901 | x | 3 | 4. Significant | 10256 | Predictive Maintenance | 91.25
1008364 | Atmospheric Gas Burner Boiler - Small and/or Wall Hung for Domestic/Light Commercial Installation | B (Average): Asset is sound, operationally safe and exhibits only minor deterioration. | Category 3 (Recommended): Minor work required to prevent a deterioration of the service provided by the asset. | 10 | 2018-02-06 | 6.2149 | 69.5702 | x | 3 | 4. Significant | 10256 | Predictive Maintenance | 91.25
1008365 | Heat meter, calculator and temperature probes | B (Average): Asset is sound, operationally safe and exhibits only minor deterioration. | Category 3 (Recommended): Minor work required to prevent a deterioration of the service provided by the asset. | 15 | 2017-01-19 | 7.2635 | 72.3153 | x | 3 | 2. Minor | 10257 | Predictive Maintenance | 182.5
1008366 | Hot Water Calorifiers - Heated by Electricity | B (Average): Asset is sound, operationally safe and exhibits only minor deterioration. | Category 3 (Recommended): Minor work required to prevent a deterioration of the service provided by the asset. | 25 | 2023-11-05 | 0.47091 | 81.6233 | x | 3 | 4. Significant | 10257 | Predictive Maintenance | 91.25
1008367 | Distribution Boards | B (Average): Asset is sound, operationally safe and exhibits only minor deterioration. | Category 3 (Recommended): Minor work required to prevent a deterioration of the service provided by the asset. | 20 | 2010-06-08 | 13.8809 | 68.1191 | x | 3 | 4. Significant | 10257 | Predictive Maintenance | 91.25
1008368 | Distribution Boards | B (Average): Asset is sound, operationally safe and exhibits only minor deterioration. | Category 3 (Recommended): Minor work required to prevent a deterioration of the service provided by the asset. | 20 | 2022-10-25 | 1.5003 | 80.4997 | x | 3 | 4. Significant | 10257 | Predictive Maintenance | 91.25
1008369 | Expansion Vessels | A (Good): Asset is as new and can be expected to perform adequately to its full normal life if maintained appropriately. | Category 4 (Normal): No work required beyond normal maintenance. | 15 | 2015-06-18 | 8.8542 | 84.1944 | x | 3 | 4. Significant | 10257 | Predictive Maintenance | 162.5
1008370 | Expansion Vessels | B (Average): Asset is sound, operationally safe and exhibits only minor deterioration. | Category 3 (Recommended): Minor work required to prevent a deterioration of the service provided by the asset. | 15 | 2012-08-11 | 11.7043 | 66.3943 | x | 3 | 4. Significant | 10257 | Predictive Maintenance | 91.25
1008371 | Hot Water Calorifiers - Heated by LTHW | B (Average): Asset is sound, operationally safe and exhibits only minor deterioration. | Category 3 (Recommended): Minor work required to prevent a deterioration of the service provided by the asset. | 20 | 2010-08-05 | 13.7221 | 68.2779 | x | 3 | 4. Significant | 10257 | Predictive Maintenance | 91.25
1008372 | Outstations | B (Average): Asset is sound, operationally safe and exhibits only minor deterioration. | Category 3 (Recommended): Minor work required to prevent a deterioration of the service provided by the asset. | 10 | 2015-08-10 | 8.7091 | 64.5818 | x | 3 | 4. Significant | 11763 | Predictive Maintenance | 91.25
1008373 | Fire Alarm System | A (Good): Asset is as new and can be expected to perform adequately to its full normal life if maintained appropriately. | Category 4 (Normal): No work required beyond normal maintenance. | 15 | 2018-11-22 | 5.4237 | 92.7684 | x | 1 | 5. Severe | 11764 | Predictive Maintenance | 162.5
1008376 | Outstations | B (Average): Asset is sound, operationally safe and exhibits only minor deterioration. | Category 3 (Recommended): Minor work required to prevent a deterioration of the service provided by the asset. | 10 | 2017-03-14 | 7.1157 | 71.7687 | x | 1 | 4. Significant | 10259 | Predictive Maintenance | 91.25
1008377 | Gas Detection/Flammable | B (Average): Asset is sound, operationally safe and exhibits only minor deterioration. | Category 3 (Recommended): Minor work required to prevent a deterioration of the service provided by the asset. | 15 | 2010-10-07 | 13.5496 | 67.9338 | x | 1 | 5. Severe | 10259 | Predictive Maintenance | 28
1008378 | Atmospheric Gas Burner Boiler - Small and/or Wall Hung for Domestic/Light Commercial Installation | B (Average): Asset is sound, operationally safe and exhibits only minor deterioration. | Category 3 (Recommended): Minor work required to prevent a deterioration of the service provided by the asset. | 10 | 2016-06-01 | 7.8987 | 70.2026 | x | 1 | 4. Significant | 10259 | Predictive Maintenance | 91.25
1008379 | Atmospheric Gas Burner Boiler - Small and/or Wall Hung for Domestic/Light Commercial Installation | B (Average): Asset is sound, operationally safe and exhibits only minor deterioration. | Category 3 (Recommended): Minor work required to prevent a deterioration of the service provided by the asset. | 10 | 2023-06-12 | 0.87064 | 84.2587 | x | 1 | 4. Significant | 10259 | Predictive Maintenance | 91.25
1008380 | Meter Reading - Electric | B (Average): Asset is sound, operationally safe and exhibits only minor deterioration. | Category 3 (Recommended): Minor work required to prevent a deterioration of the service provided by the asset. | 20 | 2010-03-24 | 14.089 | 71.911 | x | 1 | 2. Minor | 11766 | Predictive Maintenance | 182.5
1008381 | Meter Reading - Electric | B (Average): Asset is sound, operationally safe and exhibits only minor deterioration. | Category 3 (Recommended): Minor work required to prevent a deterioration of the service provided by the asset. | 20 | 2011-05-27 | 12.9144 | 73.0856 | x | 1 | 2. Minor | 11766 | Predictive Maintenance | 182.5
1008382 | Distribution Boards | B (Average): Asset is sound, operationally safe and exhibits only minor deterioration. | Category 3 (Recommended): Minor work required to prevent a deterioration of the service provided by the asset. | 20 | 2010-08-30 | 13.6537 | 72.3463 | x | 1 | 4. Significant | 11766 | Predictive Maintenance | 91.25
1008383 | Distribution Boards | B (Average): Asset is sound, operationally safe and exhibits only minor deterioration. | Category 3 (Recommended): Minor work required to prevent a deterioration of the service provided by the asset. | 20 | 2004-09-07 | 19.6304 | 66.3696 | x | 1 | 4. Significant | 11766 | Predictive Maintenance | 91.25
1008384 | Distribution Boards | B (Average): Asset is sound, operationally safe and exhibits only minor deterioration. | Category 3 (Recommended): Minor work required to prevent a deterioration of the service provided by the asset. | 20 | 2017-01-04 | 7.3046 | 78.6954 | x | 1 | 4. Significant | 11766 | Predictive Maintenance | 91.25
1008385 | Distribution Boards | B (Average): Asset is sound, operationally safe and exhibits only minor deterioration. | Category 3 (Recommended): Minor work required to prevent a deterioration of the service provided by the asset. | 20 | 2018-01-19 | 6.2642 | 79.7358 | x | 1 | 4. Significant | 11767 | Predictive Maintenance | 91.25
1008386 | Distribution Boards | B (Average): Asset is sound, operationally safe and exhibits only minor deterioration. | Category 3 (Recommended): Minor work required to prevent a deterioration of the service provided by the asset. | 20 | 2013-04-29 | 10.9897 | 75.0103 | x | 1 | 4. Significant | 11767 | Predictive Maintenance | 91.25
1008387 | Distribution Boards | B (Average): Asset is sound, operationally safe and exhibits only minor deterioration. | Category 3 (Recommended): Minor work required to prevent a deterioration of the service provided by the asset. | 20 | 2018-02-20 | 6.1766 | 79.8234 | x | 1 | 4. Significant | 11767 | Predictive Maintenance | 91.25
1008389 | Expansion Vessels | B (Average): Asset is sound, operationally safe and exhibits only minor deterioration. | Category 3 (Recommended): Minor work required to prevent a deterioration of the service provided by the asset. | 15 | 2013-01-11 | 11.2854 | 68.9528 | x | 2 | 4. Significant | 10260 | Predictive Maintenance | 91.25
1008390 | Hot Water Calorifiers - Heated by LTHW | B (Average): Asset is sound, operationally safe and exhibits only minor deterioration. | Category 3 (Recommended): Minor work required to prevent a deterioration of the service provided by the asset. | 20 | 2017-12-15 | 6.36 | 77.64 | x | 2 | 4. Significant | 10260 | Predictive Maintenance | 91.25
1008391 | Distribution Boards | B (Average): Asset is sound, operationally safe and exhibits only minor deterioration. | Category 3 (Recommended): Minor work required to prevent a deterioration of the service provided by the asset. | 20 | 2019-01-14 | 5.2786 | 78.7214 | x | 2 | 4. Significant | 11768 | Predictive Maintenance | 91.25
1008392 | Distribution Boards | B (Average): Asset is sound, operationally safe and exhibits only minor deterioration. | Category 3 (Recommended): Minor work required to prevent a deterioration of the service provided by the asset. | 20 | 2009-06-20 | 14.8474 | 69.1526 | x | 2 | 4. Significant | 11768 | Predictive Maintenance | 91.25
1008393 | Distribution Boards | B (Average): Asset is sound, operationally safe and exhibits only minor deterioration. | Category 3 (Recommended): Minor work required to prevent a deterioration of the service provided by the asset. | 20 | 2023-11-17 | 0.43806 | 83.5619 | x | 2 | 4. Significant | 11768 | Predictive Maintenance | 91.25
1008394 | Ventilating Fans - General | B (Average): Asset is sound, operationally safe and exhibits only minor deterioration. | Category 3 (Recommended): Minor work required to prevent a deterioration of the service provided by the asset. | 20 | 2019-06-27 | 4.8296 | 79.1704 | x | 2 | 2. Minor | 11769 | Predictive Maintenance | 182.5
1008395 | Distribution Boards | B (Average): Asset is sound, operationally safe and exhibits only minor deterioration. | Category 3 (Recommended): Minor work required to prevent a deterioration of the service provided by the asset. | 20 | 2021-11-24 | 2.4175 | 81.5825 | x | 2 | 4. Significant | 11769 | Predictive Maintenance | 91.25
1008396 | Distribution Boards | B (Average): Asset is sound, operationally safe and exhibits only minor deterioration. | Category 3 (Recommended): Minor work required to prevent a deterioration of the service provided by the asset. | 20 | 2004-07-28 | 19.7426 | 64.2574 | x | 2 | 4. Significant | 11769 | Predictive Maintenance | 91.25
1008398 | Hot Water Calorifiers - Heated by Electricity | C (Poor): Asset is operational but major repair or replacement will be needed. | Category 3 (Recommended): Minor work required to prevent a deterioration of the service provided by the asset. | 25 | 2013-06-18 | 10.8528 | 55.3177 | x | 5 | 4. Significant | 10268 | Predictive Maintenance | 91.25
1008400 | Hot Water Calorifiers - Heated by Electricity | C (Poor): Asset is operational but major repair or replacement will be needed. | Category 3 (Recommended): Minor work required to prevent a deterioration of the service provided by the asset. | 25 | 2001-01-15 | 23.2745 | 45.3804 | x | 5 | 4. Significant | 10268 | Predictive Maintenance | 91.25
1008405 | Distribution Boards | B (Average): Asset is sound, operationally safe and exhibits only minor deterioration. | Category 3 (Recommended): Minor work required to prevent a deterioration of the service provided by the asset. | 20 | 2006-07-03 | 17.8125 | 64.1875 | x | 3 | 4. Significant | 11771 | Predictive Maintenance | 91.25
1008406 | Distribution Boards | B (Average): Asset is sound, operationally safe and exhibits only minor deterioration. | Category 3 (Recommended): Minor work required to prevent a deterioration of the service provided by the asset. | 20 | 2013-02-17 | 11.1841 | 70.8159 | x | 3 | 4. Significant | 11771 | Predictive Maintenance | 91.25
1008409 | Distribution Boards | B (Average): Asset is sound, operationally safe and exhibits only minor deterioration. | Category 3 (Recommended): Minor work required to prevent a deterioration of the service provided by the asset. | 20 | 2014-01-18 | 10.2669 | 71.7331 | x | 3 | 4. Significant | 11772 | Predictive Maintenance | 91.25
1008410 | Distribution Boards | B (Average): Asset is sound, operationally safe and exhibits only minor deterioration. | Category 3 (Recommended): Minor work required to prevent a deterioration of the service provided by the asset. | 20 | 2019-02-25 | 5.1636 | 76.8364 | x | 3 | 4. Significant | 11772 | Predictive Maintenance | 91.25
1008411 | Distribution Boards | B (Average): Asset is sound, operationally safe and exhibits only minor deterioration. | Category 3 (Recommended): Minor work required to prevent a deterioration of the service provided by the asset. | 20 | 2010-01-21 | 14.2587 | 67.7413 | x | 3 | 4. Significant | 11772 | Predictive Maintenance | 91.25
1008412 | Distribution Boards | B (Average): Asset is sound, operationally safe and exhibits only minor deterioration. | Category 3 (Recommended): Minor work required to prevent a deterioration of the service provided by the asset. | 20 | 2021-10-22 | 2.5079 | 79.4921 | x | 3 | 4. Significant | 11772 | Predictive Maintenance | 91.25
1008413 | Fire Alarm System | A (Good): Asset is as new and can be expected to perform adequately to its full normal life if maintained appropriately. | Category 4 (Normal): No work required beyond normal maintenance. | 15 | 2011-03-09 | 13.1307 | 78.4924 | x | 3 | 5. Severe | 11773 | Predictive Maintenance | 162.5
1008417 | Distribution Boards | B (Average): Asset is sound, operationally safe and exhibits only minor deterioration. | Category 3 (Recommended): Minor work required to prevent a deterioration of the service provided by the asset. | 20 | 2007-12-17 | 16.3559 | 65.6441 | x | 3 | 4. Significant | 11774 | Predictive Maintenance | 91.25
1008418 | Distribution Boards | B (Average): Asset is sound, operationally safe and exhibits only minor deterioration. | Category 3 (Recommended): Minor work required to prevent a deterioration of the service provided by the asset. | 20 | 2010-12-06 | 13.3854 | 68.6146 | x | 3 | 4. Significant | 11774 | Predictive Maintenance | 91.25
1008419 | Distribution Boards | B (Average): Asset is sound, operationally safe and exhibits only minor deterioration. | Category 3 (Recommended): Minor work required to prevent a deterioration of the service provided by the asset. | 20 | 2020-07-23 | 3.7563 | 78.2437 | x | 3 | 4. Significant | 11774 | Predictive Maintenance | 91.25
1008424 | Distribution Boards | B (Average): Asset is sound, operationally safe and exhibits only minor deterioration. | Category 3 (Recommended): Minor work required to prevent a deterioration of the service provided by the asset. | 20 | 2011-01-29 | 13.2375 | 70.7625 | x | 2 | 4. Significant | 11776 | Predictive Maintenance | 91.25
1008425 | Distribution Boards | B (Average): Asset is sound, operationally safe and exhibits only minor deterioration. | Category 3 (Recommended): Minor work required to prevent a deterioration of the service provided by the asset. | 20 | 2015-10-01 | 8.5667 | 75.4333 | x | 2 | 4. Significant | 11776 | Predictive Maintenance | 91.25
1008426 | Distribution Boards | B (Average): Asset is sound, operationally safe and exhibits only minor deterioration. | Category 3 (Recommended): Minor work required to prevent a deterioration of the service provided by the asset. | 20 | 2016-01-21 | 8.2601 | 75.7399 | x | 2 | 4. Significant | 11776 | Predictive Maintenance | 91.25
1008435 | Distribution Boards | B (Average): Asset is sound, operationally safe and exhibits only minor deterioration. | Category 3 (Recommended): Minor work required to prevent a deterioration of the service provided by the asset. | 20 | 2012-03-03 | 12.1451 | 73.8549 | x | 1 | 4. Significant | 10279 | Predictive Maintenance | 91.25
1008436 | Distribution Boards | B (Average): Asset is sound, operationally safe and exhibits only minor deterioration. | Category 3 (Recommended): Minor work required to prevent a deterioration of the service provided by the asset. | 20 | 2013-05-27 | 10.9131 | 75.0869 | x | 1 | 4. Significant | 10279 | Predictive Maintenance | 91.25
1008445 | Distribution Boards | B (Average): Asset is sound, operationally safe and exhibits only minor deterioration. | Category 3 (Recommended): Minor work required to prevent a deterioration of the service provided by the asset. | 20 | 2020-06-16 | 3.8576 | 78.1424 | x | 3 | 4. Significant | 10269 | Predictive Maintenance | 91.25
1008446 | Distribution Boards | B (Average): Asset is sound, operationally safe and exhibits only minor deterioration. | Category 3 (Recommended): Minor work required to prevent a deterioration of the service provided by the asset. | 20 | 2010-03-03 | 14.1465 | 67.8535 | x | 3 | 4. Significant | 10269 | Predictive Maintenance | 91.25
1008447 | Gas Detection/Flammable | B (Average): Asset is sound, operationally safe and exhibits only minor deterioration. | Category 3 (Recommended): Minor work required to prevent a deterioration of the service provided by the asset. | 15 | 2011-12-12 | 12.3696 | 65.5072 | x | 3 | 5. Severe | 10269 | Predictive Maintenance | 28
1008448 | Outstations | B (Average): Asset is sound, operationally safe and exhibits only minor deterioration. | Category 3 (Recommended): Minor work required to prevent a deterioration of the service provided by the asset. | 10 | 2023-06-05 | 0.8898 | 80.2204 | x | 3 | 4. Significant | 10269 | Predictive Maintenance | 91.25
1008449 | Expansion Vessels | B (Average): Asset is sound, operationally safe and exhibits only minor deterioration. | Category 3 (Recommended): Minor work required to prevent a deterioration of the service provided by the asset. | 15 | 2018-09-28 | 5.5743 | 74.5676 | x | 3 | 4. Significant | 10269 | Predictive Maintenance | 91.25
1008450 | Atmospheric Gas Burner Boiler - Small and/or Wall Hung for Domestic/Light Commercial Installation | B (Average): Asset is sound, operationally safe and exhibits only minor deterioration. | Category 3 (Recommended): Minor work required to prevent a deterioration of the service provided by the asset. | 10 | 2022-04-26 | 1.9986 | 78.0027 | x | 3 | 4. Significant | 10269 | Predictive Maintenance | 91.25
1008451 | Atmospheric Gas Burner Boiler - Small and/or Wall Hung for Domestic/Light Commercial Installation | B (Average): Asset is sound, operationally safe and exhibits only minor deterioration. | Category 3 (Recommended): Minor work required to prevent a deterioration of the service provided by the asset. | 10 | 2015-09-24 | 8.5859 | 64.8282 | x | 3 | 4. Significant | 10269 | Predictive Maintenance | 91.25
1008452 | Atmospheric Gas Burner Boiler - Small and/or Wall Hung for Domestic/Light Commercial Installation | B (Average): Asset is sound, operationally safe and exhibits only minor deterioration. | Category 3 (Recommended): Minor work required to prevent a deterioration of the service provided by the asset. | 10 | 2021-09-08 | 2.6283 | 76.7433 | x | 3 | 4. Significant | 10269 | Predictive Maintenance | 91.25
1008453 | Insect Killer | B (Average): Asset is sound, operationally safe and exhibits only minor deterioration. | Category 3 (Recommended): Minor work required to prevent a deterioration of the service provided by the asset. | 8 | 2021-05-03 | 2.9788 | 70.553 | x | 5 | 2. Minor | 11781 | Predictive Maintenance | 182.5
1008455 | Kitchen Hood Fire Suppression | B (Average): Asset is sound, operationally safe and exhibits only minor deterioration. | Category 3 (Recommended): Minor work required to prevent a deterioration of the service provided by the asset. | 20 | 2007-02-23 | 17.1691 | 60.8309 | x | 5 | 5. Severe | 11783 | Predictive Maintenance | 28
1008456 | Ventilating Fans - General | B (Average): Asset is sound, operationally safe and exhibits only minor deterioration. | Category 3 (Recommended): Minor work required to prevent a deterioration of the service provided by the asset. | 20 | 2008-09-27 | 15.5756 | 62.4244 | x | 5 | 2. Minor | 11783 | Predictive Maintenance | 182.5
1008457 | Ventilating Fans - General | B (Average): Asset is sound, operationally safe and exhibits only minor deterioration. | Category 3 (Recommended): Minor work required to prevent a deterioration of the service provided by the asset. | 20 | 2024-01-15 | 0.27652 | 77.7235 | x | 5 | 2. Minor | 11783 | Predictive Maintenance | 182.5
1008458 | Ventilating Fans - General | B (Average): Asset is sound, operationally safe and exhibits only minor deterioration. | Category 3 (Recommended): Minor work required to prevent a deterioration of the service provided by the asset. | 20 | 2013-01-02 | 11.3101 | 66.6899 | x | 5 | 2. Minor | 11783 | Predictive Maintenance | 182.5
1008459 | Ventilating Fans - General | B (Average): Asset is sound, operationally safe and exhibits only minor deterioration. | Category 3 (Recommended): Minor work required to prevent a deterioration of the service provided by the asset. | 20 | 2020-12-15 | 3.3593 | 74.6407 | x | 5 | 2. Minor | 11783 | Predictive Maintenance | 182.5
1008460 | Ventilating Fans - General | B (Average): Asset is sound, operationally safe and exhibits only minor deterioration. | Category 3 (Recommended): Minor work required to prevent a deterioration of the service provided by the asset. | 20 | 2007-06-30 | 16.8214 | 61.1786 | x | 5 | 2. Minor | 11783 | Predictive Maintenance | 182.5
1008461 | Distribution Boards | B (Average): Asset is sound, operationally safe and exhibits only minor deterioration. | Category 3 (Recommended): Minor work required to prevent a deterioration of the service provided by the asset. | 20 | 2022-08-29 | 1.6564 | 76.3436 | x | 5 | 4. Significant | 11783 | Predictive Maintenance | 91.25
1008462 | Distribution Boards | B (Average): Asset is sound, operationally safe and exhibits only minor deterioration. | Category 3 (Recommended): Minor work required to prevent a deterioration of the service provided by the asset. | 20 | 2020-09-27 | 3.5756 | 74.4244 | x | 5 | 4. Significant | 11783 | Predictive Maintenance | 91.25
1008463 | Distribution Boards | B (Average): Asset is sound, operationally safe and exhibits only minor deterioration. | Category 3 (Recommended): Minor work required to prevent a deterioration of the service provided by the asset. | 20 | 2005-02-03 | 19.2225 | 58.7775 | x | 5 | 4. Significant | 11783 | Predictive Maintenance | 91.25
1008464 | Distribution Boards | B (Average): Asset is sound, operationally safe and exhibits only minor deterioration. | Category 3 (Recommended): Minor work required to prevent a deterioration of the service provided by the asset. | 20 | 2010-10-09 | 13.5441 | 64.4559 | x | 5 | 4. Significant | 11783 | Predictive Maintenance | 91.25
1008465 | Smoke Relief - Powered Smoke and Heat Exhaust Ventilators | B (Average): Asset is sound, operationally safe and exhibits only minor deterioration. | Category 3 (Recommended): Minor work required to prevent a deterioration of the service provided by the asset. | 30 | 1996-12-22 | 27.3402 | 61.7732 | x | 4 | 5. Severe | 11784 | Predictive Maintenance | 28
1008466 | Distribution Boards | B (Average): Asset is sound, operationally safe and exhibits only minor deterioration. | Category 3 (Recommended): Minor work required to prevent a deterioration of the service provided by the asset. | 20 | 2012-03-14 | 12.115 | 67.885 | x | 4 | 4. Significant | 11785 | Predictive Maintenance | 91.25
1008467 | Distribution Boards | B (Average): Asset is sound, operationally safe and exhibits only minor deterioration. | Category 3 (Recommended): Minor work required to prevent a deterioration of the service provided by the asset. | 20 | 2013-04-16 | 11.0253 | 68.9747 | x | 4 | 4. Significant | 11785 | Predictive Maintenance | 91.25
1008468 | Distribution Boards | B (Average): Asset is sound, operationally safe and exhibits only minor deterioration. | Category 3 (Recommended): Minor work required to prevent a deterioration of the service provided by the asset. | 20 | 2020-07-07 | 3.8001 | 76.1999 | x | 4 | 4. Significant | 11785 | Predictive Maintenance | 91.25
1008469 | Smoke Relief - Powered Smoke and Heat Exhaust Ventilators | B (Average): Asset is sound, operationally safe and exhibits only minor deterioration. | Category 3 (Recommended): Minor work required to prevent a deterioration of the service provided by the asset. | 30 | 2015-10-06 | 8.553 | 74.298 | x | 4 | 5. Severe | 11786 | Predictive Maintenance | 28
1008470 | Distribution Boards | B (Average): Asset is sound, operationally safe and exhibits only minor deterioration. | Category 3 (Recommended): Minor work required to prevent a deterioration of the service provided by the asset. | 20 | 2010-03-02 | 14.1492 | 65.8508 | x | 4 | 4. Significant | 11787 | Predictive Maintenance | 91.25
1008471 | Distribution Boards | B (Average): Asset is sound, operationally safe and exhibits only minor deterioration. | Category 3 (Recommended): Minor work required to prevent a deterioration of the service provided by the asset. | 20 | 2013-05-31 | 10.9021 | 69.0979 | x | 4 | 4. Significant | 11787 | Predictive Maintenance | 91.25
1008472 | Distribution Boards | B (Average): Asset is sound, operationally safe and exhibits only minor deterioration. | Category 3 (Recommended): Minor work required to prevent a deterioration of the service provided by the asset. | 20 | 2018-05-22 | 5.9274 | 74.0726 | x | 4 | 4. Significant | 11787 | Predictive Maintenance | 91.25
1008473 | Ventilating Fans - General | B (Average): Asset is sound, operationally safe and exhibits only minor deterioration. | Category 3 (Recommended): Minor work required to prevent a deterioration of the service provided by the asset. | 20 | 2004-10-07 | 19.5483 | 64.4517 | x | 2 | 2. Minor | 11788 | Predictive Maintenance | 182.5
1008474 | Distribution Boards | B (Average): Asset is sound, operationally safe and exhibits only minor deterioration. | Category 3 (Recommended): Minor work required to prevent a deterioration of the service provided by the asset. | 20 | 2021-07-16 | 2.7762 | 81.2238 | x | 2 | 4. Significant | 11788 | Predictive Maintenance | 91.25
1008475 | Distribution Boards | B (Average): Asset is sound, operationally safe and exhibits only minor deterioration. | Category 3 (Recommended): Minor work required to prevent a deterioration of the service provided by the asset. | 20 | 2012-05-23 | 11.9233 | 72.0767 | x | 2 | 4. Significant | 11788 | Predictive Maintenance | 91.25
1008476 | Distribution Boards | B (Average): Asset is sound, operationally safe and exhibits only minor deterioration. | Category 3 (Recommended): Minor work required to prevent a deterioration of the service provided by the asset. | 20 | 2015-03-19 | 9.1034 | 74.8966 | x | 2 | 4. Significant | 11788 | Predictive Maintenance | 91.25
1008477 | Distribution Boards | B (Average): Asset is sound, operationally safe and exhibits only minor deterioration. | Category 3 (Recommended): Minor work required to prevent a deterioration of the service provided by the asset. | 20 | 2021-03-29 | 3.0746 | 80.9254 | x | 2 | 4. Significant | 11788 | Predictive Maintenance | 91.25
1008478 | Distribution Boards | B (Average): Asset is sound, operationally safe and exhibits only minor deterioration. | Category 3 (Recommended): Minor work required to prevent a deterioration of the service provided by the asset. | 20 | 2010-01-04 | 14.3053 | 69.6947 | x | 2 | 4. Significant | 11789 | Predictive Maintenance | 91.25
1008479 | Distribution Boards | B (Average): Asset is sound, operationally safe and exhibits only minor deterioration. | Category 3 (Recommended): Minor work required to prevent a deterioration of the service provided by the asset. | 20 | 2021-04-24 | 3.0034 | 80.9966 | x | 2 | 4. Significant | 11789 | Predictive Maintenance | 91.25
1008480 | Distribution Boards | B (Average): Asset is sound, operationally safe and exhibits only minor deterioration. | Category 3 (Recommended): Minor work required to prevent a deterioration of the service provided by the asset. | 20 | 2007-10-25 | 16.501 | 67.499 | x | 2 | 4. Significant | 11789 | Predictive Maintenance | 91.25
1008481 | Distribution Boards | B (Average): Asset is sound, operationally safe and exhibits only minor deterioration. | Category 3 (Recommended): Minor work required to prevent a deterioration of the service provided by the asset. | 20 | 2009-04-09 | 15.0445 | 68.9555 | x | 2 | 4. Significant | 11790 | Predictive Maintenance | 91.25
1008482 | Distribution Boards | B (Average): Asset is sound, operationally safe and exhibits only minor deterioration. | Category 3 (Recommended): Minor work required to prevent a deterioration of the service provided by the asset. | 20 | 2012-06-25 | 11.833 | 72.167 | x | 2 | 4. Significant | 11790 | Predictive Maintenance | 91.25
1008483 | Distribution Boards | B (Average): Asset is sound, operationally safe and exhibits only minor deterioration. | Category 3 (Recommended): Minor work required to prevent a deterioration of the service provided by the asset. | 20 | 2019-05-02 | 4.9829 | 79.0171 | x | 2 | 4. Significant | 11790 | Predictive Maintenance | 91.25
1008484 | Distribution Boards | B (Average): Asset is sound, operationally safe and exhibits only minor deterioration. | Category 3 (Recommended): Minor work required to prevent a deterioration of the service provided by the asset. | 20 | 2015-04-07 | 9.0513 | 74.9487 | x | 2 | 4. Significant | 11790 | Predictive Maintenance | 91.25
1008485 | Distribution Boards | B (Average): Asset is sound, operationally safe and exhibits only minor deterioration. | Category 3 (Recommended): Minor work required to prevent a deterioration of the service provided by the asset. | 20 | 2018-04-22 | 6.0096 | 77.9904 | x | 2 | 4. Significant | 11790 | Predictive Maintenance | 91.25
1008486 | Distribution Boards | B (Average): Asset is sound, operationally safe and exhibits only minor deterioration. | Category 3 (Recommended): Minor work required to prevent a deterioration of the service provided by the asset. | 20 | 2016-01-12 | 8.2847 | 75.7153 | x | 2 | 4. Significant | 11790 | Predictive Maintenance | 91.25
1008487 | Distribution Boards | B (Average): Asset is sound, operationally safe and exhibits only minor deterioration. | Category 3 (Recommended): Minor work required to prevent a deterioration of the service provided by the asset. | 20 | 2008-04-05 | 16.0548 | 65.9452 | x | 3 | 4. Significant | 11791 | Predictive Maintenance | 91.25
1008488 | Distribution Boards | B (Average): Asset is sound, operationally safe and exhibits only minor deterioration. | Category 3 (Recommended): Minor work required to prevent a deterioration of the service provided by the asset. | 20 | 2004-06-28 | 19.8248 | 62.1752 | x | 3 | 4. Significant | 11791 | Predictive Maintenance | 91.25
1008489 | Distribution Boards | B (Average): Asset is sound, operationally safe and exhibits only minor deterioration. | Category 3 (Recommended): Minor work required to prevent a deterioration of the service provided by the asset. | 20 | 2009-05-22 | 14.9268 | 67.0732 | x | 3 | 4. Significant | 11791 | Predictive Maintenance | 91.25
1008491 | Distribution Boards | B (Average): Asset is sound, operationally safe and exhibits only minor deterioration. | Category 3 (Recommended): Minor work required to prevent a deterioration of the service provided by the asset. | 20 | 2005-08-16 | 18.6913 | 63.3087 | x | 3 | 4. Significant | 11793 | Predictive Maintenance | 91.25
1008492 | Distribution Boards | B (Average): Asset is sound, operationally safe and exhibits only minor deterioration. | Category 3 (Recommended): Minor work required to prevent a deterioration of the service provided by the asset. | 20 | 2014-04-24 | 10.0041 | 71.9959 | x | 3 | 4. Significant | 11793 | Predictive Maintenance | 91.25
1008493 | Distribution Boards | B (Average): Asset is sound, operationally safe and exhibits only minor deterioration. | Category 3 (Recommended): Minor work required to prevent a deterioration of the service provided by the asset. | 20 | 2007-12-11 | 16.3723 | 65.6277 | x | 3 | 4. Significant | 11793 | Predictive Maintenance | 91.25
1008494 | Distribution Boards | B (Average): Asset is sound, operationally safe and exhibits only minor deterioration. | Category 3 (Recommended): Minor work required to prevent a deterioration of the service provided by the asset. | 20 | 2021-03-29 | 3.0746 | 78.9254 | x | 3 | 4. Significant | 11793 | Predictive Maintenance | 91.25
1008495 | Distribution Boards | B (Average): Asset is sound, operationally safe and exhibits only minor deterioration. | Category 3 (Recommended): Minor work required to prevent a deterioration of the service provided by the asset. | 20 | 2022-12-15 | 1.3607 | 80.6393 | x | 3 | 4. Significant | 11794 | Predictive Maintenance | 91.25
1008496 | Distribution Boards | B (Average): Asset is sound, operationally safe and exhibits only minor deterioration. | Category 3 (Recommended): Minor work required to prevent a deterioration of the service provided by the asset. | 20 | 2018-07-12 | 5.7878 | 76.2122 | x | 3 | 4. Significant | 11794 | Predictive Maintenance | 91.25
1008497 | Distribution Boards | B (Average): Asset is sound, operationally safe and exhibits only minor deterioration. | Category 3 (Recommended): Minor work required to prevent a deterioration of the service provided by the asset. | 20 | 2021-06-28 | 2.8255 | 79.1745 | x | 3 | 4. Significant | 11794 | Predictive Maintenance | 91.25
1008500 | Point of Use Water Dispenser | B (Average): Asset is sound, operationally safe and exhibits only minor deterioration. | Category 3 (Recommended): Minor work required to prevent a deterioration of the service provided by the asset. | 15 | 2022-08-17 | 1.6893 | 75.7477 | x | 5 | 2. Minor | 11795 | Predictive Maintenance | 182.5
1008501 | Roller Shutter Doors | B (Average): Asset is sound, operationally safe and exhibits only minor deterioration. | Category 3 (Recommended): Minor work required to prevent a deterioration of the service provided by the asset. | 15 | 2018-06-01 | 5.9001 | 70.1332 | x | 5 | 3. Moderate | 11795 | Predictive Maintenance | 91.25
1008502 | Ventilating Fans - General | B (Average): Asset is sound, operationally safe and exhibits only minor deterioration. | Category 3 (Recommended): Minor work required to prevent a deterioration of the service provided by the asset. | 20 | 2022-12-19 | 1.3498 | 76.6502 | x | 5 | 2. Minor | 11781 | Predictive Maintenance | 182.5
1008503 | Distribution Boards | B (Average): Asset is sound, operationally safe and exhibits only minor deterioration. | Category 3 (Recommended): Minor work required to prevent a deterioration of the service provided by the asset. | 20 | 2010-03-14 | 14.1164 | 63.8836 | x | 5 | 4. Significant | 10273 | Predictive Maintenance | 91.25
1008504 | Distribution Boards | B (Average): Asset is sound, operationally safe and exhibits only minor deterioration. | Category 3 (Recommended): Minor work required to prevent a deterioration of the service provided by the asset. | 20 | 2007-11-18 | 16.4353 | 61.5647 | x | 5 | 4. Significant | 10273 | Predictive Maintenance | 91.25
1008505 | Distribution Boards | B (Average): Asset is sound, operationally safe and exhibits only minor deterioration. | Category 3 (Recommended): Minor work required to prevent a deterioration of the service provided by the asset. | 20 | 2007-05-07 | 16.9692 | 61.0308 | x | 5 | 4. Significant | 10273 | Predictive Maintenance | 91.25
1008506 | Distribution Boards | B (Average): Asset is sound, operationally safe and exhibits only minor deterioration. | Category 3 (Recommended): Minor work required to prevent a deterioration of the service provided by the asset. | 20 | 2013-06-12 | 10.8693 | 67.1307 | x | 5 | 4. Significant | 10273 | Predictive Maintenance | 91.25
1008507 | Distribution Boards | B (Average): Asset is sound, operationally safe and exhibits only minor deterioration. | Category 3 (Recommended): Minor work required to prevent a deterioration of the service provided by the asset. | 20 | 2015-04-04 | 9.0595 | 68.9405 | x | 5 | 4. Significant | 10273 | Predictive Maintenance | 91.25
1008508 | Distribution Boards | B (Average): Asset is sound, operationally safe and exhibits only minor deterioration. | Category 3 (Recommended): Minor work required to prevent a deterioration of the service provided by the asset. | 20 | 2016-02-05 | 8.219 | 69.781 | x | 5 | 4. Significant | 10273 | Predictive Maintenance | 91.25
1008513 | Fire Alarm System | B (Average): Asset is sound, operationally safe and exhibits only minor deterioration. | Category 3 (Recommended): Minor work required to prevent a deterioration of the service provided by the asset. | 15 | 2023-02-27 | 1.1581 | 76.4559 | x | 5 | 5. Severe | 11798 | Predictive Maintenance | 28
1008514 | Smoke Relief - Powered Smoke and Heat Exhaust Ventilators | B (Average): Asset is sound, operationally safe and exhibits only minor deterioration. | Category 3 (Recommended): Minor work required to prevent a deterioration of the service provided by the asset. | 30 | 2020-09-08 | 3.6277 | 77.5816 | x | 4 | 5. Severe | 11799 | Predictive Maintenance | 28
1008515 | Distribution Boards | B (Average): Asset is sound, operationally safe and exhibits only minor deterioration. | Category 3 (Recommended): Minor work required to prevent a deterioration of the service provided by the asset. | 20 | 2016-07-06 | 7.8029 | 72.1971 | x | 4 | 4. Significant | 11800 | Predictive Maintenance | 91.25
1008516 | Distribution Boards | B (Average): Asset is sound, operationally safe and exhibits only minor deterioration. | Category 3 (Recommended): Minor work required to prevent a deterioration of the service provided by the asset. | 20 | 2008-08-23 | 15.6715 | 64.3285 | x | 4 | 4. Significant | 11800 | Predictive Maintenance | 91.25
1008517 | Cold Water Storage Tanks and Cisterns | B (Average): Asset is sound, operationally safe and exhibits only minor deterioration. | Category 3 (Recommended): Minor work required to prevent a deterioration of the service provided by the asset. | 25 | 2013-12-23 | 10.3381 | 71.7295 | x | 4 | 4. Significant | 10272 | Predictive Maintenance | 91.25
1008518 | Cold Water Storage Tanks and Cisterns | B (Average): Asset is sound, operationally safe and exhibits only minor deterioration. | Category 3 (Recommended): Minor work required to prevent a deterioration of the service provided by the asset. | 15 | 2019-08-17 | 4.6899 | 73.7467 | x | 4 | 4. Significant | 10272 | Predictive Maintenance | 91.25
1008519 | Cold Water Storage Tanks and Cisterns | B (Average): Asset is sound, operationally safe and exhibits only minor deterioration. | Category 3 (Recommended): Minor work required to prevent a deterioration of the service provided by the asset. | 20 | 2019-01-04 | 5.306 | 74.694 | x | 4 | 4. Significant | 10272 | Predictive Maintenance | 91.25
1008520 | Outstations | B (Average): Asset is sound, operationally safe and exhibits only minor deterioration. | Category 3 (Recommended): Minor work required to prevent a deterioration of the service provided by the asset. | 10 | 2017-02-18 | 7.1814 | 65.6372 | x | 4 | 4. Significant | 10272 | Predictive Maintenance | 91.25
1008521 | Gas Detection/Flammable | B (Average): Asset is sound, operationally safe and exhibits only minor deterioration. | Category 3 (Recommended): Minor work required to prevent a deterioration of the service provided by the asset. | 15 | 2023-09-09 | 0.62697 | 77.164 | x | 5 | 5. Severe | 10270 | Predictive Maintenance | 28
1008522 | Hot Water Calorifiers - Heated by LTHW | B (Average): Asset is sound, operationally safe and exhibits only minor deterioration. | Category 3 (Recommended): Minor work required to prevent a deterioration of the service provided by the asset. | 20 | 2006-02-15 | 18.1903 | 59.8097 | x | 5 | 4. Significant | 10270 | Predictive Maintenance | 91.25
1008523 | Air Dirt Separators | B (Average): Asset is sound, operationally safe and exhibits only minor deterioration. | Category 3 (Recommended): Minor work required to prevent a deterioration of the service provided by the asset. | 20 | 2015-01-28 | 9.2402 | 68.7598 | x | 5 | 4. Significant | 10270 | Predictive Maintenance | 91.25
1008524 | Expansion Vessels | B (Average): Asset is sound, operationally safe and exhibits only minor deterioration. | Category 3 (Recommended): Minor work required to prevent a deterioration of the service provided by the asset. | 15 | 2022-09-15 | 1.6099 | 75.8535 | x | 5 | 4. Significant | 10270 | Predictive Maintenance | 91.25
1008527 | Atmospheric Gas Burner Boiler - Small and/or Wall Hung for Domestic/Light Commercial Installation | B (Average): Asset is sound, operationally safe and exhibits only minor deterioration. | Category 3 (Recommended): Minor work required to prevent a deterioration of the service provided by the asset. | 10 | 2016-02-17 | 8.1862 | 61.6277 | x | 5 | 4. Significant | 10270 | Predictive Maintenance | 91.25
1008528 | Atmospheric Gas Burner Boiler - Small and/or Wall Hung for Domestic/Light Commercial Installation | B (Average): Asset is sound, operationally safe and exhibits only minor deterioration. | Category 3 (Recommended): Minor work required to prevent a deterioration of the service provided by the asset. | 10 | 2019-06-14 | 4.8652 | 68.2697 | x | 5 | 4. Significant | 10270 | Predictive Maintenance | 91.25
1008529 | Atmospheric Gas Burner Boiler - Small and/or Wall Hung for Domestic/Light Commercial Installation | B (Average): Asset is sound, operationally safe and exhibits only minor deterioration. | Category 3 (Recommended): Minor work required to prevent a deterioration of the service provided by the asset. | 10 | 2021-09-08 | 2.6283 | 72.7433 | x | 5 | 4. Significant | 10270 | Predictive Maintenance | 91.25
1008530 | Atmospheric Gas Burner Boiler - Small and/or Wall Hung for Domestic/Light Commercial Installation | B (Average): Asset is sound, operationally safe and exhibits only minor deterioration. | Category 3 (Recommended): Minor work required to prevent a deterioration of the service provided by the asset. | 10 | 2021-04-02 | 3.0637 | 71.8727 | x | 5 | 4. Significant | 10270 | Predictive Maintenance | 91.25
1008531 | Outstations | B (Average): Asset is sound, operationally safe and exhibits only minor deterioration. | Category 3 (Recommended): Minor work required to prevent a deterioration of the service provided by the asset. | 10 | 2021-04-29 | 2.9897 | 72.0205 | x | 5 | 4. Significant | 10270 | Predictive Maintenance | 91.25
1008532 | Outstations | B (Average): Asset is sound, operationally safe and exhibits only minor deterioration. | Category 3 (Recommended): Minor work required to prevent a deterioration of the service provided by the asset. | 10 | 2020-03-28 | 4.0767 | 69.8467 | x | 5 | 4. Significant | 10270 | Predictive Maintenance | 91.25
1008535 | Ventilating Fans - General | B (Average): Asset is sound, operationally safe and exhibits only minor deterioration. | Category 3 (Recommended): Minor work required to prevent a deterioration of the service provided by the asset. | 20 | 2004-12-24 | 19.3347 | 62.6653 | x | 3 | 2. Minor | 11802 | Predictive Maintenance | 182.5
1008536 | Ventilating Fans - General | B (Average): Asset is sound, operationally safe and exhibits only minor deterioration. | Category 3 (Recommended): Minor work required to prevent a deterioration of the service provided by the asset. | 20 | 2021-07-30 | 2.7379 | 79.2621 | x | 3 | 2. Minor | 11803 | Predictive Maintenance | 182.5
1008537 | Ventilating Fans - General | B (Average): Asset is sound, operationally safe and exhibits only minor deterioration. | Category 3 (Recommended): Minor work required to prevent a deterioration of the service provided by the asset. | 20 | 2019-12-09 | 4.3778 | 77.6222 | x | 3 | 2. Minor | 11804 | Predictive Maintenance | 182.5
1008538 | Distribution Boards | B (Average): Asset is sound, operationally safe and exhibits only minor deterioration. | Category 3 (Recommended): Minor work required to prevent a deterioration of the service provided by the asset. | 20 | 2007-07-24 | 16.7556 | 67.2444 | x | 2 | 4. Significant | 11805 | Predictive Maintenance | 91.25
1008539 | Distribution Boards | B (Average): Asset is sound, operationally safe and exhibits only minor deterioration. | Category 3 (Recommended): Minor work required to prevent a deterioration of the service provided by the asset. | 20 | 2020-09-28 | 3.5729 | 80.4271 | x | 2 | 4. Significant | 11805 | Predictive Maintenance | 91.25
1008540 | Distribution Boards | B (Average): Asset is sound, operationally safe and exhibits only minor deterioration. | Category 3 (Recommended): Minor work required to prevent a deterioration of the service provided by the asset. | 20 | 2011-01-23 | 13.2539 | 68.7461 | x | 3 | 4. Significant | 11806 | Predictive Maintenance | 91.25
1008541 | Distribution Boards | B (Average): Asset is sound, operationally safe and exhibits only minor deterioration. | Category 3 (Recommended): Minor work required to prevent a deterioration of the service provided by the asset. | 20 | 2012-01-22 | 12.2574 | 69.7426 | x | 3 | 4. Significant | 11806 | Predictive Maintenance | 91.25
1008542 | Distribution Boards | B (Average): Asset is sound, operationally safe and exhibits only minor deterioration. | Category 3 (Recommended): Minor work required to prevent a deterioration of the service provided by the asset. | 20 | 2014-09-18 | 9.6016 | 72.3984 | x | 3 | 4. Significant | 11806 | Predictive Maintenance | 91.25
1008543 | Distribution Boards | B (Average): Asset is sound, operationally safe and exhibits only minor deterioration. | Category 3 (Recommended): Minor work required to prevent a deterioration of the service provided by the asset. | 20 | 2010-09-22 | 13.5907 | 68.4093 | x | 3 | 4. Significant | 11806 | Predictive Maintenance | 91.25
1008544 | Ventilating Fans - General | B (Average): Asset is sound, operationally safe and exhibits only minor deterioration. | Category 3 (Recommended): Minor work required to prevent a deterioration of the service provided by the asset. | 20 | 2021-10-29 | 2.4887 | 81.5113 | x | 2 | 2. Minor | 11807 | Predictive Maintenance | 182.5
1008545 | Ventilating Fans - General | B (Average): Asset is sound, operationally safe and exhibits only minor deterioration. | Category 3 (Recommended): Minor work required to prevent a deterioration of the service provided by the asset. | 20 | 2010-07-21 | 13.7632 | 70.2368 | x | 2 | 2. Minor | 11808 | Predictive Maintenance | 182.5
1008552 | Cold Water Storage Tanks and Cisterns | B (Average): Asset is sound, operationally safe and exhibits only minor deterioration. | Category 3 (Recommended): Minor work required to prevent a deterioration of the service provided by the asset. | 15 | 2012-08-28 | 11.6578 | 62.4563 | x | 5 | 4. Significant | 10271 | Predictive Maintenance | 91.25
1008553 | Ventilating Fans - General | B (Average): Asset is sound, operationally safe and exhibits only minor deterioration. | Category 3 (Recommended): Minor work required to prevent a deterioration of the service provided by the asset. | 20 | 2017-02-17 | 7.1841 | 76.8159 | x | 2 | 2. Minor | 11810 | Predictive Maintenance | 182.5
1008555 | Atmospheric Gas Burner Boiler - Small and/or Wall Hung for Domestic/Light Commercial Installation | B (Average): Asset is sound, operationally safe and exhibits only minor deterioration. | Category 3 (Recommended): Minor work required to prevent a deterioration of the service provided by the asset. | 10 | 2020-03-12 | 4.1205 | 69.7591 | x | 5 | 4. Significant | 10268 | Predictive Maintenance | 91.25
1008556 | Atmospheric Gas Burner Boiler - Small and/or Wall Hung for Domestic/Light Commercial Installation | B (Average): Asset is sound, operationally safe and exhibits only minor deterioration. | Category 3 (Recommended): Minor work required to prevent a deterioration of the service provided by the asset. | 10 | 2016-01-22 | 8.2574 | 61.4853 | x | 5 | 4. Significant | 10268 | Predictive Maintenance | 91.25
1008557 | Expansion Vessels | B (Average): Asset is sound, operationally safe and exhibits only minor deterioration. | Category 3 (Recommended): Minor work required to prevent a deterioration of the service provided by the asset. | 15 | 2010-12-09 | 13.3771 | 60.1638 | x | 5 | 4. Significant | 10268 | Predictive Maintenance | 91.25
1008558 | Expansion Vessels | B (Average): Asset is sound, operationally safe and exhibits only minor deterioration. | Category 3 (Recommended): Minor work required to prevent a deterioration of the service provided by the asset. | 15 | 2017-02-23 | 7.1677 | 68.4431 | x | 5 | 4. Significant | 10268 | Predictive Maintenance | 91.25
1008559 | Outstations | B (Average): Asset is sound, operationally safe and exhibits only minor deterioration. | Category 3 (Recommended): Minor work required to prevent a deterioration of the service provided by the asset. | 10 | 2016-06-08 | 7.8795 | 62.2409 | x | 5 | 4. Significant | 10268 | Predictive Maintenance | 91.25
1008560 | Gas Detection/Flammable | B (Average): Asset is sound, operationally safe and exhibits only minor deterioration. | Category 3 (Recommended): Minor work required to prevent a deterioration of the service provided by the asset. | 15 | 2021-11-28 | 2.4066 | 74.7912 | x | 5 | 5. Severe | 10268 | Predictive Maintenance | 28
1008561 | Outstations | B (Average): Asset is sound, operationally safe and exhibits only minor deterioration. | Category 3 (Recommended): Minor work required to prevent a deterioration of the service provided by the asset. | 10 | 2023-06-05 | 0.8898 | 80.2204 | x | 3 | 4. Significant | 10039 | Predictive Maintenance | 91.25
1008562 | Cold Water Storage Tanks and Cisterns | B (Average): Asset is sound, operationally safe and exhibits only minor deterioration. | Category 3 (Recommended): Minor work required to prevent a deterioration of the service provided by the asset. | 15 | 2016-04-28 | 7.9918 | 71.3443 | x | 3 | 4. Significant | 10039 | Predictive Maintenance | 91.25
1008563 | Point of Use Water Dispenser | A (Good): Asset is as new and can be expected to perform adequately to its full normal life if maintained appropriately. | Category 4 (Normal): No work required beyond normal maintenance. | 15 | 2014-12-27 | 9.3279 | 83.5629 | x | 3 | 2. Minor | 11811 | Predictive Maintenance | 365
1008569 | Room Air Conditioners | A (Good): Asset is as new and can be expected to perform adequately to its full normal life if maintained appropriately. | Category 4 (Normal): No work required beyond normal maintenance. | 15 | 2010-11-18 | 13.4346 | 78.0872 | x | 3 | 3. Moderate | 11816 | Predictive Maintenance | 365
1008571 | Room Air Conditioners | B (Average): Asset is sound, operationally safe and exhibits only minor deterioration. | Category 3 (Recommended): Minor work required to prevent a deterioration of the service provided by the asset. | 15 | 2012-08-12 | 11.7016 | 66.3979 | x | 3 | 3. Moderate | 11816 | Predictive Maintenance | 91.25
1008572 | Room Air Conditioners | B (Average): Asset is sound, operationally safe and exhibits only minor deterioration. | Category 3 (Recommended): Minor work required to prevent a deterioration of the service provided by the asset. | 15 | 2017-07-30 | 6.7379 | 73.0162 | x | 3 | 3. Moderate | 11811 | Predictive Maintenance | 91.25
1008575 | Distribution Boards | B (Average): Asset is sound, operationally safe and exhibits only minor deterioration. | Category 3 (Recommended): Minor work required to prevent a deterioration of the service provided by the asset. | 20 | 2004-06-30 | 19.8193 | 62.1807 | x | 3 | 4. Significant | 11818 | Predictive Maintenance | 91.25
1008576 | Distribution Boards | B (Average): Asset is sound, operationally safe and exhibits only minor deterioration. | Category 3 (Recommended): Minor work required to prevent a deterioration of the service provided by the asset. | 20 | 2009-06-25 | 14.8337 | 67.1663 | x | 3 | 4. Significant | 11818 | Predictive Maintenance | 91.25
1008577 | Distribution Boards | B (Average): Asset is sound, operationally safe and exhibits only minor deterioration. | Category 3 (Recommended): Minor work required to prevent a deterioration of the service provided by the asset. | 20 | 2014-09-01 | 9.6482 | 72.3518 | x | 3 | 4. Significant | 11818 | Predictive Maintenance | 91.25
1008578 | Distribution Boards | B (Average): Asset is sound, operationally safe and exhibits only minor deterioration. | Category 3 (Recommended): Minor work required to prevent a deterioration of the service provided by the asset. | 20 | 2024-01-11 | 0.28747 | 81.7125 | x | 3 | 4. Significant | 11818 | Predictive Maintenance | 91.25
1008579 | Distribution Boards | B (Average): Asset is sound, operationally safe and exhibits only minor deterioration. | Category 3 (Recommended): Minor work required to prevent a deterioration of the service provided by the asset. | 20 | 2007-12-23 | 16.3395 | 65.6605 | x | 3 | 4. Significant | 11818 | Predictive Maintenance | 91.25
1008582 | Room Air Conditioners | B (Average): Asset is sound, operationally safe and exhibits only minor deterioration. | Category 3 (Recommended): Minor work required to prevent a deterioration of the service provided by the asset. | 15 | 2010-12-02 | 13.3963 | 64.1383 | x | 3 | 3. Moderate | 11820 | Predictive Maintenance | 91.25
1008583 | Ducting - Volume Control Dampers and Fire/Smoke Dampers | B (Average): Asset is sound, operationally safe and exhibits only minor deterioration. | Category 3 (Recommended): Minor work required to prevent a deterioration of the service provided by the asset. | 15 | 2015-06-04 | 8.8925 | 70.1433 | x | 3 | 5. Severe | 11821 | Predictive Maintenance | 28
1008584 | Ducting - Volume Control Dampers and Fire/Smoke Dampers | B (Average): Asset is sound, operationally safe and exhibits only minor deterioration. | Category 3 (Recommended): Minor work required to prevent a deterioration of the service provided by the asset. | 15 | 2014-08-20 | 9.681 | 69.0919 | x | 3 | 5. Severe | 11821 | Predictive Maintenance | 28
1008585 | Ducting - Volume Control Dampers and Fire/Smoke Dampers | B (Average): Asset is sound, operationally safe and exhibits only minor deterioration. | Category 3 (Recommended): Minor work required to prevent a deterioration of the service provided by the asset. | 15 | 2020-06-08 | 3.8795 | 76.8273 | x | 3 | 5. Severe | 11821 | Predictive Maintenance | 28
1008586 | Ducting - Volume Control Dampers and Fire/Smoke Dampers | B (Average): Asset is sound, operationally safe and exhibits only minor deterioration. | Category 3 (Recommended): Minor work required to prevent a deterioration of the service provided by the asset. | 15 | 2019-07-01 | 4.8186 | 75.5752 | x | 3 | 5. Severe | 11822 | Predictive Maintenance | 28
1008587 | Ducting - Volume Control Dampers and Fire/Smoke Dampers | B (Average): Asset is sound, operationally safe and exhibits only minor deterioration. | Category 3 (Recommended): Minor work required to prevent a deterioration of the service provided by the asset. | 15 | 2012-03-07 | 12.1342 | 65.8211 | x | 3 | 5. Severe | 11822 | Predictive Maintenance | 28
1008588 | Ducting - Volume Control Dampers and Fire/Smoke Dampers | B (Average): Asset is sound, operationally safe and exhibits only minor deterioration. | Category 3 (Recommended): Minor work required to prevent a deterioration of the service provided by the asset. | 15 | 2018-11-17 | 5.4374 | 74.7502 | x | 3 | 5. Severe | 11821 | Predictive Maintenance | 28
1008589 | Ducting - Volume Control Dampers and Fire/Smoke Dampers | B (Average): Asset is sound, operationally safe and exhibits only minor deterioration. | Category 3 (Recommended): Minor work required to prevent a deterioration of the service provided by the asset. | 15 | 2022-03-17 | 2.1081 | 79.1891 | x | 3 | 5. Severe | 11822 | Predictive Maintenance | 28
1008590 | Ducting - Volume Control Dampers and Fire/Smoke Dampers | B (Average): Asset is sound, operationally safe and exhibits only minor deterioration. | Category 3 (Recommended): Minor work required to prevent a deterioration of the service provided by the asset. | 15 | 2015-03-12 | 9.1225 | 69.8366 | x | 3 | 5. Severe | 11822 | Predictive Maintenance | 28
1008591 | Ducting - Volume Control Dampers and Fire/Smoke Dampers | B (Average): Asset is sound, operationally safe and exhibits only minor deterioration. | Category 3 (Recommended): Minor work required to prevent a deterioration of the service provided by the asset. | 15 | 2022-04-25 | 2.0014 | 79.3315 | x | 3 | 5. Severe | 11822 | Predictive Maintenance | 28
1008592 | Ducting - Volume Control Dampers and Fire/Smoke Dampers | B (Average): Asset is sound, operationally safe and exhibits only minor deterioration. | Category 3 (Recommended): Minor work required to prevent a deterioration of the service provided by the asset. | 15 | 2023-09-04 | 0.64066 | 81.1458 | x | 3 | 5. Severe | 11822 | Predictive Maintenance | 28
1008593 | Ducting - Volume Control Dampers and Fire/Smoke Dampers | B (Average): Asset is sound, operationally safe and exhibits only minor deterioration. | Category 3 (Recommended): Minor work required to prevent a deterioration of the service provided by the asset. | 15 | 2017-02-20 | 7.1759 | 72.4321 | x | 3 | 5. Severe | 11822 | Predictive Maintenance | 28
1008596 | Terminal Units - Fan Coil | B (Average): Asset is sound, operationally safe and exhibits only minor deterioration. | Category 3 (Recommended): Minor work required to prevent a deterioration of the service provided by the asset. | 15 | 2019-01-12 | 5.2841 | 74.9546 | x | 3 | 4. Significant | 11823 | Predictive Maintenance | 91.25
1008597 | Ducting - Volume Control Dampers and Fire/Smoke Dampers | B (Average): Asset is sound, operationally safe and exhibits only minor deterioration. | Category 3 (Recommended): Minor work required to prevent a deterioration of the service provided by the asset. | 15 | 2023-05-09 | 0.96372 | 80.715 | x | 3 | 5. Severe | 11823 | Predictive Maintenance | 28
1008598 | Ducting - Volume Control Dampers and Fire/Smoke Dampers | B (Average): Asset is sound, operationally safe and exhibits only minor deterioration. | Category 3 (Recommended): Minor work required to prevent a deterioration of the service provided by the asset. | 15 | 2022-11-22 | 1.4237 | 80.1018 | x | 3 | 5. Severe | 11823 | Predictive Maintenance | 28
1008599 | Ducting - Volume Control Dampers and Fire/Smoke Dampers | B (Average): Asset is sound, operationally safe and exhibits only minor deterioration. | Category 3 (Recommended): Minor work required to prevent a deterioration of the service provided by the asset. | 15 | 2018-04-16 | 6.026 | 73.9653 | x | 3 | 5. Severe | 11824 | Predictive Maintenance | 28
1008600 | Ducting - Volume Control Dampers and Fire/Smoke Dampers | B (Average): Asset is sound, operationally safe and exhibits only minor deterioration. | Category 3 (Recommended): Minor work required to prevent a deterioration of the service provided by the asset. | 15 | 2023-05-26 | 0.91718 | 80.7771 | x | 3 | 5. Severe | 11824 | Predictive Maintenance | 28
1008601 | Ducting - Volume Control Dampers and Fire/Smoke Dampers | B (Average): Asset is sound, operationally safe and exhibits only minor deterioration. | Category 3 (Recommended): Minor work required to prevent a deterioration of the service provided by the asset. | 15 | 2021-08-01 | 2.7324 | 78.3568 | x | 3 | 5. Severe | 11825 | Predictive Maintenance | 28
1008602 | Ducting - Volume Control Dampers and Fire/Smoke Dampers | B (Average): Asset is sound, operationally safe and exhibits only minor deterioration. | Category 3 (Recommended): Minor work required to prevent a deterioration of the service provided by the asset. | 15 | 2016-08-03 | 7.7262 | 71.6984 | x | 3 | 5. Severe | 11825 | Predictive Maintenance | 28
1008603 | Ducting - Volume Control Dampers and Fire/Smoke Dampers | B (Average): Asset is sound, operationally safe and exhibits only minor deterioration. | Category 3 (Recommended): Minor work required to prevent a deterioration of the service provided by the asset. | 15 | 2019-08-21 | 4.679 | 75.7614 | x | 3 | 5. Severe | 11825 | Predictive Maintenance | 28
1008604 | Ducting - Volume Control Dampers and Fire/Smoke Dampers | B (Average): Asset is sound, operationally safe and exhibits only minor deterioration. | Category 3 (Recommended): Minor work required to prevent a deterioration of the service provided by the asset. | 15 | 2013-09-07 | 10.6311 | 67.8252 | x | 3 | 5. Severe | 11825 | Predictive Maintenance | 28
1008607 | Roller Shutter Doors | B (Average): Asset is sound, operationally safe and exhibits only minor deterioration. | Category 3 (Recommended): Minor work required to prevent a deterioration of the service provided by the asset. | 15 | 2012-11-28 | 11.4059 | 66.7922 | x | 3 | 3. Moderate | 11827 | Predictive Maintenance | 91.25
1008610 | Room Air Conditioners | B (Average): Asset is sound, operationally safe and exhibits only minor deterioration. | Category 3 (Recommended): Minor work required to prevent a deterioration of the service provided by the asset. | 15 | 2015-09-10 | 8.6242 | 70.501 | x | 3 | 3. Moderate | 11829 | Predictive Maintenance | 91.25
1008611 | Laboratory Fume Cupboard | B (Average): Asset is sound, operationally safe and exhibits only minor deterioration. | Category 3 (Recommended): Minor work required to prevent a deterioration of the service provided by the asset. | 15 | 2018-02-15 | 6.1903 | 73.7463 | x | 3 | 4. Significant | 11830 | Predictive Maintenance | 91.25
1008612 | Laboratory Fume Cupboard | B (Average): Asset is sound, operationally safe and exhibits only minor deterioration. | Category 3 (Recommended): Minor work required to prevent a deterioration of the service provided by the asset. | 15 | 2015-05-28 | 8.9117 | 70.1177 | x | 3 | 4. Significant | 11830 | Predictive Maintenance | 91.25
1008613 | Laboratory Fume Cupboard | B (Average): Asset is sound, operationally safe and exhibits only minor deterioration. | Category 3 (Recommended): Minor work required to prevent a deterioration of the service provided by the asset. | 15 | 2019-12-02 | 4.397 | 76.1373 | x | 3 | 4. Significant | 11831 | Predictive Maintenance | 91.25
1008614 | Ultra Low Temperature Freezer | B (Average): Asset is sound, operationally safe and exhibits only minor deterioration. | Category 3 (Recommended): Minor work required to prevent a deterioration of the service provided by the asset. | 15 | 2015-09-08 | 8.6297 | 70.4937 | x | 3 | 4. Significant | 11832 | Predictive Maintenance | 91.25
1008615 | Cold Rooms | B (Average): Asset is sound, operationally safe and exhibits only minor deterioration. | Category 3 (Recommended): Minor work required to prevent a deterioration of the service provided by the asset. | 15 | 2011-09-28 | 12.5749 | 65.2334 | x | 3 | 4. Significant | 11833 | Predictive Maintenance | 91.25
1008616 | Laboratory Fume Cupboard | B (Average): Asset is sound, operationally safe and exhibits only minor deterioration. | Category 3 (Recommended): Minor work required to prevent a deterioration of the service provided by the asset. | 15 | 2010-08-05 | 13.7221 | 63.7039 | x | 3 | 4. Significant | 11834 | Predictive Maintenance | 91.25
1008617 | Laboratory Fume Cupboard | B (Average): Asset is sound, operationally safe and exhibits only minor deterioration. | Category 3 (Recommended): Minor work required to prevent a deterioration of the service provided by the asset. | 15 | 2010-04-01 | 14.0671 | 63.2439 | x | 3 | 4. Significant | 11834 | Predictive Maintenance | 91.25
1008618 | Laboratory Fume Cupboard | B (Average): Asset is sound, operationally safe and exhibits only minor deterioration. | Category 3 (Recommended): Minor work required to prevent a deterioration of the service provided by the asset. | 15 | 2020-09-19 | 3.5975 | 77.2033 | x | 3 | 4. Significant | 11835 | Predictive Maintenance | 91.25
1008619 | Laboratory Fume Cupboard | B (Average): Asset is sound, operationally safe and exhibits only minor deterioration. | Category 3 (Recommended): Minor work required to prevent a deterioration of the service provided by the asset. | 15 | 2015-03-16 | 9.1116 | 69.8512 | x | 3 | 4. Significant | 11835 | Predictive Maintenance | 91.25
1008620 | Laboratory Fume Cupboard | B (Average): Asset is sound, operationally safe and exhibits only minor deterioration. | Category 3 (Recommended): Minor work required to prevent a deterioration of the service provided by the asset. | 15 | 2019-03-04 | 5.1444 | 75.1408 | x | 3 | 4. Significant | 11835 | Predictive Maintenance | 91.25
1008621 | Laboratory Fume Cupboard | B (Average): Asset is sound, operationally safe and exhibits only minor deterioration. | Category 3 (Recommended): Minor work required to prevent a deterioration of the service provided by the asset. | 15 | 2023-09-22 | 0.59138 | 81.2115 | x | 3 | 4. Significant | 11836 | Predictive Maintenance | 91.25
1008622 | Ultra Low Temperature Freezer | B (Average): Asset is sound, operationally safe and exhibits only minor deterioration. | Category 3 (Recommended): Minor work required to prevent a deterioration of the service provided by the asset. | 15 | 2010-12-18 | 13.3525 | 64.1967 | x | 3 | 4. Significant | 11836 | Predictive Maintenance | 91.25
1008623 | Cold Rooms | B (Average): Asset is sound, operationally safe and exhibits only minor deterioration. | Category 3 (Recommended): Minor work required to prevent a deterioration of the service provided by the asset. | 15 | 2022-04-10 | 2.0424 | 79.2768 | x | 3 | 4. Significant | 11837 | Predictive Maintenance | 91.25
1008624 | Cold Rooms | B (Average): Asset is sound, operationally safe and exhibits only minor deterioration. | Category 3 (Recommended): Minor work required to prevent a deterioration of the service provided by the asset. | 15 | 2022-01-01 | 2.3135 | 78.9154 | x | 3 | 4. Significant | 11838 | Predictive Maintenance | 91.25
1008625 | Distribution Boards | B (Average): Asset is sound, operationally safe and exhibits only minor deterioration. | Category 3 (Recommended): Minor work required to prevent a deterioration of the service provided by the asset. | 20 | 2012-04-10 | 12.0411 | 69.9589 | x | 3 | 4. Significant | 11839 | Predictive Maintenance | 91.25
1008626 | Distribution Boards | B (Average): Asset is sound, operationally safe and exhibits only minor deterioration. | Category 3 (Recommended): Minor work required to prevent a deterioration of the service provided by the asset. | 20 | 2020-07-07 | 3.8001 | 78.1999 | x | 3 | 4. Significant | 11839 | Predictive Maintenance | 91.25
1008627 | Distribution Boards | B (Average): Asset is sound, operationally safe and exhibits only minor deterioration. | Category 3 (Recommended): Minor work required to prevent a deterioration of the service provided by the asset. | 20 | 2013-05-29 | 10.9076 | 71.0924 | x | 3 | 4. Significant | 11839 | Predictive Maintenance | 91.25
1008628 | Distribution Boards | B (Average): Asset is sound, operationally safe and exhibits only minor deterioration. | Category 3 (Recommended): Minor work required to prevent a deterioration of the service provided by the asset. | 20 | 2004-05-23 | 19.9233 | 62.0767 | x | 3 | 4. Significant | 11840 | Predictive Maintenance | 91.25
1008629 | Distribution Boards | B (Average): Asset is sound, operationally safe and exhibits only minor deterioration. | Category 3 (Recommended): Minor work required to prevent a deterioration of the service provided by the asset. | 20 | 2008-03-05 | 16.1396 | 65.8604 | x | 3 | 4. Significant | 11840 | Predictive Maintenance | 91.25
1008630 | Distribution Boards | B (Average): Asset is sound, operationally safe and exhibits only minor deterioration. | Category 3 (Recommended): Minor work required to prevent a deterioration of the service provided by the asset. | 20 | 2013-07-01 | 10.8172 | 71.1828 | x | 3 | 4. Significant | 11840 | Predictive Maintenance | 91.25
1008631 | Distribution Boards | B (Average): Asset is sound, operationally safe and exhibits only minor deterioration. | Category 3 (Recommended): Minor work required to prevent a deterioration of the service provided by the asset. | 20 | 2004-02-09 | 20.2081 | 61.7919 | x | 3 | 4. Significant | 11840 | Predictive Maintenance | 91.25
1008632 | Distribution Boards | B (Average): Asset is sound, operationally safe and exhibits only minor deterioration. | Category 3 (Recommended): Minor work required to prevent a deterioration of the service provided by the asset. | 20 | 2014-09-02 | 9.6454 | 72.3546 | x | 3 | 4. Significant | 11840 | Predictive Maintenance | 91.25
1008633 | Distribution Boards | B (Average): Asset is sound, operationally safe and exhibits only minor deterioration. | Category 3 (Recommended): Minor work required to prevent a deterioration of the service provided by the asset. | 20 | 2018-12-15 | 5.3607 | 76.6393 | x | 3 | 4. Significant | 11840 | Predictive Maintenance | 91.25
1008634 | Distribution Boards | B (Average): Asset is sound, operationally safe and exhibits only minor deterioration. | Category 3 (Recommended): Minor work required to prevent a deterioration of the service provided by the asset. | 20 | 2018-12-08 | 5.3799 | 76.6201 | x | 3 | 4. Significant | 11840 | Predictive Maintenance | 91.25
1008635 | Terminal Units - Fan Coil | B (Average): Asset is sound, operationally safe and exhibits only minor deterioration. | Category 3 (Recommended): Minor work required to prevent a deterioration of the service provided by the asset. | 15 | 2017-11-10 | 6.4559 | 73.3922 | x | 3 | 4. Significant | 11841 | Predictive Maintenance | 91.25
1008636 | Terminal Units - Fan Coil | B (Average): Asset is sound, operationally safe and exhibits only minor deterioration. | Category 3 (Recommended): Minor work required to prevent a deterioration of the service provided by the asset. | 15 | 2013-11-25 | 10.4148 | 68.1136 | x | 3 | 4. Significant | 11841 | Predictive Maintenance | 91.25
1008637 | Ducting - Volume Control Dampers and Fire/Smoke Dampers | B (Average): Asset is sound, operationally safe and exhibits only minor deterioration. | Category 3 (Recommended): Minor work required to prevent a deterioration of the service provided by the asset. | 15 | 2019-12-22 | 4.3422 | 76.2104 | x | 3 | 5. Severe | 11841 | Predictive Maintenance | 28
1008638 | Ducting - Volume Control Dampers and Fire/Smoke Dampers | B (Average): Asset is sound, operationally safe and exhibits only minor deterioration. | Category 3 (Recommended): Minor work required to prevent a deterioration of the service provided by the asset. | 15 | 2010-05-01 | 13.9849 | 63.3534 | x | 3 | 5. Severe | 11841 | Predictive Maintenance | 28
1008639 | Ducting - Volume Control Dampers and Fire/Smoke Dampers | B (Average): Asset is sound, operationally safe and exhibits only minor deterioration. | Category 3 (Recommended): Minor work required to prevent a deterioration of the service provided by the asset. | 15 | 2011-03-12 | 13.1225 | 64.5033 | x | 3 | 5. Severe | 11841 | Predictive Maintenance | 28
1008640 | Ducting - Volume Control Dampers and Fire/Smoke Dampers | B (Average): Asset is sound, operationally safe and exhibits only minor deterioration. | Category 3 (Recommended): Minor work required to prevent a deterioration of the service provided by the asset. | 15 | 2014-10-07 | 9.5496 | 69.2672 | x | 3 | 5. Severe | 11841 | Predictive Maintenance | 28
1008641 | Ducting - Volume Control Dampers and Fire/Smoke Dampers | B (Average): Asset is sound, operationally safe and exhibits only minor deterioration. | Category 3 (Recommended): Minor work required to prevent a deterioration of the service provided by the asset. | 15 | 2022-10-09 | 1.5441 | 79.9411 | x | 3 | 5. Severe | 11841 | Predictive Maintenance | 28
1008642 | Ducting - Volume Control Dampers and Fire/Smoke Dampers | B (Average): Asset is sound, operationally safe and exhibits only minor deterioration. | Category 3 (Recommended): Minor work required to prevent a deterioration of the service provided by the asset. | 15 | 2017-05-04 | 6.976 | 72.6986 | x | 3 | 5. Severe | 11841 | Predictive Maintenance | 28
1008643 | Ducting - Volume Control Dampers and Fire/Smoke Dampers | B (Average): Asset is sound, operationally safe and exhibits only minor deterioration. | Category 3 (Recommended): Minor work required to prevent a deterioration of the service provided by the asset. | 15 | 2020-10-27 | 3.4935 | 77.342 | x | 3 | 5. Severe | 11841 | Predictive Maintenance | 28
1008644 | Ducting - Volume Control Dampers and Fire/Smoke Dampers | B (Average): Asset is sound, operationally safe and exhibits only minor deterioration. | Category 3 (Recommended): Minor work required to prevent a deterioration of the service provided by the asset. | 15 | 2016-08-03 | 7.7262 | 71.6984 | x | 3 | 5. Severe | 11841 | Predictive Maintenance | 28
1008645 | Ducting - Volume Control Dampers and Fire/Smoke Dampers | B (Average): Asset is sound, operationally safe and exhibits only minor deterioration. | Category 3 (Recommended): Minor work required to prevent a deterioration of the service provided by the asset. | 15 | 2018-08-18 | 5.6865 | 74.418 | x | 3 | 5. Severe | 11841 | Predictive Maintenance | 28
1008646 | Ducting - Volume Control Dampers and Fire/Smoke Dampers | B (Average): Asset is sound, operationally safe and exhibits only minor deterioration. | Category 3 (Recommended): Minor work required to prevent a deterioration of the service provided by the asset. | 15 | 2019-08-06 | 4.7201 | 75.7066 | x | 3 | 5. Severe | 11841 | Predictive Maintenance | 28
1008647 | Ducting - Volume Control Dampers and Fire/Smoke Dampers | B (Average): Asset is sound, operationally safe and exhibits only minor deterioration. | Category 3 (Recommended): Minor work required to prevent a deterioration of the service provided by the asset. | 15 | 2020-06-06 | 3.885 | 76.82 | x | 3 | 5. Severe | 11841 | Predictive Maintenance | 28
1008649 | Ducting - Volume Control Dampers and Fire/Smoke Dampers | B (Average): Asset is sound, operationally safe and exhibits only minor deterioration. | Category 3 (Recommended): Minor work required to prevent a deterioration of the service provided by the asset. | 15 | 2018-02-20 | 6.1766 | 73.7645 | x | 3 | 5. Severe | 11842 | Predictive Maintenance | 28
1008650 | Ducting - Volume Control Dampers and Fire/Smoke Dampers | B (Average): Asset is sound, operationally safe and exhibits only minor deterioration. | Category 3 (Recommended): Minor work required to prevent a deterioration of the service provided by the asset. | 15 | 2023-04-22 | 1.0103 | 80.653 | x | 3 | 5. Severe | 11842 | Predictive Maintenance | 28
1008651 | Ducting - Volume Control Dampers and Fire/Smoke Dampers | B (Average): Asset is sound, operationally safe and exhibits only minor deterioration. | Category 3 (Recommended): Minor work required to prevent a deterioration of the service provided by the asset. | 15 | 2021-11-17 | 2.4367 | 78.7511 | x | 3 | 5. Severe | 11842 | Predictive Maintenance | 28
1008652 | Ducting - Volume Control Dampers and Fire/Smoke Dampers | B (Average): Asset is sound, operationally safe and exhibits only minor deterioration. | Category 3 (Recommended): Minor work required to prevent a deterioration of the service provided by the asset. | 15 | 2024-01-14 | 0.27926 | 81.6277 | x | 3 | 5. Severe | 11842 | Predictive Maintenance | 28
1008653 | Ducting - Volume Control Dampers and Fire/Smoke Dampers | B (Average): Asset is sound, operationally safe and exhibits only minor deterioration. | Category 3 (Recommended): Minor work required to prevent a deterioration of the service provided by the asset. | 15 | 2023-06-28 | 0.82683 | 80.8976 | x | 3 | 5. Severe | 11842 | Predictive Maintenance | 28
1008654 | Ducting - Volume Control Dampers and Fire/Smoke Dampers | B (Average): Asset is sound, operationally safe and exhibits only minor deterioration. | Category 3 (Recommended): Minor work required to prevent a deterioration of the service provided by the asset. | 15 | 2011-10-28 | 12.4928 | 65.3429 | x | 3 | 5. Severe | 11842 | Predictive Maintenance | 28
1008656 | Ducting - Volume Control Dampers and Fire/Smoke Dampers | B (Average): Asset is sound, operationally safe and exhibits only minor deterioration. | Category 3 (Recommended): Minor work required to prevent a deterioration of the service provided by the asset. | 15 | 2018-01-26 | 6.245 | 73.6733 | x | 3 | 5. Severe | 11842 | Predictive Maintenance | 28
1008657 | Ducting - Volume Control Dampers and Fire/Smoke Dampers | B (Average): Asset is sound, operationally safe and exhibits only minor deterioration. | Category 3 (Recommended): Minor work required to prevent a deterioration of the service provided by the asset. | 15 | 2014-11-08 | 9.462 | 69.384 | x | 3 | 5. Severe | 11842 | Predictive Maintenance | 28
1008658 | Ducting - Volume Control Dampers and Fire/Smoke Dampers | B (Average): Asset is sound, operationally safe and exhibits only minor deterioration. | Category 3 (Recommended): Minor work required to prevent a deterioration of the service provided by the asset. | 15 | 2019-11-11 | 4.4545 | 76.0607 | x | 3 | 5. Severe | 11842 | Predictive Maintenance | 28
1008659 | Ducting - Volume Control Dampers and Fire/Smoke Dampers | B (Average): Asset is sound, operationally safe and exhibits only minor deterioration. | Category 3 (Recommended): Minor work required to prevent a deterioration of the service provided by the asset. | 15 | 2015-10-05 | 8.5558 | 70.5923 | x | 3 | 5. Severe | 11842 | Predictive Maintenance | 28
1008661 | Ducting - Volume Control Dampers and Fire/Smoke Dampers | B (Average): Asset is sound, operationally safe and exhibits only minor deterioration. | Category 3 (Recommended): Minor work required to prevent a deterioration of the service provided by the asset. | 15 | 2020-03-26 | 4.0821 | 76.5572 | x | 3 | 5. Severe | 11842 | Predictive Maintenance | 28
1008662 | Terminal Units - Fan Coil | B (Average): Asset is sound, operationally safe and exhibits only minor deterioration. | Category 3 (Recommended): Minor work required to prevent a deterioration of the service provided by the asset. | 15 | 2014-01-11 | 10.2861 | 68.2852 | x | 3 | 4. Significant | 11842 | Predictive Maintenance | 91.25
1008663 | Terminal Units - Fan Coil | B (Average): Asset is sound, operationally safe and exhibits only minor deterioration. | Category 3 (Recommended): Minor work required to prevent a deterioration of the service provided by the asset. | 15 | 2021-06-22 | 2.8419 | 78.2108 | x | 3 | 4. Significant | 11842 | Predictive Maintenance | 91.25
1008664 | Ducting - Volume Control Dampers and Fire/Smoke Dampers | B (Average): Asset is sound, operationally safe and exhibits only minor deterioration. | Category 3 (Recommended): Minor work required to prevent a deterioration of the service provided by the asset. | 15 | 2013-09-03 | 10.642 | 67.8106 | x | 3 | 5. Severe | 11843 | Predictive Maintenance | 28
1008665 | Ducting - Volume Control Dampers and Fire/Smoke Dampers | B (Average): Asset is sound, operationally safe and exhibits only minor deterioration. | Category 3 (Recommended): Minor work required to prevent a deterioration of the service provided by the asset. | 15 | 2017-06-28 | 6.8255 | 72.8994 | x | 3 | 5. Severe | 11843 | Predictive Maintenance | 28
1008667 | Ducting - Volume Control Dampers and Fire/Smoke Dampers | B (Average): Asset is sound, operationally safe and exhibits only minor deterioration. | Category 3 (Recommended): Minor work required to prevent a deterioration of the service provided by the asset. | 15 | 2017-03-02 | 7.1485 | 72.4686 | x | 3 | 5. Severe | 11844 | Predictive Maintenance | 28
1008668 | Terminal Units - Fan Coil | B (Average): Asset is sound, operationally safe and exhibits only minor deterioration. | Category 3 (Recommended): Minor work required to prevent a deterioration of the service provided by the asset. | 15 | 2018-10-22 | 5.5086 | 78.6553 | x | 1 | 4. Significant | 10243 | Predictive Maintenance | 91.25
1008669 | Terminal Units - Fan Coil | B (Average): Asset is sound, operationally safe and exhibits only minor deterioration. | Category 3 (Recommended): Minor work required to prevent a deterioration of the service provided by the asset. | 15 | 2011-08-06 | 12.7201 | 69.0399 | x | 1 | 4. Significant | 10243 | Predictive Maintenance | 91.25
1008670 | Ducting - Volume Control Dampers and Fire/Smoke Dampers | B (Average): Asset is sound, operationally safe and exhibits only minor deterioration. | Category 3 (Recommended): Minor work required to prevent a deterioration of the service provided by the asset. | 15 | 2021-03-18 | 3.1047 | 81.8604 | x | 1 | 5. Severe | 10243 | Predictive Maintenance | 28
1008671 | Ducting - Volume Control Dampers and Fire/Smoke Dampers | B (Average): Asset is sound, operationally safe and exhibits only minor deterioration. | Category 3 (Recommended): Minor work required to prevent a deterioration of the service provided by the asset. | 15 | 2010-06-14 | 13.8645 | 67.514 | x | 1 | 5. Severe | 10243 | Predictive Maintenance | 28
1008672 | Ducting - Volume Control Dampers and Fire/Smoke Dampers | B (Average): Asset is sound, operationally safe and exhibits only minor deterioration. | Category 3 (Recommended): Minor work required to prevent a deterioration of the service provided by the asset. | 15 | 2013-12-14 | 10.3628 | 72.183 | x | 1 | 5. Severe | 10243 | Predictive Maintenance | 28
1008673 | Ducting - Volume Control Dampers and Fire/Smoke Dampers | B (Average): Asset is sound, operationally safe and exhibits only minor deterioration. | Category 3 (Recommended): Minor work required to prevent a deterioration of the service provided by the asset. | 15 | 2019-09-05 | 4.6379 | 79.8161 | x | 1 | 5. Severe | 10243 | Predictive Maintenance | 28
1008674 | Ducting - Volume Control Dampers and Fire/Smoke Dampers | B (Average): Asset is sound, operationally safe and exhibits only minor deterioration. | Category 3 (Recommended): Minor work required to prevent a deterioration of the service provided by the asset. | 15 | 2017-10-15 | 6.527 | 77.2973 | x | 1 | 5. Severe | 10243 | Predictive Maintenance | 28
1008675 | Ducting - Volume Control Dampers and Fire/Smoke Dampers | B (Average): Asset is sound, operationally safe and exhibits only minor deterioration. | Category 3 (Recommended): Minor work required to prevent a deterioration of the service provided by the asset. | 15 | 2019-03-18 | 5.1061 | 79.1919 | x | 1 | 5. Severe | 10243 | Predictive Maintenance | 28
1008677 | Terminal Units - Fan Coil | B (Average): Asset is sound, operationally safe and exhibits only minor deterioration. | Category 3 (Recommended): Minor work required to prevent a deterioration of the service provided by the asset. | 15 | 2015-01-16 | 9.2731 | 69.6359 | x | 3 | 4. Significant | 11846 | Predictive Maintenance | 91.25
1008678 | Room Air Conditioners | B (Average): Asset is sound, operationally safe and exhibits only minor deterioration. | Category 3 (Recommended): Minor work required to prevent a deterioration of the service provided by the asset. | 15 | 2011-12-30 | 12.3203 | 65.5729 | x | 3 | 3. Moderate | 11846 | Predictive Maintenance | 91.25
1008679 | Terminal Units - Fan Coil | B (Average): Asset is sound, operationally safe and exhibits only minor deterioration. | Category 3 (Recommended): Minor work required to prevent a deterioration of the service provided by the asset. | 15 | 2023-08-03 | 0.72827 | 81.029 | x | 3 | 4. Significant | 11847 | Predictive Maintenance | 91.25
1008685 | Room Air Conditioners | B (Average): Asset is sound, operationally safe and exhibits only minor deterioration. | Category 3 (Recommended): Minor work required to prevent a deterioration of the service provided by the asset. | 15 | 2012-04-15 | 12.0274 | 65.9635 | x | 3 | 3. Moderate | 11851 | Predictive Maintenance | 91.25
1008686 | Terminal Units - Fan Coil | B (Average): Asset is sound, operationally safe and exhibits only minor deterioration. | Category 3 (Recommended): Minor work required to prevent a deterioration of the service provided by the asset. | 15 | 2014-11-06 | 9.4675 | 69.3767 | x | 3 | 4. Significant | 11852 | Predictive Maintenance | 91.25
1008688 | Room Air Conditioners | B (Average): Asset is sound, operationally safe and exhibits only minor deterioration. | Category 3 (Recommended): Minor work required to prevent a deterioration of the service provided by the asset. | 15 | 2023-05-05 | 0.97467 | 80.7004 | x | 3 | 3. Moderate | 11854 | Predictive Maintenance | 91.25
1008689 | Vertical Platform Lifts | B (Average): Asset is sound, operationally safe and exhibits only minor deterioration. | Category 3 (Recommended): Minor work required to prevent a deterioration of the service provided by the asset. | 20 | 2013-12-21 | 10.3436 | 73.6564 | x | 2 | 3. Moderate | 11855 | Predictive Maintenance | 91.25
1008690 | Vertical Platform Lifts | B (Average): Asset is sound, operationally safe and exhibits only minor deterioration. | Category 3 (Recommended): Minor work required to prevent a deterioration of the service provided by the asset. | 20 | 2014-11-20 | 9.4292 | 74.5708 | x | 2 | 3. Moderate | 11855 | Predictive Maintenance | 91.25
1008691 | Inclined Platform Lift and Stair Riser | B (Average): Asset is sound, operationally safe and exhibits only minor deterioration. | Category 3 (Recommended): Minor work required to prevent a deterioration of the service provided by the asset. | 20 | 2009-10-16 | 14.5243 | 69.4757 | x | 2 | 4. Significant | 11855 | Predictive Maintenance | 91.25
1008692 | Fire Alarm System | A (Good): Asset is as new and can be expected to perform adequately to its full normal life if maintained appropriately. | Category 4 (Normal): No work required beyond normal maintenance. | 15 | 2015-08-01 | 8.7337 | 86.355 | x | 2 | 5. Severe | 11855 | Predictive Maintenance | 162.5
1008693 | Distribution Boards | B (Average): Asset is sound, operationally safe and exhibits only minor deterioration. | Category 3 (Recommended): Minor work required to prevent a deterioration of the service provided by the asset. | 20 | 2020-06-03 | 3.8932 | 80.1068 | x | 2 | 4. Significant | 11855 | Predictive Maintenance | 91.25
1008694 | Distribution Boards | B (Average): Asset is sound, operationally safe and exhibits only minor deterioration. | Category 3 (Recommended): Minor work required to prevent a deterioration of the service provided by the asset. | 20 | 2018-01-03 | 6.308 | 77.692 | x | 2 | 4. Significant | 11855 | Predictive Maintenance | 91.25
1008695 | Distribution Boards | B (Average): Asset is sound, operationally safe and exhibits only minor deterioration. | Category 3 (Recommended): Minor work required to prevent a deterioration of the service provided by the asset. | 20 | 2021-06-09 | 2.8775 | 81.1225 | x | 2 | 4. Significant | 11855 | Predictive Maintenance | 91.25
1008696 | Distribution Boards | B (Average): Asset is sound, operationally safe and exhibits only minor deterioration. | Category 3 (Recommended): Minor work required to prevent a deterioration of the service provided by the asset. | 20 | 2017-08-28 | 6.6585 | 77.3415 | x | 2 | 4. Significant | 11855 | Predictive Maintenance | 91.25
1008697 | Meter Reading - Electric | B (Average): Asset is sound, operationally safe and exhibits only minor deterioration. | Category 3 (Recommended): Minor work required to prevent a deterioration of the service provided by the asset. | 20 | 2017-11-20 | 6.4285 | 77.5715 | x | 2 | 2. Minor | 11855 | Predictive Maintenance | 182.5
1008698 | Meter Reading - Electric | B (Average): Asset is sound, operationally safe and exhibits only minor deterioration. | Category 3 (Recommended): Minor work required to prevent a deterioration of the service provided by the asset. | 20 | 2014-02-20 | 10.1766 | 73.8234 | x | 2 | 2. Minor | 11855 | Predictive Maintenance | 182.5
1008699 | Meter Reading - Electric | B (Average): Asset is sound, operationally safe and exhibits only minor deterioration. | Category 3 (Recommended): Minor work required to prevent a deterioration of the service provided by the asset. | 20 | 2023-03-19 | 1.1034 | 82.8966 | x | 2 | 2. Minor | 11855 | Predictive Maintenance | 182.5
1008703 | Point of Use Water Dispenser | B (Average): Asset is sound, operationally safe and exhibits only minor deterioration. | Category 3 (Recommended): Minor work required to prevent a deterioration of the service provided by the asset. | 15 | 2022-09-12 | 1.6181 | 81.8426 | x | 2 | 2. Minor | 11647 | Predictive Maintenance | 182.5
1008704 | Distribution Boards | B (Average): Asset is sound, operationally safe and exhibits only minor deterioration. | Category 3 (Recommended): Minor work required to prevent a deterioration of the service provided by the asset. | 20 | 2017-01-08 | 7.2936 | 76.7064 | x | 2 | 4. Significant | 11647 | Predictive Maintenance | 91.25
1008705 | Distribution Boards | B (Average): Asset is sound, operationally safe and exhibits only minor deterioration. | Category 3 (Recommended): Minor work required to prevent a deterioration of the service provided by the asset. | 20 | 2023-08-10 | 0.7091 | 83.2909 | x | 2 | 4. Significant | 11647 | Predictive Maintenance | 91.25
1008706 | Distribution Boards | B (Average): Asset is sound, operationally safe and exhibits only minor deterioration. | Category 3 (Recommended): Minor work required to prevent a deterioration of the service provided by the asset. | 20 | 2006-09-16 | 17.6071 | 66.3929 | x | 2 | 4. Significant | 11647 | Predictive Maintenance | 91.25
1008707 | Distribution Boards | B (Average): Asset is sound, operationally safe and exhibits only minor deterioration. | Category 3 (Recommended): Minor work required to prevent a deterioration of the service provided by the asset. | 20 | 2012-03-14 | 12.115 | 71.885 | x | 2 | 4. Significant | 11857 | Predictive Maintenance | 91.25
1008708 | Distribution Boards | B (Average): Asset is sound, operationally safe and exhibits only minor deterioration. | Category 3 (Recommended): Minor work required to prevent a deterioration of the service provided by the asset. | 20 | 2014-10-18 | 9.5195 | 74.4805 | x | 2 | 4. Significant | 11857 | Predictive Maintenance | 91.25
1008709 | Distribution Boards | B (Average): Asset is sound, operationally safe and exhibits only minor deterioration. | Category 3 (Recommended): Minor work required to prevent a deterioration of the service provided by the asset. | 20 | 2007-10-23 | 16.5065 | 67.4935 | x | 2 | 4. Significant | 11857 | Predictive Maintenance | 91.25
1008710 | Distribution Boards | B (Average): Asset is sound, operationally safe and exhibits only minor deterioration. | Category 3 (Recommended): Minor work required to prevent a deterioration of the service provided by the asset. | 20 | 2010-07-02 | 13.8152 | 70.1848 | x | 2 | 4. Significant | 11858 | Predictive Maintenance | 91.25
1008711 | Distribution Boards | B (Average): Asset is sound, operationally safe and exhibits only minor deterioration. | Category 3 (Recommended): Minor work required to prevent a deterioration of the service provided by the asset. | 20 | 2013-07-12 | 10.7871 | 73.2129 | x | 2 | 4. Significant | 11858 | Predictive Maintenance | 91.25
1008712 | Distribution Boards | B (Average): Asset is sound, operationally safe and exhibits only minor deterioration. | Category 3 (Recommended): Minor work required to prevent a deterioration of the service provided by the asset. | 20 | 2015-02-02 | 9.2266 | 74.7734 | x | 2 | 4. Significant | 11858 | Predictive Maintenance | 91.25
1008715 | Unvented Hot Water Systems | B (Average): Asset is sound, operationally safe and exhibits only minor deterioration. | Category 3 (Recommended): Minor work required to prevent a deterioration of the service provided by the asset. | 25 | 2016-02-07 | 8.2136 | 77.4292 | x | 2 | 4. Significant | 11860 | Predictive Maintenance | 91.25
1008716 | Distribution Boards | B (Average): Asset is sound, operationally safe and exhibits only minor deterioration. | Category 3 (Recommended): Minor work required to prevent a deterioration of the service provided by the asset. | 20 | 2024-01-19 | 0.26557 | 83.7344 | x | 2 | 4. Significant | 11861 | Predictive Maintenance | 91.25
1008717 | Distribution Boards | B (Average): Asset is sound, operationally safe and exhibits only minor deterioration. | Category 3 (Recommended): Minor work required to prevent a deterioration of the service provided by the asset. | 20 | 2016-10-15 | 7.5264 | 76.4736 | x | 2 | 4. Significant | 11861 | Predictive Maintenance | 91.25
1008718 | Distribution Boards | B (Average): Asset is sound, operationally safe and exhibits only minor deterioration. | Category 3 (Recommended): Minor work required to prevent a deterioration of the service provided by the asset. | 20 | 2012-07-14 | 11.781 | 72.219 | x | 2 | 4. Significant | 11861 | Predictive Maintenance | 91.25
1008719 | Point of Use Water Dispenser | B (Average): Asset is sound, operationally safe and exhibits only minor deterioration. | Category 3 (Recommended): Minor work required to prevent a deterioration of the service provided by the asset. | 15 | 2010-07-07 | 13.8015 | 65.598 | x | 2 | 2. Minor | 11862 | Predictive Maintenance | 182.5
1008722 | Unvented Hot Water Systems | B (Average): Asset is sound, operationally safe and exhibits only minor deterioration. | Category 3 (Recommended): Minor work required to prevent a deterioration of the service provided by the asset. | 25 | 2014-02-12 | 10.1985 | 75.8412 | x | 2 | 4. Significant | 11863 | Predictive Maintenance | 91.25
1008723 | Distribution Boards | B (Average): Asset is sound, operationally safe and exhibits only minor deterioration. | Category 3 (Recommended): Minor work required to prevent a deterioration of the service provided by the asset. | 20 | 2010-10-18 | 13.5195 | 70.4805 | x | 2 | 4. Significant | 11864 | Predictive Maintenance | 91.25
1008724 | Distribution Boards | B (Average): Asset is sound, operationally safe and exhibits only minor deterioration. | Category 3 (Recommended): Minor work required to prevent a deterioration of the service provided by the asset. | 20 | 2007-11-21 | 16.4271 | 67.5729 | x | 2 | 4. Significant | 11864 | Predictive Maintenance | 91.25
1008725 | Meter Reading - Electric | B (Average): Asset is sound, operationally safe and exhibits only minor deterioration. | Category 3 (Recommended): Minor work required to prevent a deterioration of the service provided by the asset. | 20 | 2023-01-31 | 1.232 | 82.768 | x | 2 | 2. Minor | 11864 | Predictive Maintenance | 182.5
1008726 | Meter Reading - Electric | B (Average): Asset is sound, operationally safe and exhibits only minor deterioration. | Category 3 (Recommended): Minor work required to prevent a deterioration of the service provided by the asset. | 20 | 2021-02-09 | 3.206 | 80.794 | x | 2 | 2. Minor | 11864 | Predictive Maintenance | 182.5
1008727 | Distribution Boards | B (Average): Asset is sound, operationally safe and exhibits only minor deterioration. | Category 3 (Recommended): Minor work required to prevent a deterioration of the service provided by the asset. | 20 | 2006-08-30 | 17.6537 | 68.3463 | x | 1 | 4. Significant | 11865 | Predictive Maintenance | 91.25
1008728 | Distribution Boards | B (Average): Asset is sound, operationally safe and exhibits only minor deterioration. | Category 3 (Recommended): Minor work required to prevent a deterioration of the service provided by the asset. | 20 | 2021-04-27 | 2.9952 | 83.0048 | x | 1 | 4. Significant | 11865 | Predictive Maintenance | 91.25
1008729 | Distribution Boards | B (Average): Asset is sound, operationally safe and exhibits only minor deterioration. | Category 3 (Recommended): Minor work required to prevent a deterioration of the service provided by the asset. | 20 | 2008-01-29 | 16.2382 | 69.7618 | x | 1 | 4. Significant | 11865 | Predictive Maintenance | 91.25
1008730 | Unvented Hot Water Systems | B (Average): Asset is sound, operationally safe and exhibits only minor deterioration. | Category 3 (Recommended): Minor work required to prevent a deterioration of the service provided by the asset. | 25 | 2003-08-27 | 20.6626 | 69.47 | x | 1 | 4. Significant | 11866 | Predictive Maintenance | 91.25
1008731 | Distribution Boards | B (Average): Asset is sound, operationally safe and exhibits only minor deterioration. | Category 3 (Recommended): Minor work required to prevent a deterioration of the service provided by the asset. | 20 | 2015-10-14 | 8.5311 | 77.4689 | x | 1 | 4. Significant | 11867 | Predictive Maintenance | 91.25
1008732 | Distribution Boards | B (Average): Asset is sound, operationally safe and exhibits only minor deterioration. | Category 3 (Recommended): Minor work required to prevent a deterioration of the service provided by the asset. | 20 | 2021-05-11 | 2.9569 | 83.0431 | x | 1 | 4. Significant | 11867 | Predictive Maintenance | 91.25
1008734 | Distribution Boards | B (Average): Asset is sound, operationally safe and exhibits only minor deterioration. | Category 3 (Recommended): Minor work required to prevent a deterioration of the service provided by the asset. | 20 | 2005-09-16 | 18.6064 | 67.3936 | x | 1 | 4. Significant | 11869 | Predictive Maintenance | 91.25
1008735 | Distribution Boards | B (Average): Asset is sound, operationally safe and exhibits only minor deterioration. | Category 3 (Recommended): Minor work required to prevent a deterioration of the service provided by the asset. | 20 | 2008-10-26 | 15.4962 | 70.5038 | x | 1 | 4. Significant | 11869 | Predictive Maintenance | 91.25
1008736 | Distribution Boards | B (Average): Asset is sound, operationally safe and exhibits only minor deterioration. | Category 3 (Recommended): Minor work required to prevent a deterioration of the service provided by the asset. | 20 | 2015-09-30 | 8.5695 | 77.4305 | x | 1 | 4. Significant | 11869 | Predictive Maintenance | 91.25
1008737 | Distribution Boards | B (Average): Asset is sound, operationally safe and exhibits only minor deterioration. | Category 3 (Recommended): Minor work required to prevent a deterioration of the service provided by the asset. | 20 | 2020-06-29 | 3.822 | 80.178 | x | 2 | 4. Significant | 11870 | Predictive Maintenance | 91.25
1008738 | Distribution Boards | B (Average): Asset is sound, operationally safe and exhibits only minor deterioration. | Category 3 (Recommended): Minor work required to prevent a deterioration of the service provided by the asset. | 20 | 2018-09-14 | 5.6126 | 78.3874 | x | 2 | 4. Significant | 11870 | Predictive Maintenance | 91.25
1008739 | Distribution Boards | B (Average): Asset is sound, operationally safe and exhibits only minor deterioration. | Category 3 (Recommended): Minor work required to prevent a deterioration of the service provided by the asset. | 20 | 2011-02-11 | 13.2019 | 70.7981 | x | 2 | 4. Significant | 11870 | Predictive Maintenance | 91.25
1008740 | Atmospheric Gas Burner Boiler - Small and/or Wall Hung for Domestic/Light Commercial Installation | B (Average): Asset is sound, operationally safe and exhibits only minor deterioration. | Category 3 (Recommended): Minor work required to prevent a deterioration of the service provided by the asset. | 10 | 2016-12-26 | 7.3292 | 69.3415 | x | 2 | 4. Significant | 10258 | Predictive Maintenance | 91.25
1008741 | Atmospheric Gas Burner Boiler - Small and/or Wall Hung for Domestic/Light Commercial Installation | B (Average): Asset is sound, operationally safe and exhibits only minor deterioration. | Category 3 (Recommended): Minor work required to prevent a deterioration of the service provided by the asset. | 10 | 2018-03-09 | 6.13 | 71.7399 | x | 2 | 4. Significant | 10258 | Predictive Maintenance | 91.25
1008742 | Atmospheric Gas Burner Boiler - Small and/or Wall Hung for Domestic/Light Commercial Installation | B (Average): Asset is sound, operationally safe and exhibits only minor deterioration. | Category 3 (Recommended): Minor work required to prevent a deterioration of the service provided by the asset. | 10 | 2016-01-25 | 8.2491 | 67.5017 | x | 2 | 4. Significant | 10258 | Predictive Maintenance | 91.25
1008743 | Cold Water Storage Tanks and Cisterns | B (Average): Asset is sound, operationally safe and exhibits only minor deterioration. | Category 3 (Recommended): Minor work required to prevent a deterioration of the service provided by the asset. | 25 | 2017-02-09 | 7.206 | 80.2352 | x | 1 | 4. Significant | 10255 | Predictive Maintenance | 91.25
1008744 | Distribution Boards | B (Average): Asset is sound, operationally safe and exhibits only minor deterioration. | Category 3 (Recommended): Minor work required to prevent a deterioration of the service provided by the asset. | 20 | 2007-01-02 | 17.3114 | 66.6886 | x | 2 | 4. Significant | 11871 | Predictive Maintenance | 91.25
1008748 | Speed Controllers | B (Average): Asset is sound, operationally safe and exhibits only minor deterioration. | Category 3 (Recommended): Minor work required to prevent a deterioration of the service provided by the asset. | 15 | 2016-02-26 | 8.1615 | 73.118 | x | 2 | 4. Significant | 11871 | Predictive Maintenance | 91.25
1008749 | Kitchen Hood Fire Suppression | B (Average): Asset is sound, operationally safe and exhibits only minor deterioration. | Category 3 (Recommended): Minor work required to prevent a deterioration of the service provided by the asset. | 20 | 2018-09-09 | 5.6263 | 78.3737 | x | 2 | 5. Severe | 11871 | Predictive Maintenance | 28
1008750 | Insect Killer | B (Average): Asset is sound, operationally safe and exhibits only minor deterioration. | Category 3 (Recommended): Minor work required to prevent a deterioration of the service provided by the asset. | 8 | 2017-07-17 | 6.7734 | 67.0664 | x | 2 | 2. Minor | 11871 | Predictive Maintenance | 182.5
1008754 | Insect Killer | B (Average): Asset is sound, operationally safe and exhibits only minor deterioration. | Category 3 (Recommended): Minor work required to prevent a deterioration of the service provided by the asset. | 8 | 2017-06-04 | 6.8912 | 66.7721 | x | 2 | 2. Minor | 11871 | Predictive Maintenance | 182.5
1008755 | Cold Rooms | B (Average): Asset is sound, operationally safe and exhibits only minor deterioration. | Category 3 (Recommended): Minor work required to prevent a deterioration of the service provided by the asset. | 15 | 2017-08-23 | 6.6721 | 75.1038 | x | 2 | 4. Significant | 11872 | Predictive Maintenance | 91.25
1008757 | Distribution Boards | B (Average): Asset is sound, operationally safe and exhibits only minor deterioration. | Category 3 (Recommended): Minor work required to prevent a deterioration of the service provided by the asset. | 20 | 2013-02-16 | 11.1869 | 72.8131 | x | 2 | 4. Significant | 11873 | Predictive Maintenance | 91.25
1008758 | Distribution Boards | B (Average): Asset is sound, operationally safe and exhibits only minor deterioration. | Category 3 (Recommended): Minor work required to prevent a deterioration of the service provided by the asset. | 20 | 2015-10-26 | 8.4983 | 75.5017 | x | 2 | 4. Significant | 11873 | Predictive Maintenance | 91.25
1008762 | Air Handling Units - General | B (Average): Asset is sound, operationally safe and exhibits only minor deterioration. | Category 3 (Recommended): Minor work required to prevent a deterioration of the service provided by the asset. | 20 | 2019-12-31 | 4.3176 | 79.6824 | x | 2 | 3. Moderate | 10071 | Predictive Maintenance | 91.25
1008763 | Cast Resin Transformer | B (Average): Asset is sound, operationally safe and exhibits only minor deterioration. | Category 3 (Recommended): Minor work required to prevent a deterioration of the service provided by the asset. | 30 | 2004-03-06 | 20.1369 | 70.5754 | x | 2 | 5. Severe | 10071 | Predictive Maintenance | 28
1008764 | Ventilating Fans - General | B (Average): Asset is sound, operationally safe and exhibits only minor deterioration. | Category 3 (Recommended): Minor work required to prevent a deterioration of the service provided by the asset. | 20 | 2005-08-13 | 18.6995 | 65.3005 | x | 2 | 2. Minor | 10071 | Predictive Maintenance | 182.5
1008765 | Cold Water Storage Tanks and Cisterns | B (Average): Asset is sound, operationally safe and exhibits only minor deterioration. | Category 3 (Recommended): Minor work required to prevent a deterioration of the service provided by the asset. | 20 | 2016-10-16 | 7.5236 | 76.4764 | x | 2 | 4. Significant | 10071 | Predictive Maintenance | 91.25
1008767 | Cast Resin Transformer | B (Average): Asset is sound, operationally safe and exhibits only minor deterioration. | Category 3 (Recommended): Minor work required to prevent a deterioration of the service provided by the asset. | 30 | 2010-05-13 | 13.9521 | 74.6986 | x | 2 | 5. Severe | 10071 | Predictive Maintenance | 28
1008768 | Distribution Boards | B (Average): Asset is sound, operationally safe and exhibits only minor deterioration. | Category 3 (Recommended): Minor work required to prevent a deterioration of the service provided by the asset. | 20 | 2014-02-23 | 10.1684 | 73.8316 | x | 2 | 4. Significant | 11873 | Predictive Maintenance | 91.25
1008769 | Distribution Boards | B (Average): Asset is sound, operationally safe and exhibits only minor deterioration. | Category 3 (Recommended): Minor work required to prevent a deterioration of the service provided by the asset. | 20 | 2014-12-05 | 9.3881 | 74.6119 | x | 2 | 4. Significant | 11873 | Predictive Maintenance | 91.25
1008770 | Distribution Boards | B (Average): Asset is sound, operationally safe and exhibits only minor deterioration. | Category 3 (Recommended): Minor work required to prevent a deterioration of the service provided by the asset. | 20 | 2007-10-31 | 16.4846 | 67.5154 | x | 2 | 4. Significant | 11873 | Predictive Maintenance | 91.25
1008771 | Meter Reading - Electric | B (Average): Asset is sound, operationally safe and exhibits only minor deterioration. | Category 3 (Recommended): Minor work required to prevent a deterioration of the service provided by the asset. | 20 | 2021-04-18 | 3.0198 | 80.9802 | x | 2 | 2. Minor | 11873 | Predictive Maintenance | 182.5
1008772 | Cast Resin Transformer | B (Average): Asset is sound, operationally safe and exhibits only minor deterioration. | Category 3 (Recommended): Minor work required to prevent a deterioration of the service provided by the asset. | 30 | 2021-03-01 | 3.1513 | 81.8992 | x | 2 | 5. Severe | 11873 | Predictive Maintenance | 28
1008773 | Distribution Boards | B (Average): Asset is sound, operationally safe and exhibits only minor deterioration. | Category 3 (Recommended): Minor work required to prevent a deterioration of the service provided by the asset. | 20 | 2015-07-22 | 8.7611 | 75.2389 | x | 2 | 4. Significant | 10253 | Predictive Maintenance | 91.25
1008774 | Distribution Boards | B (Average): Asset is sound, operationally safe and exhibits only minor deterioration. | Category 3 (Recommended): Minor work required to prevent a deterioration of the service provided by the asset. | 20 | 2022-07-25 | 1.7522 | 82.2478 | x | 2 | 4. Significant | 10253 | Predictive Maintenance | 91.25
1008777 | Unvented Hot Water Systems | D (Very Poor): Asset runs a serious risk of imminent breakdown or poses a health and safety risk. | Category 3 (Recommended): Minor work required to prevent a deterioration of the service provided by the asset. | 25 | 2001-09-30 | 22.5681 | 44.9455 | x | 2 | 4. Significant | 11144 | Predictive Maintenance | 91.25
1008778 | Unvented Hot Water Systems | D (Very Poor): Asset runs a serious risk of imminent breakdown or poses a health and safety risk. | Category 3 (Recommended): Minor work required to prevent a deterioration of the service provided by the asset. | 25 | 2018-04-02 | 6.0643 | 58.1485 | x | 2 | 4. Significant | 11144 | Predictive Maintenance | 91.25
1008779 | Distribution Boards | B (Average): Asset is sound, operationally safe and exhibits only minor deterioration. | Category 3 (Recommended): Minor work required to prevent a deterioration of the service provided by the asset. | 20 | 2017-07-04 | 6.809 | 79.191 | x | 1 | 4. Significant | 11874 | Predictive Maintenance | 91.25
1008780 | Distribution Boards | B (Average): Asset is sound, operationally safe and exhibits only minor deterioration. | Category 3 (Recommended): Minor work required to prevent a deterioration of the service provided by the asset. | 20 | 2013-11-09 | 10.4586 | 75.5414 | x | 1 | 4. Significant | 11874 | Predictive Maintenance | 91.25
1008781 | Atmospheric Gas Burner - Free Standing Boiler | B (Average): Asset is sound, operationally safe and exhibits only minor deterioration. | Category 3 (Recommended): Minor work required to prevent a deterioration of the service provided by the asset. | 20 | 2022-01-31 | 2.2313 | 83.7687 | x | 1 | 4. Significant | 10252 | Predictive Maintenance | 91.25
1008782 | Atmospheric Gas Burner - Free Standing Boiler | B (Average): Asset is sound, operationally safe and exhibits only minor deterioration. | Category 3 (Recommended): Minor work required to prevent a deterioration of the service provided by the asset. | 20 | 2006-07-19 | 17.7687 | 68.2313 | x | 1 | 4. Significant | 10252 | Predictive Maintenance | 91.25
1008783 | Atmospheric Gas Burner - Free Standing Boiler | B (Average): Asset is sound, operationally safe and exhibits only minor deterioration. | Category 3 (Recommended): Minor work required to prevent a deterioration of the service provided by the asset. | 20 | 2006-10-14 | 17.5305 | 68.4695 | x | 1 | 4. Significant | 10252 | Predictive Maintenance | 91.25
1008784 | Atmospheric Gas Burner - Free Standing Boiler | B (Average): Asset is sound, operationally safe and exhibits only minor deterioration. | Category 3 (Recommended): Minor work required to prevent a deterioration of the service provided by the asset. | 20 | 2013-11-17 | 10.4367 | 75.5633 | x | 1 | 4. Significant | 10252 | Predictive Maintenance | 91.25
1008785 | Outstations | B (Average): Asset is sound, operationally safe and exhibits only minor deterioration. | Category 3 (Recommended): Minor work required to prevent a deterioration of the service provided by the asset. | 10 | 2023-05-26 | 0.91718 | 84.1656 | x | 1 | 4. Significant | 10252 | Predictive Maintenance | 91.25
1008786 | Gas Detection/Flammable | B (Average): Asset is sound, operationally safe and exhibits only minor deterioration. | Category 3 (Recommended): Minor work required to prevent a deterioration of the service provided by the asset. | 15 | 2021-07-23 | 2.757 | 82.324 | x | 1 | 5. Severe | 10252 | Predictive Maintenance | 28
1008787 | Expansion Vessels | B (Average): Asset is sound, operationally safe and exhibits only minor deterioration. | Category 3 (Recommended): Minor work required to prevent a deterioration of the service provided by the asset. | 15 | 2019-05-04 | 4.9774 | 75.3634 | x | 3 | 4. Significant | 11411 | Predictive Maintenance | 91.25
1008788 | Expansion Vessels | B (Average): Asset is sound, operationally safe and exhibits only minor deterioration. | Category 3 (Recommended): Minor work required to prevent a deterioration of the service provided by the asset. | 15 | 2015-02-02 | 9.2266 | 73.6979 | x | 1 | 4. Significant | 11874 | Predictive Maintenance | 91.25
1008789 | Expansion Vessels | B (Average): Asset is sound, operationally safe and exhibits only minor deterioration. | Category 3 (Recommended): Minor work required to prevent a deterioration of the service provided by the asset. | 15 | 2012-08-06 | 11.718 | 70.376 | x | 1 | 4. Significant | 11874 | Predictive Maintenance | 91.25
1008790 | Terminal Units - Fan Coil | B (Average): Asset is sound, operationally safe and exhibits only minor deterioration. | Category 3 (Recommended): Minor work required to prevent a deterioration of the service provided by the asset. | 15 | 2022-06-20 | 1.848 | 79.5359 | x | 3 | 4. Significant | 11875 | Predictive Maintenance | 91.25
1008791 | Distribution Boards | B (Average): Asset is sound, operationally safe and exhibits only minor deterioration. | Category 3 (Recommended): Minor work required to prevent a deterioration of the service provided by the asset. | 20 | 2007-12-27 | 16.3285 | 65.6715 | x | 3 | 4. Significant | 11875 | Predictive Maintenance | 91.25
1008792 | Distribution Boards | B (Average): Asset is sound, operationally safe and exhibits only minor deterioration. | Category 3 (Recommended): Minor work required to prevent a deterioration of the service provided by the asset. | 20 | 2004-04-17 | 20.0219 | 61.9781 | x | 3 | 4. Significant | 11875 | Predictive Maintenance | 91.25
1008793 | Distribution Boards | B (Average): Asset is sound, operationally safe and exhibits only minor deterioration. | Category 3 (Recommended): Minor work required to prevent a deterioration of the service provided by the asset. | 20 | 2014-03-09 | 10.13 | 71.87 | x | 3 | 4. Significant | 11875 | Predictive Maintenance | 91.25
1008794 | Distribution Boards | B (Average): Asset is sound, operationally safe and exhibits only minor deterioration. | Category 3 (Recommended): Minor work required to prevent a deterioration of the service provided by the asset. | 20 | 2009-06-29 | 14.8227 | 67.1773 | x | 3 | 4. Significant | 11875 | Predictive Maintenance | 91.25
1008796 | Terminal Units - Fan Coil | B (Average): Asset is sound, operationally safe and exhibits only minor deterioration. | Category 3 (Recommended): Minor work required to prevent a deterioration of the service provided by the asset. | 15 | 2012-07-28 | 11.7426 | 66.3431 | x | 3 | 4. Significant | 11877 | Predictive Maintenance | 91.25
1008797 | Terminal Units - Fan Coil | B (Average): Asset is sound, operationally safe and exhibits only minor deterioration. | Category 3 (Recommended): Minor work required to prevent a deterioration of the service provided by the asset. | 15 | 2021-12-15 | 2.36 | 78.8533 | x | 3 | 4. Significant | 11877 | Predictive Maintenance | 91.25
1008798 | Roller Shutter Doors | B (Average): Asset is sound, operationally safe and exhibits only minor deterioration. | Category 3 (Recommended): Minor work required to prevent a deterioration of the service provided by the asset. | 15 | 2012-07-08 | 11.7974 | 66.2701 | x | 3 | 3. Moderate | 11878 | Predictive Maintenance | 91.25
1008801 | Room Air Conditioners | B (Average): Asset is sound, operationally safe and exhibits only minor deterioration. | Category 3 (Recommended): Minor work required to prevent a deterioration of the service provided by the asset. | 15 | 2013-01-20 | 11.2608 | 66.9856 | x | 3 | 3. Moderate | 11881 | Predictive Maintenance | 91.25
1008803 | Laboratory Fume Cupboard | B (Average): Asset is sound, operationally safe and exhibits only minor deterioration. | Category 3 (Recommended): Minor work required to prevent a deterioration of the service provided by the asset. | 15 | 2012-12-27 | 11.3265 | 66.898 | x | 3 | 4. Significant | 10274 | Predictive Maintenance | 91.25
1008804 | Laboratory Fume Cupboard | B (Average): Asset is sound, operationally safe and exhibits only minor deterioration. | Category 3 (Recommended): Minor work required to prevent a deterioration of the service provided by the asset. | 15 | 2010-04-19 | 14.0178 | 63.3096 | x | 3 | 4. Significant | 10274 | Predictive Maintenance | 91.25
1008805 | Laboratory Fume Cupboard | B (Average): Asset is sound, operationally safe and exhibits only minor deterioration. | Category 3 (Recommended): Minor work required to prevent a deterioration of the service provided by the asset. | 15 | 2015-05-20 | 8.9336 | 70.0885 | x | 3 | 4. Significant | 10274 | Predictive Maintenance | 91.25
1008808 | Laboratory Fume Cupboard | B (Average): Asset is sound, operationally safe and exhibits only minor deterioration. | Category 3 (Recommended): Minor work required to prevent a deterioration of the service provided by the asset. | 15 | 2012-10-17 | 11.5209 | 66.6388 | x | 3 | 4. Significant | 11885 | Predictive Maintenance | 91.25
1008809 | Laboratory Fume Cupboard | B (Average): Asset is sound, operationally safe and exhibits only minor deterioration. | Category 3 (Recommended): Minor work required to prevent a deterioration of the service provided by the asset. | 15 | 2016-08-04 | 7.7235 | 71.702 | x | 3 | 4. Significant | 10275 | Predictive Maintenance | 91.25
1008810 | Laboratory Fume Cupboard | B (Average): Asset is sound, operationally safe and exhibits only minor deterioration. | Category 3 (Recommended): Minor work required to prevent a deterioration of the service provided by the asset. | 15 | 2019-07-30 | 4.7392 | 75.681 | x | 3 | 4. Significant | 10275 | Predictive Maintenance | 91.25
1008811 | Laboratory Fume Cupboard | B (Average): Asset is sound, operationally safe and exhibits only minor deterioration. | Category 3 (Recommended): Minor work required to prevent a deterioration of the service provided by the asset. | 15 | 2016-07-29 | 7.7399 | 71.6801 | x | 3 | 4. Significant | 10275 | Predictive Maintenance | 91.25
1008812 | Laboratory Fume Cupboard | B (Average): Asset is sound, operationally safe and exhibits only minor deterioration. | Category 3 (Recommended): Minor work required to prevent a deterioration of the service provided by the asset. | 15 | 2018-06-24 | 5.8371 | 74.2172 | x | 3 | 4. Significant | 11886 | Predictive Maintenance | 91.25
1008813 | Room Air Conditioners | B (Average): Asset is sound, operationally safe and exhibits only minor deterioration. | Category 3 (Recommended): Minor work required to prevent a deterioration of the service provided by the asset. | 15 | 2010-11-09 | 13.4593 | 64.0543 | x | 3 | 3. Moderate | 11886 | Predictive Maintenance | 91.25
1008814 | Distribution Boards | B (Average): Asset is sound, operationally safe and exhibits only minor deterioration. | Category 3 (Recommended): Minor work required to prevent a deterioration of the service provided by the asset. | 20 | 2020-06-03 | 3.8932 | 78.1068 | x | 3 | 4. Significant | 11887 | Predictive Maintenance | 91.25
1008815 | Distribution Boards | B (Average): Asset is sound, operationally safe and exhibits only minor deterioration. | Category 3 (Recommended): Minor work required to prevent a deterioration of the service provided by the asset. | 20 | 2016-10-09 | 7.5428 | 74.4572 | x | 3 | 4. Significant | 11887 | Predictive Maintenance | 91.25
1008816 | Distribution Boards | B (Average): Asset is sound, operationally safe and exhibits only minor deterioration. | Category 3 (Recommended): Minor work required to prevent a deterioration of the service provided by the asset. | 20 | 2013-09-27 | 10.5763 | 71.4237 | x | 3 | 4. Significant | 11887 | Predictive Maintenance | 91.25
1008820 | Laboratory Fume Cupboard | B (Average): Asset is sound, operationally safe and exhibits only minor deterioration. | Category 3 (Recommended): Minor work required to prevent a deterioration of the service provided by the asset. | 15 | 2022-08-26 | 1.6646 | 79.7805 | x | 3 | 4. Significant | 10276 | Predictive Maintenance | 91.25
1008821 | Laboratory Fume Cupboard | B (Average): Asset is sound, operationally safe and exhibits only minor deterioration. | Category 3 (Recommended): Minor work required to prevent a deterioration of the service provided by the asset. | 15 | 2021-09-21 | 2.5927 | 78.543 | x | 3 | 4. Significant | 10276 | Predictive Maintenance | 91.25
1008822 | Laboratory Fume Cupboard | B (Average): Asset is sound, operationally safe and exhibits only minor deterioration. | Category 3 (Recommended): Minor work required to prevent a deterioration of the service provided by the asset. | 15 | 2011-06-07 | 12.8843 | 64.8209 | x | 3 | 4. Significant | 10276 | Predictive Maintenance | 91.25
1008823 | Laboratory Fume Cupboard | B (Average): Asset is sound, operationally safe and exhibits only minor deterioration. | Category 3 (Recommended): Minor work required to prevent a deterioration of the service provided by the asset. | 15 | 2010-02-03 | 14.2231 | 63.0358 | x | 3 | 4. Significant | 10276 | Predictive Maintenance | 91.25
1008824 | Terminal Units - Fan Coil | B (Average): Asset is sound, operationally safe and exhibits only minor deterioration. | Category 3 (Recommended): Minor work required to prevent a deterioration of the service provided by the asset. | 15 | 2018-08-07 | 5.7166 | 78.3778 | x | 1 | 4. Significant | 10237 | Predictive Maintenance | 91.25
1008825 | Terminal Units - Fan Coil | B (Average): Asset is sound, operationally safe and exhibits only minor deterioration. | Category 3 (Recommended): Minor work required to prevent a deterioration of the service provided by the asset. | 15 | 2020-01-10 | 4.2902 | 80.2797 | x | 1 | 4. Significant | 10237 | Predictive Maintenance | 91.25
1008826 | Ducting - Volume Control Dampers and Fire/Smoke Dampers | B (Average): Asset is sound, operationally safe and exhibits only minor deterioration. | Category 3 (Recommended): Minor work required to prevent a deterioration of the service provided by the asset. | 15 | 2012-03-05 | 12.1396 | 69.8138 | x | 1 | 5. Severe | 10237 | Predictive Maintenance | 28
1008827 | Ducting - Volume Control Dampers and Fire/Smoke Dampers | B (Average): Asset is sound, operationally safe and exhibits only minor deterioration. | Category 3 (Recommended): Minor work required to prevent a deterioration of the service provided by the asset. | 15 | 2010-03-06 | 14.1383 | 67.149 | x | 1 | 5. Severe | 10237 | Predictive Maintenance | 28
1008828 | Ducting - Volume Control Dampers and Fire/Smoke Dampers | B (Average): Asset is sound, operationally safe and exhibits only minor deterioration. | Category 3 (Recommended): Minor work required to prevent a deterioration of the service provided by the asset. | 15 | 2023-04-30 | 0.98836 | 84.6822 | x | 1 | 5. Severe | 10237 | Predictive Maintenance | 28
1008829 | Ducting - Volume Control Dampers and Fire/Smoke Dampers | B (Average): Asset is sound, operationally safe and exhibits only minor deterioration. | Category 3 (Recommended): Minor work required to prevent a deterioration of the service provided by the asset. | 15 | 2013-01-31 | 11.2307 | 71.0258 | x | 1 | 5. Severe | 10237 | Predictive Maintenance | 28
1008830 | Ducting - Volume Control Dampers and Fire/Smoke Dampers | B (Average): Asset is sound, operationally safe and exhibits only minor deterioration. | Category 3 (Recommended): Minor work required to prevent a deterioration of the service provided by the asset. | 15 | 2017-04-18 | 7.0198 | 76.6402 | x | 1 | 5. Severe | 10237 | Predictive Maintenance | 28
1008831 | Ducting - Volume Control Dampers and Fire/Smoke Dampers | B (Average): Asset is sound, operationally safe and exhibits only minor deterioration. | Category 3 (Recommended): Minor work required to prevent a deterioration of the service provided by the asset. | 15 | 2016-04-15 | 8.0274 | 75.2968 | x | 1 | 5. Severe | 10237 | Predictive Maintenance | 28
1008832 | Terminal Units - Fan Coil | B (Average): Asset is sound, operationally safe and exhibits only minor deterioration. | Category 3 (Recommended): Minor work required to prevent a deterioration of the service provided by the asset. | 15 | 2014-08-08 | 9.7139 | 73.0481 | x | 1 | 4. Significant | 10238 | Predictive Maintenance | 91.25
1008833 | Terminal Units - Fan Coil | B (Average): Asset is sound, operationally safe and exhibits only minor deterioration. | Category 3 (Recommended): Minor work required to prevent a deterioration of the service provided by the asset. | 15 | 2017-03-10 | 7.1266 | 76.4978 | x | 1 | 4. Significant | 10238 | Predictive Maintenance | 91.25
1008834 | Ducting - Volume Control Dampers and Fire/Smoke Dampers | B (Average): Asset is sound, operationally safe and exhibits only minor deterioration. | Category 3 (Recommended): Minor work required to prevent a deterioration of the service provided by the asset. | 15 | 2022-06-09 | 1.8782 | 83.4958 | x | 1 | 5. Severe | 10238 | Predictive Maintenance | 28
1008835 | Ducting - Volume Control Dampers and Fire/Smoke Dampers | B (Average): Asset is sound, operationally safe and exhibits only minor deterioration. | Category 3 (Recommended): Minor work required to prevent a deterioration of the service provided by the asset. | 15 | 2011-03-07 | 13.1362 | 68.4851 | x | 1 | 5. Severe | 10238 | Predictive Maintenance | 28
1008836 | Ducting - Volume Control Dampers and Fire/Smoke Dampers | B (Average): Asset is sound, operationally safe and exhibits only minor deterioration. | Category 3 (Recommended): Minor work required to prevent a deterioration of the service provided by the asset. | 15 | 2013-05-03 | 10.9788 | 71.3616 | x | 1 | 5. Severe | 10239 | Predictive Maintenance | 28
1008841 | Traction Lifts | B (Average): Asset is sound, operationally safe and exhibits only minor deterioration. | Category 3 (Recommended): Minor work required to prevent a deterioration of the service provided by the asset. | 20 | 2012-09-18 | 11.6003 | 74.3997 | x | 1 | 4. Significant | 11890 | Predictive Maintenance | 91.25
1008842 | Emergency Assistance Alarm | B (Average): Asset is sound, operationally safe and exhibits only minor deterioration. | Category 3 (Recommended): Minor work required to prevent a deterioration of the service provided by the asset. | 10 | 2023-10-17 | 0.52293 | 78.9541 | x | 4 | 5. Severe | 11891 | Predictive Maintenance | 28
1008843 | Emergency Assistance Alarm | B (Average): Asset is sound, operationally safe and exhibits only minor deterioration. | Category 3 (Recommended): Minor work required to prevent a deterioration of the service provided by the asset. | 10 | 2023-04-24 | 1.0048 | 79.9904 | x | 3 | 5. Severe | 11892 | Predictive Maintenance | 28
1008844 | Emergency Assistance Alarm | B (Average): Asset is sound, operationally safe and exhibits only minor deterioration. | Category 3 (Recommended): Minor work required to prevent a deterioration of the service provided by the asset. | 10 | 2016-11-05 | 7.4689 | 67.0623 | x | 3 | 5. Severe | 11893 | Predictive Maintenance | 28
1008845 | Emergency Assistance Alarm | B (Average): Asset is sound, operationally safe and exhibits only minor deterioration. | Category 3 (Recommended): Minor work required to prevent a deterioration of the service provided by the asset. | 10 | 2016-11-21 | 7.4251 | 71.1499 | x | 1 | 5. Severe | 11894 | Predictive Maintenance | 28
1008847 | Traction Lifts | B (Average): Asset is sound, operationally safe and exhibits only minor deterioration. | Category 3 (Recommended): Minor work required to prevent a deterioration of the service provided by the asset. | 20 | 2023-12-30 | 0.32033 | 85.6797 | x | 1 | 4. Significant | 11896 | Predictive Maintenance | 91.25
1008848 | Distribution Boards | B (Average): Asset is sound, operationally safe and exhibits only minor deterioration. | Category 3 (Recommended): Minor work required to prevent a deterioration of the service provided by the asset. | 20 | 2007-01-22 | 17.2567 | 68.7433 | x | 1 | 4. Significant | 11897 | Predictive Maintenance | 91.25
1008849 | Distribution Boards | B (Average): Asset is sound, operationally safe and exhibits only minor deterioration. | Category 3 (Recommended): Minor work required to prevent a deterioration of the service provided by the asset. | 20 | 2012-06-09 | 11.8768 | 74.1232 | x | 1 | 4. Significant | 11897 | Predictive Maintenance | 91.25
1008850 | Distribution Boards | B (Average): Asset is sound, operationally safe and exhibits only minor deterioration. | Category 3 (Recommended): Minor work required to prevent a deterioration of the service provided by the asset. | 20 | 2004-09-03 | 19.6413 | 66.3587 | x | 1 | 4. Significant | 11897 | Predictive Maintenance | 91.25
1008851 | Distribution Boards | B (Average): Asset is sound, operationally safe and exhibits only minor deterioration. | Category 3 (Recommended): Minor work required to prevent a deterioration of the service provided by the asset. | 20 | 2012-01-14 | 12.2793 | 73.7207 | x | 1 | 4. Significant | 11897 | Predictive Maintenance | 91.25
1008852 | Laboratory Fume Cupboard | B (Average): Asset is sound, operationally safe and exhibits only minor deterioration. | Category 3 (Recommended): Minor work required to prevent a deterioration of the service provided by the asset. | 15 | 2016-03-18 | 8.104 | 75.1946 | x | 1 | 4. Significant | 11898 | Predictive Maintenance | 91.25
1008853 | Laboratory Fume Cupboard | B (Average): Asset is sound, operationally safe and exhibits only minor deterioration. | Category 3 (Recommended): Minor work required to prevent a deterioration of the service provided by the asset. | 15 | 2010-10-05 | 13.5551 | 67.9265 | x | 1 | 4. Significant | 11898 | Predictive Maintenance | 91.25
1008854 | Laboratory Fume Cupboard | B (Average): Asset is sound, operationally safe and exhibits only minor deterioration. | Category 3 (Recommended): Minor work required to prevent a deterioration of the service provided by the asset. | 15 | 2017-09-06 | 6.6338 | 77.1549 | x | 1 | 4. Significant | 11899 | Predictive Maintenance | 91.25
1008855 | Laboratory Fume Cupboard | B (Average): Asset is sound, operationally safe and exhibits only minor deterioration. | Category 3 (Recommended): Minor work required to prevent a deterioration of the service provided by the asset. | 15 | 2013-05-06 | 10.9706 | 71.3726 | x | 1 | 4. Significant | 11899 | Predictive Maintenance | 91.25
1008856 | Laboratory Fume Cupboard | B (Average): Asset is sound, operationally safe and exhibits only minor deterioration. | Category 3 (Recommended): Minor work required to prevent a deterioration of the service provided by the asset. | 15 | 2015-07-22 | 8.7611 | 74.3185 | x | 1 | 4. Significant | 11900 | Predictive Maintenance | 91.25
1008857 | Laboratory Fume Cupboard | B (Average): Asset is sound, operationally safe and exhibits only minor deterioration. | Category 3 (Recommended): Minor work required to prevent a deterioration of the service provided by the asset. | 15 | 2010-12-26 | 13.3306 | 68.2259 | x | 1 | 4. Significant | 11901 | Predictive Maintenance | 91.25
1008858 | Laboratory Fume Cupboard | B (Average): Asset is sound, operationally safe and exhibits only minor deterioration. | Category 3 (Recommended): Minor work required to prevent a deterioration of the service provided by the asset. | 15 | 2020-11-04 | 3.4716 | 81.3712 | x | 1 | 4. Significant | 11901 | Predictive Maintenance | 91.25
1008859 | Laboratory Fume Cupboard | B (Average): Asset is sound, operationally safe and exhibits only minor deterioration. | Category 3 (Recommended): Minor work required to prevent a deterioration of the service provided by the asset. | 15 | 2019-12-07 | 4.3833 | 80.1556 | x | 1 | 4. Significant | 11902 | Predictive Maintenance | 91.25
1008860 | Laboratory Fume Cupboard | B (Average): Asset is sound, operationally safe and exhibits only minor deterioration. | Category 3 (Recommended): Minor work required to prevent a deterioration of the service provided by the asset. | 15 | 2011-01-18 | 13.2676 | 68.3098 | x | 1 | 4. Significant | 11903 | Predictive Maintenance | 91.25
1008861 | Laboratory Fume Cupboard | B (Average): Asset is sound, operationally safe and exhibits only minor deterioration. | Category 3 (Recommended): Minor work required to prevent a deterioration of the service provided by the asset. | 15 | 2023-09-14 | 0.61328 | 85.1823 | x | 1 | 4. Significant | 11904 | Predictive Maintenance | 91.25
1008862 | Distribution Boards | B (Average): Asset is sound, operationally safe and exhibits only minor deterioration. | Category 3 (Recommended): Minor work required to prevent a deterioration of the service provided by the asset. | 20 | 2006-07-21 | 17.7632 | 68.2368 | x | 1 | 4. Significant | 11905 | Predictive Maintenance | 91.25
1008863 | Distribution Boards | B (Average): Asset is sound, operationally safe and exhibits only minor deterioration. | Category 3 (Recommended): Minor work required to prevent a deterioration of the service provided by the asset. | 20 | 2007-07-13 | 16.7858 | 69.2142 | x | 1 | 4. Significant | 11905 | Predictive Maintenance | 91.25
1008864 | Distribution Boards | B (Average): Asset is sound, operationally safe and exhibits only minor deterioration. | Category 3 (Recommended): Minor work required to prevent a deterioration of the service provided by the asset. | 20 | 2006-11-20 | 17.4292 | 68.5708 | x | 1 | 4. Significant | 11905 | Predictive Maintenance | 91.25
1008865 | Laboratory Fume Cupboard | B (Average): Asset is sound, operationally safe and exhibits only minor deterioration. | Category 3 (Recommended): Minor work required to prevent a deterioration of the service provided by the asset. | 15 | 2015-06-25 | 8.835 | 74.2199 | x | 1 | 4. Significant | 11906 | Predictive Maintenance | 91.25
1008866 | Traction Lifts | B (Average): Asset is sound, operationally safe and exhibits only minor deterioration. | Category 3 (Recommended): Minor work required to prevent a deterioration of the service provided by the asset. | 20 | 2019-05-01 | 4.9856 | 81.0144 | x | 1 | 4. Significant | 11907 | Predictive Maintenance | 91.25
1008868 | Roller Shutter Doors | B (Average): Asset is sound, operationally safe and exhibits only minor deterioration. | Category 3 (Recommended): Minor work required to prevent a deterioration of the service provided by the asset. | 15 | 2023-07-31 | 0.73648 | 77.018 | x | 5 | 3. Moderate | 11909 | Predictive Maintenance | 91.25
1008869 | Roller Shutter Doors | B (Average): Asset is sound, operationally safe and exhibits only minor deterioration. | Category 3 (Recommended): Minor work required to prevent a deterioration of the service provided by the asset. | 15 | 2015-12-17 | 8.3559 | 66.8588 | x | 5 | 3. Moderate | 11909 | Predictive Maintenance | 91.25
1008870 | Ventilating Fans - General | A (Good): Asset is as new and can be expected to perform adequately to its full normal life if maintained appropriately. | Category 3 (Recommended): Minor work required to prevent a deterioration of the service provided by the asset. | 20 | 2017-06-16 | 6.8583 | 78.1417 | x | 5 | 2. Minor | 11909 | Predictive Maintenance | 182.5
1008871 | Distribution Boards | B (Average): Asset is sound, operationally safe and exhibits only minor deterioration. | Category 3 (Recommended): Minor work required to prevent a deterioration of the service provided by the asset. | 20 | 2021-10-20 | 2.5133 | 75.4867 | x | 5 | 4. Significant | 11910 | Predictive Maintenance | 91.25
1008872 | Distribution Boards | B (Average): Asset is sound, operationally safe and exhibits only minor deterioration. | Category 3 (Recommended): Minor work required to prevent a deterioration of the service provided by the asset. | 20 | 2017-12-05 | 6.3874 | 71.6126 | x | 5 | 4. Significant | 11910 | Predictive Maintenance | 91.25
1008873 | Distribution Boards | B (Average): Asset is sound, operationally safe and exhibits only minor deterioration. | Category 3 (Recommended): Minor work required to prevent a deterioration of the service provided by the asset. | 20 | 2018-11-08 | 5.462 | 72.538 | x | 5 | 4. Significant | 11910 | Predictive Maintenance | 91.25
1008874 | Maximum Demand and Power Factor Correction | B (Average): Asset is sound, operationally safe and exhibits only minor deterioration. | Category 3 (Recommended): Minor work required to prevent a deterioration of the service provided by the asset. | 20 | 2022-02-05 | 2.2177 | 75.7823 | x | 5 | 4. Significant | 11910 | Predictive Maintenance | 91.25
1008875 | Distribution Boards | B (Average): Asset is sound, operationally safe and exhibits only minor deterioration. | Category 3 (Recommended): Minor work required to prevent a deterioration of the service provided by the asset. | 20 | 2004-04-30 | 19.9863 | 58.0137 | x | 5 | 4. Significant | 11910 | Predictive Maintenance | 91.25
1008876 | Maximum Demand and Power Factor Correction | B (Average): Asset is sound, operationally safe and exhibits only minor deterioration. | Category 3 (Recommended): Minor work required to prevent a deterioration of the service provided by the asset. | 20 | 2019-04-21 | 5.013 | 72.987 | x | 5 | 4. Significant | 11910 | Predictive Maintenance | 91.25
1008878 | Meter Reading - Electric | B (Average): Asset is sound, operationally safe and exhibits only minor deterioration. | Category 3 (Recommended): Minor work required to prevent a deterioration of the service provided by the asset. | 20 | 2006-12-28 | 17.3251 | 60.6749 | x | 5 | 2. Minor | 11910 | Predictive Maintenance | 182.5
1008879 | Meter Reading - Electric | B (Average): Asset is sound, operationally safe and exhibits only minor deterioration. | Category 3 (Recommended): Minor work required to prevent a deterioration of the service provided by the asset. | 20 | 2017-06-05 | 6.8884 | 71.1116 | x | 5 | 2. Minor | 11910 | Predictive Maintenance | 182.5
1008880 | Meter Reading - Electric | B (Average): Asset is sound, operationally safe and exhibits only minor deterioration. | Category 3 (Recommended): Minor work required to prevent a deterioration of the service provided by the asset. | 20 | 2019-07-24 | 4.7556 | 73.2444 | x | 5 | 2. Minor | 11910 | Predictive Maintenance | 182.5
1008881 | Meter Reading - Electric | B (Average): Asset is sound, operationally safe and exhibits only minor deterioration. | Category 3 (Recommended): Minor work required to prevent a deterioration of the service provided by the asset. | 20 | 2010-04-06 | 14.0534 | 63.9466 | x | 5 | 2. Minor | 11910 | Predictive Maintenance | 182.5
1008882 | Meter Reading - Electric | B (Average): Asset is sound, operationally safe and exhibits only minor deterioration. | Category 3 (Recommended): Minor work required to prevent a deterioration of the service provided by the asset. | 20 | 2008-02-29 | 16.1533 | 61.8467 | x | 5 | 2. Minor | 11910 | Predictive Maintenance | 182.5
1008883 | Meter Reading - Electric | B (Average): Asset is sound, operationally safe and exhibits only minor deterioration. | Category 3 (Recommended): Minor work required to prevent a deterioration of the service provided by the asset. | 20 | 2008-06-26 | 15.8303 | 62.1697 | x | 5 | 2. Minor | 11910 | Predictive Maintenance | 182.5
1008884 | Meter Reading - Electric | B (Average): Asset is sound, operationally safe and exhibits only minor deterioration. | Category 3 (Recommended): Minor work required to prevent a deterioration of the service provided by the asset. | 20 | 2018-08-09 | 5.7112 | 72.2888 | x | 5 | 2. Minor | 11910 | Predictive Maintenance | 182.5
1008885 | Meter Reading - Electric | B (Average): Asset is sound, operationally safe and exhibits only minor deterioration. | Category 3 (Recommended): Minor work required to prevent a deterioration of the service provided by the asset. | 20 | 2018-09-08 | 5.629 | 72.371 | x | 5 | 2. Minor | 11910 | Predictive Maintenance | 182.5
1008886 | Meter Reading - Electric | B (Average): Asset is sound, operationally safe and exhibits only minor deterioration. | Category 3 (Recommended): Minor work required to prevent a deterioration of the service provided by the asset. | 20 | 2019-12-05 | 4.3888 | 73.6112 | x | 5 | 2. Minor | 11910 | Predictive Maintenance | 182.5
1008887 | Meter Reading - Electric | B (Average): Asset is sound, operationally safe and exhibits only minor deterioration. | Category 3 (Recommended): Minor work required to prevent a deterioration of the service provided by the asset. | 20 | 2019-01-05 | 5.3032 | 72.6968 | x | 5 | 2. Minor | 11910 | Predictive Maintenance | 182.5
1008888 | Meter Reading - Electric | B (Average): Asset is sound, operationally safe and exhibits only minor deterioration. | Category 3 (Recommended): Minor work required to prevent a deterioration of the service provided by the asset. | 20 | 2006-10-06 | 17.5524 | 60.4476 | x | 5 | 2. Minor | 11910 | Predictive Maintenance | 182.5
1008889 | Meter Reading - Electric | B (Average): Asset is sound, operationally safe and exhibits only minor deterioration. | Category 3 (Recommended): Minor work required to prevent a deterioration of the service provided by the asset. | 20 | 2011-04-27 | 12.9966 | 65.0034 | x | 5 | 2. Minor | 11910 | Predictive Maintenance | 182.5
1008890 | Meter Reading - Electric | B (Average): Asset is sound, operationally safe and exhibits only minor deterioration. | Category 3 (Recommended): Minor work required to prevent a deterioration of the service provided by the asset. | 20 | 2015-02-22 | 9.1718 | 68.8282 | x | 5 | 2. Minor | 11910 | Predictive Maintenance | 182.5
1008891 | Meter Reading - Electric | B (Average): Asset is sound, operationally safe and exhibits only minor deterioration. | Category 3 (Recommended): Minor work required to prevent a deterioration of the service provided by the asset. | 20 | 2006-12-30 | 17.3196 | 60.6804 | x | 5 | 2. Minor | 11910 | Predictive Maintenance | 182.5
1008892 | Meter Reading - Electric | B (Average): Asset is sound, operationally safe and exhibits only minor deterioration. | Category 3 (Recommended): Minor work required to prevent a deterioration of the service provided by the asset. | 20 | 2019-08-15 | 4.6954 | 73.3046 | x | 5 | 2. Minor | 11910 | Predictive Maintenance | 182.5
1008893 | Meter Reading - Electric | B (Average): Asset is sound, operationally safe and exhibits only minor deterioration. | Category 3 (Recommended): Minor work required to prevent a deterioration of the service provided by the asset. | 20 | 2007-04-01 | 17.0678 | 60.9322 | x | 5 | 2. Minor | 11910 | Predictive Maintenance | 182.5
1008894 | Meter Reading - Electric | B (Average): Asset is sound, operationally safe and exhibits only minor deterioration. | Category 3 (Recommended): Minor work required to prevent a deterioration of the service provided by the asset. | 20 | 2011-05-05 | 12.9747 | 65.0253 | x | 5 | 2. Minor | 11910 | Predictive Maintenance | 182.5
1008895 | Meter Reading - Electric | B (Average): Asset is sound, operationally safe and exhibits only minor deterioration. | Category 3 (Recommended): Minor work required to prevent a deterioration of the service provided by the asset. | 20 | 2020-01-10 | 4.2902 | 73.7098 | x | 5 | 2. Minor | 11910 | Predictive Maintenance | 182.5
1008896 | Meter Reading - Electric | B (Average): Asset is sound, operationally safe and exhibits only minor deterioration. | Category 3 (Recommended): Minor work required to prevent a deterioration of the service provided by the asset. | 20 | 2005-03-29 | 19.0746 | 58.9254 | x | 5 | 2. Minor | 11910 | Predictive Maintenance | 182.5
1008897 | Meter Reading - Electric | B (Average): Asset is sound, operationally safe and exhibits only minor deterioration. | Category 3 (Recommended): Minor work required to prevent a deterioration of the service provided by the asset. | 20 | 2013-05-15 | 10.9459 | 67.0541 | x | 5 | 2. Minor | 11910 | Predictive Maintenance | 182.5
1008898 | Meter Reading - Electric | B (Average): Asset is sound, operationally safe and exhibits only minor deterioration. | Category 3 (Recommended): Minor work required to prevent a deterioration of the service provided by the asset. | 20 | 2007-01-14 | 17.2786 | 60.7214 | x | 5 | 2. Minor | 11910 | Predictive Maintenance | 182.5
1008899 | Meter Reading - Electric | B (Average): Asset is sound, operationally safe and exhibits only minor deterioration. | Category 3 (Recommended): Minor work required to prevent a deterioration of the service provided by the asset. | 20 | 2018-03-28 | 6.078 | 71.922 | x | 5 | 2. Minor | 11910 | Predictive Maintenance | 182.5
1008900 | Meter Reading - Electric | B (Average): Asset is sound, operationally safe and exhibits only minor deterioration. | Category 3 (Recommended): Minor work required to prevent a deterioration of the service provided by the asset. | 20 | 2014-07-25 | 9.7522 | 68.2478 | x | 5 | 2. Minor | 11910 | Predictive Maintenance | 182.5
1008901 | Meter Reading - Electric | B (Average): Asset is sound, operationally safe and exhibits only minor deterioration. | Category 3 (Recommended): Minor work required to prevent a deterioration of the service provided by the asset. | 20 | 2011-02-12 | 13.1992 | 64.8008 | x | 5 | 2. Minor | 11910 | Predictive Maintenance | 182.5
1008902 | Meter Reading - Electric | B (Average): Asset is sound, operationally safe and exhibits only minor deterioration. | Category 3 (Recommended): Minor work required to prevent a deterioration of the service provided by the asset. | 20 | 2017-10-30 | 6.486 | 71.514 | x | 5 | 2. Minor | 11910 | Predictive Maintenance | 182.5
1008903 | Meter Reading - Electric | B (Average): Asset is sound, operationally safe and exhibits only minor deterioration. | Category 3 (Recommended): Minor work required to prevent a deterioration of the service provided by the asset. | 20 | 2004-05-29 | 19.9069 | 58.0931 | x | 5 | 2. Minor | 11910 | Predictive Maintenance | 182.5
1008904 | Meter Reading - Electric | B (Average): Asset is sound, operationally safe and exhibits only minor deterioration. | Category 3 (Recommended): Minor work required to prevent a deterioration of the service provided by the asset. | 20 | 2009-06-07 | 14.883 | 63.117 | x | 5 | 2. Minor | 11910 | Predictive Maintenance | 182.5
1008905 | Meter Reading - Electric | B (Average): Asset is sound, operationally safe and exhibits only minor deterioration. | Category 3 (Recommended): Minor work required to prevent a deterioration of the service provided by the asset. | 20 | 2023-11-04 | 0.47365 | 77.5264 | x | 5 | 2. Minor | 11910 | Predictive Maintenance | 182.5
1008906 | Meter Reading - Electric | B (Average): Asset is sound, operationally safe and exhibits only minor deterioration. | Category 3 (Recommended): Minor work required to prevent a deterioration of the service provided by the asset. | 20 | 2004-10-12 | 19.5346 | 58.4654 | x | 5 | 2. Minor | 11910 | Predictive Maintenance | 182.5
1008907 | Meter Reading - Electric | B (Average): Asset is sound, operationally safe and exhibits only minor deterioration. | Category 3 (Recommended): Minor work required to prevent a deterioration of the service provided by the asset. | 20 | 2005-05-13 | 18.9514 | 59.0486 | x | 5 | 2. Minor | 11910 | Predictive Maintenance | 182.5
1008908 | Meter Reading - Electric | B (Average): Asset is sound, operationally safe and exhibits only minor deterioration. | Category 3 (Recommended): Minor work required to prevent a deterioration of the service provided by the asset. | 20 | 2019-07-01 | 4.8186 | 73.1814 | x | 5 | 2. Minor | 11910 | Predictive Maintenance | 182.5
1008909 | Meter Reading - Electric | B (Average): Asset is sound, operationally safe and exhibits only minor deterioration. | Category 3 (Recommended): Minor work required to prevent a deterioration of the service provided by the asset. | 20 | 2012-04-18 | 12.0192 | 65.9808 | x | 5 | 2. Minor | 11910 | Predictive Maintenance | 182.5
1008910 | Meter Reading - Electric | B (Average): Asset is sound, operationally safe and exhibits only minor deterioration. | Category 3 (Recommended): Minor work required to prevent a deterioration of the service provided by the asset. | 20 | 2008-07-28 | 15.7426 | 62.2574 | x | 5 | 2. Minor | 11910 | Predictive Maintenance | 182.5
1008911 | Meter Reading - Electric | B (Average): Asset is sound, operationally safe and exhibits only minor deterioration. | Category 3 (Recommended): Minor work required to prevent a deterioration of the service provided by the asset. | 20 | 2005-08-22 | 18.6749 | 59.3251 | x | 5 | 2. Minor | 11910 | Predictive Maintenance | 182.5
1008912 | Meter Reading - Electric | B (Average): Asset is sound, operationally safe and exhibits only minor deterioration. | Category 3 (Recommended): Minor work required to prevent a deterioration of the service provided by the asset. | 20 | 2023-10-17 | 0.52293 | 77.4771 | x | 5 | 2. Minor | 11910 | Predictive Maintenance | 182.5
1008913 | Meter Reading - Electric | B (Average): Asset is sound, operationally safe and exhibits only minor deterioration. | Category 3 (Recommended): Minor work required to prevent a deterioration of the service provided by the asset. | 20 | 2004-03-21 | 20.0958 | 57.9042 | x | 5 | 2. Minor | 11910 | Predictive Maintenance | 182.5
1008914 | Meter Reading - Electric | B (Average): Asset is sound, operationally safe and exhibits only minor deterioration. | Category 3 (Recommended): Minor work required to prevent a deterioration of the service provided by the asset. | 20 | 2015-07-20 | 8.7666 | 69.2334 | x | 5 | 2. Minor | 11910 | Predictive Maintenance | 182.5
1008915 | Meter Reading - Electric | B (Average): Asset is sound, operationally safe and exhibits only minor deterioration. | Category 3 (Recommended): Minor work required to prevent a deterioration of the service provided by the asset. | 20 | 2017-12-15 | 6.36 | 71.64 | x | 5 | 2. Minor | 11910 | Predictive Maintenance | 182.5
1008916 | Meter Reading - Electric | B (Average): Asset is sound, operationally safe and exhibits only minor deterioration. | Category 3 (Recommended): Minor work required to prevent a deterioration of the service provided by the asset. | 20 | 2010-02-16 | 14.1875 | 63.8125 | x | 5 | 2. Minor | 11910 | Predictive Maintenance | 182.5
1008917 | Meter Reading - Electric | B (Average): Asset is sound, operationally safe and exhibits only minor deterioration. | Category 3 (Recommended): Minor work required to prevent a deterioration of the service provided by the asset. | 20 | 2021-10-06 | 2.5517 | 75.4483 | x | 5 | 2. Minor | 11910 | Predictive Maintenance | 182.5
1008918 | Meter Reading - Electric | B (Average): Asset is sound, operationally safe and exhibits only minor deterioration. | Category 3 (Recommended): Minor work required to prevent a deterioration of the service provided by the asset. | 20 | 2012-03-14 | 12.115 | 65.885 | x | 5 | 2. Minor | 11910 | Predictive Maintenance | 182.5
1008919 | Meter Reading - Electric | B (Average): Asset is sound, operationally safe and exhibits only minor deterioration. | Category 3 (Recommended): Minor work required to prevent a deterioration of the service provided by the asset. | 20 | 2023-10-28 | 0.49281 | 77.5072 | x | 5 | 2. Minor | 11910 | Predictive Maintenance | 182.5
1008920 | Distribution Boards | B (Average): Asset is sound, operationally safe and exhibits only minor deterioration. | Category 3 (Recommended): Minor work required to prevent a deterioration of the service provided by the asset. | 20 | 2008-09-19 | 15.5975 | 62.4025 | x | 5 | 4. Significant | 11911 | Predictive Maintenance | 91.25
1008921 | Busbar System | B (Average): Asset is sound, operationally safe and exhibits only minor deterioration. | Category 3 (Recommended): Minor work required to prevent a deterioration of the service provided by the asset. | 20 | 2011-06-24 | 12.8378 | 65.1622 | x | 5 | 5. Severe | 11912 | Predictive Maintenance | 28
1008922 | Busbar System | B (Average): Asset is sound, operationally safe and exhibits only minor deterioration. | Category 3 (Recommended): Minor work required to prevent a deterioration of the service provided by the asset. | 20 | 2019-10-08 | 4.5476 | 73.4524 | x | 5 | 5. Severe | 11913 | Predictive Maintenance | 28
1008923 | Terminal Units - Fan Coil | B (Average): Asset is sound, operationally safe and exhibits only minor deterioration. | Category 3 (Recommended): Minor work required to prevent a deterioration of the service provided by the asset. | 15 | 2011-09-23 | 12.5886 | 61.2151 | x | 5 | 4. Significant | 11914 | Predictive Maintenance | 91.25
1008924 | Distribution Boards | B (Average): Asset is sound, operationally safe and exhibits only minor deterioration. | Category 3 (Recommended): Minor work required to prevent a deterioration of the service provided by the asset. | 20 | 2023-11-14 | 0.44627 | 77.5537 | x | 5 | 4. Significant | 10231 | Predictive Maintenance | 91.25
1008925 | Distribution Boards | B (Average): Asset is sound, operationally safe and exhibits only minor deterioration. | Category 3 (Recommended): Minor work required to prevent a deterioration of the service provided by the asset. | 20 | 2017-07-31 | 6.7351 | 71.2649 | x | 5 | 4. Significant | 10231 | Predictive Maintenance | 91.25
1008926 | Distribution Boards | B (Average): Asset is sound, operationally safe and exhibits only minor deterioration. | Category 3 (Recommended): Minor work required to prevent a deterioration of the service provided by the asset. | 20 | 2007-02-26 | 17.1608 | 60.8392 | x | 5 | 4. Significant | 10231 | Predictive Maintenance | 91.25
1008927 | Meter Reading - Electric | B (Average): Asset is sound, operationally safe and exhibits only minor deterioration. | Category 3 (Recommended): Minor work required to prevent a deterioration of the service provided by the asset. | 20 | 2005-12-11 | 18.371 | 59.629 | x | 5 | 2. Minor | 10430 | Predictive Maintenance | 182.5
1008928 | Meter Reading - Electric | B (Average): Asset is sound, operationally safe and exhibits only minor deterioration. | Category 3 (Recommended): Minor work required to prevent a deterioration of the service provided by the asset. | 20 | 2013-10-11 | 10.538 | 67.462 | x | 5 | 2. Minor | 10430 | Predictive Maintenance | 182.5
1008929 | Meter Reading - Electric | B (Average): Asset is sound, operationally safe and exhibits only minor deterioration. | Category 3 (Recommended): Minor work required to prevent a deterioration of the service provided by the asset. | 20 | 2009-07-10 | 14.7926 | 63.2074 | x | 5 | 2. Minor | 10430 | Predictive Maintenance | 182.5
1008930 | Meter Reading - Electric | B (Average): Asset is sound, operationally safe and exhibits only minor deterioration. | Category 3 (Recommended): Minor work required to prevent a deterioration of the service provided by the asset. | 20 | 2012-09-08 | 11.6277 | 66.3723 | x | 5 | 2. Minor | 10430 | Predictive Maintenance | 182.5
1008931 | Meter Reading - Electric | B (Average): Asset is sound, operationally safe and exhibits only minor deterioration. | Category 3 (Recommended): Minor work required to prevent a deterioration of the service provided by the asset. | 20 | 2014-03-27 | 10.0808 | 67.9192 | x | 5 | 2. Minor | 10430 | Predictive Maintenance | 182.5
1008932 | Meter Reading - Electric | B (Average): Asset is sound, operationally safe and exhibits only minor deterioration. | Category 3 (Recommended): Minor work required to prevent a deterioration of the service provided by the asset. | 20 | 2017-02-26 | 7.1595 | 70.8405 | x | 5 | 2. Minor | 10430 | Predictive Maintenance | 182.5
1008933 | Terminal Units - Fan Coil | B (Average): Asset is sound, operationally safe and exhibits only minor deterioration. | Category 3 (Recommended): Minor work required to prevent a deterioration of the service provided by the asset. | 15 | 2010-01-18 | 14.2669 | 58.9774 | x | 5 | 4. Significant | 11915 | Predictive Maintenance | 91.25
1008934 | Terminal Units - Fan Coil | B (Average): Asset is sound, operationally safe and exhibits only minor deterioration. | Category 3 (Recommended): Minor work required to prevent a deterioration of the service provided by the asset. | 15 | 2021-03-07 | 3.1348 | 73.8202 | x | 5 | 4. Significant | 11914 | Predictive Maintenance | 91.25
1008935 | Busbar System | B (Average): Asset is sound, operationally safe and exhibits only minor deterioration. | Category 3 (Recommended): Minor work required to prevent a deterioration of the service provided by the asset. | 20 | 2004-12-07 | 19.3812 | 58.6188 | x | 5 | 5. Severe | 10007 | Predictive Maintenance | 28
1008937 | Ventilating Fans - General | C (Poor): Asset is operational but major repair or replacement will be needed. | Category 3 (Recommended): Minor work required to prevent a deterioration of the service provided by the asset. | 20 | 2009-02-10 | 15.2033 | 48.7967 | x | 5 | 2. Minor | 10007 | Predictive Maintenance | 182.5
1008939 | Ventilating Fans - General | D (Very Poor): Asset runs a serious risk of imminent breakdown or poses a health and safety risk. | Category 3 (Recommended): Minor work required to prevent a deterioration of the service provided by the asset. | 20 | 2009-12-23 | 14.3381 | 42.6619 | x | 5 | 2. Minor | 11912 | Predictive Maintenance | 182.5
1008940 | Ventilating Fans - General | C (Poor): Asset is operational but major repair or replacement will be needed. | Category 3 (Recommended): Minor work required to prevent a deterioration of the service provided by the asset. | 20 | 2020-11-25 | 3.4141 | 60.5859 | x | 5 | 2. Minor | 11912 | Predictive Maintenance | 182.5
1008941 | Ventilating Fans - General | D (Very Poor): Asset runs a serious risk of imminent breakdown or poses a health and safety risk. | Category 3 (Recommended): Minor work required to prevent a deterioration of the service provided by the asset. | 20 | 2009-10-01 | 14.5654 | 42.4346 | x | 5 | 2. Minor | 11913 | Predictive Maintenance | 182.5
1008943 | Ventilating Fans - General | B (Average): Asset is sound, operationally safe and exhibits only minor deterioration. | Category 3 (Recommended): Minor work required to prevent a deterioration of the service provided by the asset. | 20 | 2020-04-02 | 4.063 | 73.937 | x | 5 | 2. Minor | 11913 | Predictive Maintenance | 182.5
1008944 | Macerators | B (Average): Asset is sound, operationally safe and exhibits only minor deterioration. | Category 3 (Recommended): Minor work required to prevent a deterioration of the service provided by the asset. | 10 | 2020-02-06 | 4.2163 | 69.5674 | x | 5 | 4. Significant | 11104 | Predictive Maintenance | 91.25
1008945 | Room Air Conditioners | B (Average): Asset is sound, operationally safe and exhibits only minor deterioration. | Category 3 (Recommended): Minor work required to prevent a deterioration of the service provided by the asset. | 15 | 2011-03-03 | 13.1472 | 60.4705 | x | 5 | 3. Moderate | 10231 | Predictive Maintenance | 91.25
1008947 | Distribution Boards | B (Average): Asset is sound, operationally safe and exhibits only minor deterioration. | Category 3 (Recommended): Minor work required to prevent a deterioration of the service provided by the asset. | 20 | 2021-09-22 | 2.59 | 75.41 | x | 5 | 4. Significant | 10430 | Predictive Maintenance | 91.25
1008950 | Laboratory Fume Cupboard | B (Average): Asset is sound, operationally safe and exhibits only minor deterioration. | Category 3 (Recommended): Minor work required to prevent a deterioration of the service provided by the asset. | 15 | 2018-09-04 | 5.64 | 70.48 | x | 5 | 4. Significant | 10430 | Predictive Maintenance | 91.25
1008951 | Laboratory Fume Cupboard | B (Average): Asset is sound, operationally safe and exhibits only minor deterioration. | Category 3 (Recommended): Minor work required to prevent a deterioration of the service provided by the asset. | 15 | 2023-04-04 | 1.0595 | 76.5873 | x | 5 | 4. Significant | 10430 | Predictive Maintenance | 91.25
1008952 | Control Relays | B (Average): Asset is sound, operationally safe and exhibits only minor deterioration. | Category 3 (Recommended): Minor work required to prevent a deterioration of the service provided by the asset. | 10 | 2017-09-03 | 6.642 | 64.7159 | x | 5 | 3. Moderate | 10430 | Predictive Maintenance | 91.25
1008954 | Sliding Doors | B (Average): Asset is sound, operationally safe and exhibits only minor deterioration. | Category 3 (Recommended): Minor work required to prevent a deterioration of the service provided by the asset. | 15 | 2022-07-01 | 1.8179 | 75.5761 | x | 5 | 3. Moderate | 11918 | Predictive Maintenance | 91.25
1008955 | Sliding Doors | B (Average): Asset is sound, operationally safe and exhibits only minor deterioration. | Category 3 (Recommended): Minor work required to prevent a deterioration of the service provided by the asset. | 15 | 2023-08-01 | 0.73374 | 77.0217 | x | 5 | 3. Moderate | 11919 | Predictive Maintenance | 91.25
1008960 | Terminal Units - Fan Coil | B (Average): Asset is sound, operationally safe and exhibits only minor deterioration. | Category 3 (Recommended): Minor work required to prevent a deterioration of the service provided by the asset. | 15 | 2011-11-20 | 12.4298 | 61.4269 | x | 5 | 4. Significant | 11921 | Predictive Maintenance | 91.25
1008961 | Terminal Units - Fan Coil | B (Average): Asset is sound, operationally safe and exhibits only minor deterioration. | Category 3 (Recommended): Minor work required to prevent a deterioration of the service provided by the asset. | 15 | 2020-07-24 | 3.7536 | 72.9952 | x | 5 | 4. Significant | 11921 | Predictive Maintenance | 91.25
1008962 | Terminal Units - Fan Coil | B (Average): Asset is sound, operationally safe and exhibits only minor deterioration. | Category 3 (Recommended): Minor work required to prevent a deterioration of the service provided by the asset. | 15 | 2015-09-07 | 8.6324 | 66.4901 | x | 5 | 4. Significant | 11922 | Predictive Maintenance | 91.25
1008963 | Terminal Units - Fan Coil | B (Average): Asset is sound, operationally safe and exhibits only minor deterioration. | Category 3 (Recommended): Minor work required to prevent a deterioration of the service provided by the asset. | 15 | 2018-08-05 | 5.7221 | 70.3705 | x | 5 | 4. Significant | 11922 | Predictive Maintenance | 91.25
1008964 | Laboratory Fume Cupboard | B (Average): Asset is sound, operationally safe and exhibits only minor deterioration. | Category 3 (Recommended): Minor work required to prevent a deterioration of the service provided by the asset. | 15 | 2017-02-06 | 7.2142 | 68.381 | x | 5 | 4. Significant | 11923 | Predictive Maintenance | 91.25
1008965 | Laboratory Fume Cupboard | B (Average): Asset is sound, operationally safe and exhibits only minor deterioration. | Category 3 (Recommended): Minor work required to prevent a deterioration of the service provided by the asset. | 15 | 2019-02-16 | 5.1882 | 71.0824 | x | 5 | 4. Significant | 11924 | Predictive Maintenance | 91.25
1008966 | Distribution Boards | B (Average): Asset is sound, operationally safe and exhibits only minor deterioration. | Category 3 (Recommended): Minor work required to prevent a deterioration of the service provided by the asset. | 20 | 2016-01-13 | 8.282 | 69.718 | x | 5 | 4. Significant | 11925 | Predictive Maintenance | 91.25
1008967 | Terminal Units - Fan Coil | B (Average): Asset is sound, operationally safe and exhibits only minor deterioration. | Category 3 (Recommended): Minor work required to prevent a deterioration of the service provided by the asset. | 15 | 2015-12-10 | 8.3751 | 66.8332 | x | 5 | 4. Significant | 11926 | Predictive Maintenance | 91.25
1008968 | Terminal Units - Fan Coil | B (Average): Asset is sound, operationally safe and exhibits only minor deterioration. | Category 3 (Recommended): Minor work required to prevent a deterioration of the service provided by the asset. | 15 | 2014-08-10 | 9.7084 | 65.0554 | x | 5 | 4. Significant | 11927 | Predictive Maintenance | 91.25
1008969 | Distribution Boards | B (Average): Asset is sound, operationally safe and exhibits only minor deterioration. | Category 3 (Recommended): Minor work required to prevent a deterioration of the service provided by the asset. | 20 | 2014-01-14 | 10.2779 | 67.7221 | x | 5 | 4. Significant | 11928 | Predictive Maintenance | 91.25
1008970 | Distribution Boards | B (Average): Asset is sound, operationally safe and exhibits only minor deterioration. | Category 3 (Recommended): Minor work required to prevent a deterioration of the service provided by the asset. | 20 | 2004-09-10 | 19.6222 | 58.3778 | x | 5 | 4. Significant | 11928 | Predictive Maintenance | 91.25
1008971 | Terminal Units - Fan Coil | B (Average): Asset is sound, operationally safe and exhibits only minor deterioration. | Category 3 (Recommended): Minor work required to prevent a deterioration of the service provided by the asset. | 15 | 2016-08-22 | 7.6742 | 67.7677 | x | 5 | 4. Significant | 11929 | Predictive Maintenance | 91.25
1008972 | Laboratory Fume Cupboard | B (Average): Asset is sound, operationally safe and exhibits only minor deterioration. | Category 3 (Recommended): Minor work required to prevent a deterioration of the service provided by the asset. | 15 | 2021-08-25 | 2.6667 | 74.4444 | x | 5 | 4. Significant | 10232 | Predictive Maintenance | 91.25
1008973 | Terminal Units - Fan Coil | B (Average): Asset is sound, operationally safe and exhibits only minor deterioration. | Category 3 (Recommended): Minor work required to prevent a deterioration of the service provided by the asset. | 15 | 2021-11-11 | 2.4531 | 74.7292 | x | 5 | 4. Significant | 11930 | Predictive Maintenance | 91.25
1008974 | Terminal Units - Fan Coil | B (Average): Asset is sound, operationally safe and exhibits only minor deterioration. | Category 3 (Recommended): Minor work required to prevent a deterioration of the service provided by the asset. | 15 | 2019-01-27 | 5.243 | 71.0094 | x | 5 | 4. Significant | 11927 | Predictive Maintenance | 91.25
1008975 | Laboratory Fume Cupboard | B (Average): Asset is sound, operationally safe and exhibits only minor deterioration. | Category 3 (Recommended): Minor work required to prevent a deterioration of the service provided by the asset. | 15 | 2020-09-26 | 3.5784 | 73.2288 | x | 5 | 4. Significant | 10233 | Predictive Maintenance | 91.25
1008976 | Laboratory Fume Cupboard | B (Average): Asset is sound, operationally safe and exhibits only minor deterioration. | Category 3 (Recommended): Minor work required to prevent a deterioration of the service provided by the asset. | 15 | 2015-02-18 | 9.1828 | 65.7563 | x | 5 | 4. Significant | 10233 | Predictive Maintenance | 91.25
1008977 | Laboratory Fume Cupboard | B (Average): Asset is sound, operationally safe and exhibits only minor deterioration. | Category 3 (Recommended): Minor work required to prevent a deterioration of the service provided by the asset. | 15 | 2018-02-08 | 6.2094 | 69.7207 | x | 5 | 4. Significant | 10233 | Predictive Maintenance | 91.25
1008978 | Laboratory Fume Cupboard | B (Average): Asset is sound, operationally safe and exhibits only minor deterioration. | Category 3 (Recommended): Minor work required to prevent a deterioration of the service provided by the asset. | 15 | 2018-08-17 | 5.6893 | 70.4143 | x | 5 | 4. Significant | 10233 | Predictive Maintenance | 91.25
1008979 | Laboratory Fume Cupboard | B (Average): Asset is sound, operationally safe and exhibits only minor deterioration. | Category 3 (Recommended): Minor work required to prevent a deterioration of the service provided by the asset. | 15 | 2019-12-10 | 4.3751 | 72.1666 | x | 5 | 4. Significant | 10233 | Predictive Maintenance | 91.25
1008980 | Laboratory Fume Cupboard | B (Average): Asset is sound, operationally safe and exhibits only minor deterioration. | Category 3 (Recommended): Minor work required to prevent a deterioration of the service provided by the asset. | 15 | 2014-04-21 | 10.0123 | 64.6502 | x | 5 | 4. Significant | 10233 | Predictive Maintenance | 91.25
1008981 | Distribution Boards | B (Average): Asset is sound, operationally safe and exhibits only minor deterioration. | Category 3 (Recommended): Minor work required to prevent a deterioration of the service provided by the asset. | 20 | 2009-08-02 | 14.7296 | 63.2704 | x | 5 | 4. Significant | 10234 | Predictive Maintenance | 91.25
1008982 | Distribution Boards | B (Average): Asset is sound, operationally safe and exhibits only minor deterioration. | Category 3 (Recommended): Minor work required to prevent a deterioration of the service provided by the asset. | 20 | 2021-09-19 | 2.5982 | 75.4018 | x | 5 | 4. Significant | 10234 | Predictive Maintenance | 91.25
1008983 | Distribution Boards | B (Average): Asset is sound, operationally safe and exhibits only minor deterioration. | Category 3 (Recommended): Minor work required to prevent a deterioration of the service provided by the asset. | 20 | 2023-02-04 | 1.2211 | 76.7789 | x | 5 | 4. Significant | 10234 | Predictive Maintenance | 91.25
1008984 | Outstations | B (Average): Asset is sound, operationally safe and exhibits only minor deterioration. | Category 3 (Recommended): Minor work required to prevent a deterioration of the service provided by the asset. | 10 | 2019-07-01 | 4.8186 | 68.3628 | x | 5 | 4. Significant | 10234 | Predictive Maintenance | 91.25
1008985 | Outstations | B (Average): Asset is sound, operationally safe and exhibits only minor deterioration. | Category 3 (Recommended): Minor work required to prevent a deterioration of the service provided by the asset. | 10 | 2018-09-01 | 5.6482 | 66.7036 | x | 5 | 4. Significant | 10234 | Predictive Maintenance | 91.25
1008986 | Outstations | B (Average): Asset is sound, operationally safe and exhibits only minor deterioration. | Category 3 (Recommended): Minor work required to prevent a deterioration of the service provided by the asset. | 10 | 2022-03-07 | 2.1355 | 73.729 | x | 5 | 4. Significant | 10234 | Predictive Maintenance | 91.25
1008987 | Speed Controllers | B (Average): Asset is sound, operationally safe and exhibits only minor deterioration. | Category 3 (Recommended): Minor work required to prevent a deterioration of the service provided by the asset. | 15 | 2021-04-18 | 3.0198 | 73.9735 | x | 5 | 4. Significant | 10234 | Predictive Maintenance | 91.25
1008988 | Humidifiers - Steam Humidifier (VAPAC Type) | B (Average): Asset is sound, operationally safe and exhibits only minor deterioration. | Category 3 (Recommended): Minor work required to prevent a deterioration of the service provided by the asset. | 8 | 2022-06-04 | 1.8919 | 73.2704 | x | 5 | 4. Significant | 11931 | Predictive Maintenance | 91.25
1008989 | Air Handling Units - General | B (Average): Asset is sound, operationally safe and exhibits only minor deterioration. | Category 3 (Recommended): Minor work required to prevent a deterioration of the service provided by the asset. | 20 | 2023-06-08 | 0.88159 | 77.1184 | x | 5 | 3. Moderate | 11931 | Predictive Maintenance | 91.25
1008990 | Air Handling Units - General | B (Average): Asset is sound, operationally safe and exhibits only minor deterioration. | Category 3 (Recommended): Minor work required to prevent a deterioration of the service provided by the asset. | 20 | 2019-04-04 | 5.0595 | 72.9405 | x | 5 | 3. Moderate | 11931 | Predictive Maintenance | 91.25
1008991 | Air Handling Units - General | B (Average): Asset is sound, operationally safe and exhibits only minor deterioration. | Category 3 (Recommended): Minor work required to prevent a deterioration of the service provided by the asset. | 20 | 2016-08-30 | 7.6523 | 70.3477 | x | 5 | 3. Moderate | 11931 | Predictive Maintenance | 91.25
1008992 | Speed Controllers | B (Average): Asset is sound, operationally safe and exhibits only minor deterioration. | Category 3 (Recommended): Minor work required to prevent a deterioration of the service provided by the asset. | 15 | 2015-09-25 | 8.5832 | 66.5558 | x | 5 | 4. Significant | 11931 | Predictive Maintenance | 91.25
1008994 | Air Handling Units - General | B (Average): Asset is sound, operationally safe and exhibits only minor deterioration. | Category 3 (Recommended): Minor work required to prevent a deterioration of the service provided by the asset. | 20 | 2006-08-02 | 17.7303 | 60.2697 | x | 5 | 3. Moderate | 10234 | Predictive Maintenance | 91.25
1008995 | Air Handling Units - General | B (Average): Asset is sound, operationally safe and exhibits only minor deterioration. | Category 3 (Recommended): Minor work required to prevent a deterioration of the service provided by the asset. | 20 | 2004-11-04 | 19.4716 | 58.5284 | x | 5 | 3. Moderate | 11932 | Predictive Maintenance | 91.25
1008996 | Expansion Vessels | B (Average): Asset is sound, operationally safe and exhibits only minor deterioration. | Category 3 (Recommended): Minor work required to prevent a deterioration of the service provided by the asset. | 15 | 2012-04-09 | 12.0438 | 61.9416 | x | 5 | 4. Significant | 10234 | Predictive Maintenance | 91.25
1008997 | Outstations | B (Average): Asset is sound, operationally safe and exhibits only minor deterioration. | Category 3 (Recommended): Minor work required to prevent a deterioration of the service provided by the asset. | 10 | 2015-05-04 | 8.9774 | 60.0452 | x | 5 | 4. Significant | 11932 | Predictive Maintenance | 91.25
1008998 | Meter Reading - Electric | B (Average): Asset is sound, operationally safe and exhibits only minor deterioration. | Category 3 (Recommended): Minor work required to prevent a deterioration of the service provided by the asset. | 20 | 2019-05-10 | 4.961 | 73.039 | x | 5 | 2. Minor | 11932 | Predictive Maintenance | 182.5
1008999 | Meter Reading - Electric | B (Average): Asset is sound, operationally safe and exhibits only minor deterioration. | Category 3 (Recommended): Minor work required to prevent a deterioration of the service provided by the asset. | 20 | 2023-06-24 | 0.83778 | 77.1622 | x | 5 | 2. Minor | 11932 | Predictive Maintenance | 182.5
1009000 | Meter Reading - Electric | B (Average): Asset is sound, operationally safe and exhibits only minor deterioration. | Category 3 (Recommended): Minor work required to prevent a deterioration of the service provided by the asset. | 20 | 2009-09-26 | 14.5791 | 63.4209 | x | 5 | 2. Minor | 11932 | Predictive Maintenance | 182.5
1009001 | Meter Reading - Electric | B (Average): Asset is sound, operationally safe and exhibits only minor deterioration. | Category 3 (Recommended): Minor work required to prevent a deterioration of the service provided by the asset. | 20 | 2005-04-04 | 19.0582 | 58.9418 | x | 5 | 2. Minor | 11932 | Predictive Maintenance | 182.5
1009002 | Distribution Boards | B (Average): Asset is sound, operationally safe and exhibits only minor deterioration. | Category 3 (Recommended): Minor work required to prevent a deterioration of the service provided by the asset. | 20 | 2007-03-30 | 17.0732 | 60.9268 | x | 5 | 4. Significant | 11932 | Predictive Maintenance | 91.25
1009003 | Distribution Boards | B (Average): Asset is sound, operationally safe and exhibits only minor deterioration. | Category 3 (Recommended): Minor work required to prevent a deterioration of the service provided by the asset. | 20 | 2013-12-19 | 10.3491 | 67.6509 | x | 5 | 4. Significant | 11932 | Predictive Maintenance | 91.25
1009004 | Distribution Boards | B (Average): Asset is sound, operationally safe and exhibits only minor deterioration. | Category 3 (Recommended): Minor work required to prevent a deterioration of the service provided by the asset. | 20 | 2006-03-08 | 18.1328 | 59.8672 | x | 5 | 4. Significant | 11932 | Predictive Maintenance | 91.25
1009005 | Pumps - General | B (Average): Asset is sound, operationally safe and exhibits only minor deterioration. | Category 3 (Recommended): Minor work required to prevent a deterioration of the service provided by the asset. | 20 | 2023-02-06 | 1.2156 | 76.7844 | x | 5 | 4. Significant | 11932 | Predictive Maintenance | 91.25
1009009 | Atmospheric Gas Burner - Condensing Boiler | B (Average): Asset is sound, operationally safe and exhibits only minor deterioration. | Category 3 (Recommended): Minor work required to prevent a deterioration of the service provided by the asset. | 20 | 2021-09-07 | 2.6311 | 83.3689 | x | 1 | 4. Significant | 10235 | Predictive Maintenance | 91.25
1009010 | Atmospheric Gas Burner - Condensing Boiler | B (Average): Asset is sound, operationally safe and exhibits only minor deterioration. | Category 3 (Recommended): Minor work required to prevent a deterioration of the service provided by the asset. | 20 | 2017-04-24 | 7.0034 | 78.9966 | x | 1 | 4. Significant | 10235 | Predictive Maintenance | 91.25
1009011 | Speed Controllers | B (Average): Asset is sound, operationally safe and exhibits only minor deterioration. | Category 3 (Recommended): Minor work required to prevent a deterioration of the service provided by the asset. | 15 | 2013-04-15 | 11.0281 | 71.2959 | x | 1 | 4. Significant | 10235 | Predictive Maintenance | 91.25
1009012 | Speed Controllers | B (Average): Asset is sound, operationally safe and exhibits only minor deterioration. | Category 3 (Recommended): Minor work required to prevent a deterioration of the service provided by the asset. | 15 | 2019-07-29 | 4.742 | 79.6774 | x | 1 | 4. Significant | 10235 | Predictive Maintenance | 91.25
1009013 | Speed Controllers | B (Average): Asset is sound, operationally safe and exhibits only minor deterioration. | Category 3 (Recommended): Minor work required to prevent a deterioration of the service provided by the asset. | 15 | 2014-01-15 | 10.2752 | 72.2998 | x | 1 | 4. Significant | 10235 | Predictive Maintenance | 91.25
1009014 | Distribution Boards | B (Average): Asset is sound, operationally safe and exhibits only minor deterioration. | Category 3 (Recommended): Minor work required to prevent a deterioration of the service provided by the asset. | 20 | 2004-01-01 | 20.3149 | 65.6851 | x | 1 | 4. Significant | 10235 | Predictive Maintenance | 91.25
1009015 | Distribution Boards | B (Average): Asset is sound, operationally safe and exhibits only minor deterioration. | Category 3 (Recommended): Minor work required to prevent a deterioration of the service provided by the asset. | 20 | 2019-09-25 | 4.5832 | 81.4168 | x | 1 | 4. Significant | 10235 | Predictive Maintenance | 91.25
1009017 | Expansion Vessels | B (Average): Asset is sound, operationally safe and exhibits only minor deterioration. | Category 3 (Recommended): Minor work required to prevent a deterioration of the service provided by the asset. | 15 | 2021-04-13 | 3.0335 | 81.9553 | x | 1 | 4. Significant | 10235 | Predictive Maintenance | 91.25
1009018 | Expansion Vessels | B (Average): Asset is sound, operationally safe and exhibits only minor deterioration. | Category 3 (Recommended): Minor work required to prevent a deterioration of the service provided by the asset. | 15 | 2021-11-14 | 2.4449 | 82.7401 | x | 1 | 4. Significant | 10235 | Predictive Maintenance | 91.25
1009019 | Hot Water Calorifiers - Heated by LTHW | B (Average): Asset is sound, operationally safe and exhibits only minor deterioration. | Category 3 (Recommended): Minor work required to prevent a deterioration of the service provided by the asset. | 20 | 2004-07-20 | 19.7645 | 66.2355 | x | 1 | 4. Significant | 10235 | Predictive Maintenance | 91.25
1009020 | Outstations | B (Average): Asset is sound, operationally safe and exhibits only minor deterioration. | Category 3 (Recommended): Minor work required to prevent a deterioration of the service provided by the asset. | 10 | 2020-09-11 | 3.6194 | 78.7611 | x | 1 | 4. Significant | 10235 | Predictive Maintenance | 91.25
1009021 | Meter Reading - Electric | B (Average): Asset is sound, operationally safe and exhibits only minor deterioration. | Category 3 (Recommended): Minor work required to prevent a deterioration of the service provided by the asset. | 20 | 2014-09-08 | 9.629 | 76.371 | x | 1 | 2. Minor | 10235 | Predictive Maintenance | 182.5
1009022 | Meter Reading - Electric | B (Average): Asset is sound, operationally safe and exhibits only minor deterioration. | Category 3 (Recommended): Minor work required to prevent a deterioration of the service provided by the asset. | 20 | 2022-12-16 | 1.358 | 84.642 | x | 1 | 2. Minor | 10235 | Predictive Maintenance | 182.5
1009023 | Meter Reading - Electric | B (Average): Asset is sound, operationally safe and exhibits only minor deterioration. | Category 3 (Recommended): Minor work required to prevent a deterioration of the service provided by the asset. | 20 | 2020-08-04 | 3.7235 | 82.2765 | x | 1 | 2. Minor | 10235 | Predictive Maintenance | 182.5
1009024 | Meter Reading - Electric | B (Average): Asset is sound, operationally safe and exhibits only minor deterioration. | Category 3 (Recommended): Minor work required to prevent a deterioration of the service provided by the asset. | 20 | 2015-10-26 | 8.4983 | 77.5017 | x | 1 | 2. Minor | 10235 | Predictive Maintenance | 182.5
1009025 | Gas Detection/Flammable | B (Average): Asset is sound, operationally safe and exhibits only minor deterioration. | Category 3 (Recommended): Minor work required to prevent a deterioration of the service provided by the asset. | 15 | 2022-04-05 | 2.0561 | 83.2585 | x | 1 | 5. Severe | 10235 | Predictive Maintenance | 28
1009027 | Laboratory Fume Cupboard | B (Average): Asset is sound, operationally safe and exhibits only minor deterioration. | Category 3 (Recommended): Minor work required to prevent a deterioration of the service provided by the asset. | 15 | 2012-01-14 | 12.2793 | 61.6277 | x | 5 | 4. Significant | 11934 | Predictive Maintenance | 91.25
1009028 | Laboratory Fume Cupboard | B (Average): Asset is sound, operationally safe and exhibits only minor deterioration. | Category 3 (Recommended): Minor work required to prevent a deterioration of the service provided by the asset. | 15 | 2023-12-27 | 0.32854 | 77.5619 | x | 5 | 4. Significant | 10236 | Predictive Maintenance | 91.25
1009029 | Laboratory Fume Cupboard | B (Average): Asset is sound, operationally safe and exhibits only minor deterioration. | Category 3 (Recommended): Minor work required to prevent a deterioration of the service provided by the asset. | 15 | 2011-03-14 | 13.117 | 60.5106 | x | 5 | 4. Significant | 10236 | Predictive Maintenance | 91.25
1009030 | Laboratory Fume Cupboard | B (Average): Asset is sound, operationally safe and exhibits only minor deterioration. | Category 3 (Recommended): Minor work required to prevent a deterioration of the service provided by the asset. | 15 | 2017-06-13 | 6.8665 | 68.8446 | x | 5 | 4. Significant | 10236 | Predictive Maintenance | 91.25
1009031 | Laboratory Fume Cupboard | B (Average): Asset is sound, operationally safe and exhibits only minor deterioration. | Category 3 (Recommended): Minor work required to prevent a deterioration of the service provided by the asset. | 15 | 2012-05-30 | 11.9042 | 62.1278 | x | 5 | 4. Significant | 10236 | Predictive Maintenance | 91.25
1009032 | Laboratory Fume Cupboard | B (Average): Asset is sound, operationally safe and exhibits only minor deterioration. | Category 3 (Recommended): Minor work required to prevent a deterioration of the service provided by the asset. | 15 | 2011-07-21 | 12.7639 | 60.9815 | x | 5 | 4. Significant | 10236 | Predictive Maintenance | 91.25
1009033 | Laboratory Fume Cupboard | B (Average): Asset is sound, operationally safe and exhibits only minor deterioration. | Category 3 (Recommended): Minor work required to prevent a deterioration of the service provided by the asset. | 15 | 2023-07-21 | 0.76386 | 76.9815 | x | 5 | 4. Significant | 10236 | Predictive Maintenance | 91.25
1009034 | Laboratory Fume Cupboard | B (Average): Asset is sound, operationally safe and exhibits only minor deterioration. | Category 3 (Recommended): Minor work required to prevent a deterioration of the service provided by the asset. | 15 | 2012-01-11 | 12.2875 | 61.6167 | x | 5 | 4. Significant | 10236 | Predictive Maintenance | 91.25
1009035 | Laboratory Fume Cupboard | B (Average): Asset is sound, operationally safe and exhibits only minor deterioration. | Category 3 (Recommended): Minor work required to prevent a deterioration of the service provided by the asset. | 15 | 2011-02-13 | 13.1964 | 60.4047 | x | 5 | 4. Significant | 10236 | Predictive Maintenance | 91.25
1009036 | Laboratory Fume Cupboard | B (Average): Asset is sound, operationally safe and exhibits only minor deterioration. | Category 3 (Recommended): Minor work required to prevent a deterioration of the service provided by the asset. | 15 | 2020-06-17 | 3.8549 | 72.8601 | x | 5 | 4. Significant | 10236 | Predictive Maintenance | 91.25
1009037 | Laboratory Fume Cupboard | B (Average): Asset is sound, operationally safe and exhibits only minor deterioration. | Category 3 (Recommended): Minor work required to prevent a deterioration of the service provided by the asset. | 15 | 2016-02-21 | 8.1752 | 67.0997 | x | 5 | 4. Significant | 10236 | Predictive Maintenance | 91.25
1009038 | Laboratory Fume Cupboard | B (Average): Asset is sound, operationally safe and exhibits only minor deterioration. | Category 3 (Recommended): Minor work required to prevent a deterioration of the service provided by the asset. | 15 | 2019-09-03 | 4.6434 | 71.8088 | x | 5 | 4. Significant | 10236 | Predictive Maintenance | 91.25
1009039 | Laboratory Fume Cupboard | B (Average): Asset is sound, operationally safe and exhibits only minor deterioration. | Category 3 (Recommended): Minor work required to prevent a deterioration of the service provided by the asset. | 15 | 2010-06-09 | 13.8782 | 59.4958 | x | 5 | 4. Significant | 10236 | Predictive Maintenance | 91.25
1009040 | Laboratory Fume Cupboard | B (Average): Asset is sound, operationally safe and exhibits only minor deterioration. | Category 3 (Recommended): Minor work required to prevent a deterioration of the service provided by the asset. | 15 | 2019-11-27 | 4.4107 | 72.1191 | x | 5 | 4. Significant | 10236 | Predictive Maintenance | 91.25
1009041 | Laboratory Fume Cupboard | B (Average): Asset is sound, operationally safe and exhibits only minor deterioration. | Category 3 (Recommended): Minor work required to prevent a deterioration of the service provided by the asset. | 15 | 2013-01-02 | 11.3101 | 62.9199 | x | 5 | 4. Significant | 10236 | Predictive Maintenance | 91.25
1009042 | Laboratory Fume Cupboard | B (Average): Asset is sound, operationally safe and exhibits only minor deterioration. | Category 3 (Recommended): Minor work required to prevent a deterioration of the service provided by the asset. | 15 | 2011-05-30 | 12.9062 | 60.7917 | x | 5 | 4. Significant | 10236 | Predictive Maintenance | 91.25
1009043 | Laboratory Fume Cupboard | B (Average): Asset is sound, operationally safe and exhibits only minor deterioration. | Category 3 (Recommended): Minor work required to prevent a deterioration of the service provided by the asset. | 15 | 2013-11-04 | 10.4723 | 64.037 | x | 5 | 4. Significant | 10236 | Predictive Maintenance | 91.25
1009044 | Laboratory Fume Cupboard | B (Average): Asset is sound, operationally safe and exhibits only minor deterioration. | Category 3 (Recommended): Minor work required to prevent a deterioration of the service provided by the asset. | 15 | 2012-04-23 | 12.0055 | 61.9927 | x | 5 | 4. Significant | 10236 | Predictive Maintenance | 91.25
1009045 | Laboratory Fume Cupboard | B (Average): Asset is sound, operationally safe and exhibits only minor deterioration. | Category 3 (Recommended): Minor work required to prevent a deterioration of the service provided by the asset. | 15 | 2016-11-17 | 7.436 | 68.0853 | x | 5 | 4. Significant | 10236 | Predictive Maintenance | 91.25
1009046 | Laboratory Fume Cupboard | B (Average): Asset is sound, operationally safe and exhibits only minor deterioration. | Category 3 (Recommended): Minor work required to prevent a deterioration of the service provided by the asset. | 15 | 2023-03-07 | 1.1362 | 76.4851 | x | 5 | 4. Significant | 10236 | Predictive Maintenance | 91.25
1009047 | Laboratory Fume Cupboard | B (Average): Asset is sound, operationally safe and exhibits only minor deterioration. | Category 3 (Recommended): Minor work required to prevent a deterioration of the service provided by the asset. | 15 | 2019-03-19 | 5.1034 | 71.1955 | x | 5 | 4. Significant | 10236 | Predictive Maintenance | 91.25
1009048 | Laboratory Fume Cupboard | B (Average): Asset is sound, operationally safe and exhibits only minor deterioration. | Category 3 (Recommended): Minor work required to prevent a deterioration of the service provided by the asset. | 15 | 2015-09-04 | 8.6407 | 66.4791 | x | 5 | 4. Significant | 10236 | Predictive Maintenance | 91.25
1009049 | Laboratory Fume Cupboard | B (Average): Asset is sound, operationally safe and exhibits only minor deterioration. | Category 3 (Recommended): Minor work required to prevent a deterioration of the service provided by the asset. | 15 | 2013-02-22 | 11.1704 | 63.1061 | x | 5 | 4. Significant | 10236 | Predictive Maintenance | 91.25
1009050 | Laboratory Fume Cupboard | B (Average): Asset is sound, operationally safe and exhibits only minor deterioration. | Category 3 (Recommended): Minor work required to prevent a deterioration of the service provided by the asset. | 15 | 2012-10-26 | 11.4962 | 62.6717 | x | 5 | 4. Significant | 10236 | Predictive Maintenance | 91.25
1009051 | Laboratory Fume Cupboard | B (Average): Asset is sound, operationally safe and exhibits only minor deterioration. | Category 3 (Recommended): Minor work required to prevent a deterioration of the service provided by the asset. | 15 | 2010-01-06 | 14.2998 | 58.9336 | x | 5 | 4. Significant | 10236 | Predictive Maintenance | 91.25
1009052 | Laboratory Fume Cupboard | B (Average): Asset is sound, operationally safe and exhibits only minor deterioration. | Category 3 (Recommended): Minor work required to prevent a deterioration of the service provided by the asset. | 15 | 2014-07-29 | 9.7413 | 65.0116 | x | 5 | 4. Significant | 10236 | Predictive Maintenance | 91.25
1009053 | Laboratory Fume Cupboard | B (Average): Asset is sound, operationally safe and exhibits only minor deterioration. | Category 3 (Recommended): Minor work required to prevent a deterioration of the service provided by the asset. | 15 | 2011-04-06 | 13.0541 | 60.5946 | x | 5 | 4. Significant | 10236 | Predictive Maintenance | 91.25
1009054 | Laboratory Fume Cupboard | B (Average): Asset is sound, operationally safe and exhibits only minor deterioration. | Category 3 (Recommended): Minor work required to prevent a deterioration of the service provided by the asset. | 15 | 2010-10-06 | 13.5524 | 59.9302 | x | 5 | 4. Significant | 10236 | Predictive Maintenance | 91.25
1009055 | Laboratory Fume Cupboard | B (Average): Asset is sound, operationally safe and exhibits only minor deterioration. | Category 3 (Recommended): Minor work required to prevent a deterioration of the service provided by the asset. | 15 | 2015-07-12 | 8.7885 | 66.282 | x | 5 | 4. Significant | 10236 | Predictive Maintenance | 91.25
1009056 | Laboratory Fume Cupboard | B (Average): Asset is sound, operationally safe and exhibits only minor deterioration. | Category 3 (Recommended): Minor work required to prevent a deterioration of the service provided by the asset. | 15 | 2014-12-11 | 9.3717 | 65.5044 | x | 5 | 4. Significant | 10236 | Predictive Maintenance | 91.25
1009057 | Laboratory Fume Cupboard | B (Average): Asset is sound, operationally safe and exhibits only minor deterioration. | Category 3 (Recommended): Minor work required to prevent a deterioration of the service provided by the asset. | 15 | 2020-01-27 | 4.2437 | 72.3418 | x | 5 | 4. Significant | 10236 | Predictive Maintenance | 91.25
1009058 | Laboratory Fume Cupboard | B (Average): Asset is sound, operationally safe and exhibits only minor deterioration. | Category 3 (Recommended): Minor work required to prevent a deterioration of the service provided by the asset. | 15 | 2022-12-30 | 1.3196 | 76.2405 | x | 5 | 4. Significant | 10236 | Predictive Maintenance | 91.25
1009059 | Laboratory Fume Cupboard | B (Average): Asset is sound, operationally safe and exhibits only minor deterioration. | Category 3 (Recommended): Minor work required to prevent a deterioration of the service provided by the asset. | 15 | 2012-04-27 | 11.9945 | 62.0073 | x | 5 | 4. Significant | 10236 | Predictive Maintenance | 91.25
1009060 | Laboratory Fume Cupboard | B (Average): Asset is sound, operationally safe and exhibits only minor deterioration. | Category 3 (Recommended): Minor work required to prevent a deterioration of the service provided by the asset. | 15 | 2022-09-27 | 1.577 | 75.8973 | x | 5 | 4. Significant | 10236 | Predictive Maintenance | 91.25
1009061 | Laboratory Fume Cupboard | B (Average): Asset is sound, operationally safe and exhibits only minor deterioration. | Category 3 (Recommended): Minor work required to prevent a deterioration of the service provided by the asset. | 15 | 2013-03-25 | 11.0856 | 63.2193 | x | 5 | 4. Significant | 10236 | Predictive Maintenance | 91.25
1009062 | Laboratory Fume Cupboard | B (Average): Asset is sound, operationally safe and exhibits only minor deterioration. | Category 3 (Recommended): Minor work required to prevent a deterioration of the service provided by the asset. | 15 | 2019-05-01 | 4.9856 | 71.3525 | x | 5 | 4. Significant | 10236 | Predictive Maintenance | 91.25
1009063 | Laboratory Fume Cupboard | B (Average): Asset is sound, operationally safe and exhibits only minor deterioration. | Category 3 (Recommended): Minor work required to prevent a deterioration of the service provided by the asset. | 15 | 2023-01-07 | 1.2977 | 76.2697 | x | 5 | 4. Significant | 10236 | Predictive Maintenance | 91.25
1009064 | Laboratory Fume Cupboard | B (Average): Asset is sound, operationally safe and exhibits only minor deterioration. | Category 3 (Recommended): Minor work required to prevent a deterioration of the service provided by the asset. | 15 | 2020-08-09 | 3.7098 | 73.0536 | x | 5 | 4. Significant | 10236 | Predictive Maintenance | 91.25
1009065 | Roof Skylights and Openings | B (Average): Asset is sound, operationally safe and exhibits only minor deterioration. | Category 3 (Recommended): Minor work required to prevent a deterioration of the service provided by the asset. | 30 | 2012-07-16 | 11.7755 | 72.1497 | x | 4 | 4. Significant | 11935 | Predictive Maintenance | 91.25
1009066 | Sump Pumps and Extended Shaft Sump Pumps | B (Average): Asset is sound, operationally safe and exhibits only minor deterioration. | Category 3 (Recommended): Minor work required to prevent a deterioration of the service provided by the asset. | 10 | 2016-09-25 | 7.5811 | 70.8378 | x | 1 | 5. Severe | 10040 | Predictive Maintenance | 28
1009067 | Sewage or Drainage Pumps Submersible | B (Average): Asset is sound, operationally safe and exhibits only minor deterioration. | Category 3 (Recommended): Minor work required to prevent a deterioration of the service provided by the asset. | 15 | 2023-02-04 | 1.2211 | 84.3719 | x | 1 | 4. Significant | 10040 | Predictive Maintenance | 91.25
1009071 | Unvented Hot Water Systems | B (Average): Asset is sound, operationally safe and exhibits only minor deterioration. | Category 3 (Recommended): Minor work required to prevent a deterioration of the service provided by the asset. | 25 | 2021-02-20 | 3.1759 | 79.4593 | x | 3 | 4. Significant | 11200 | Predictive Maintenance | 91.25
1009072 | Unvented Hot Water Systems | C (Poor): Asset is operational but major repair or replacement will be needed. | Category 3 (Recommended): Minor work required to prevent a deterioration of the service provided by the asset. | 25 | 2007-11-01 | 16.4819 | 54.8145 | x | 3 | 4. Significant | 10209 | Predictive Maintenance | 91.25
1009073 | Emergency Assistance Alarm | B (Average): Asset is sound, operationally safe and exhibits only minor deterioration. | Category 3 (Recommended): Minor work required to prevent a deterioration of the service provided by the asset. | 10 | 2020-02-24 | 4.167 | 73.666 | x | 3 | 5. Severe | 10209 | Predictive Maintenance | 28
1009074 | Unvented Hot Water Systems | D (Very Poor): Asset runs a serious risk of imminent breakdown or poses a health and safety risk. | Category 3 (Recommended): Minor work required to prevent a deterioration of the service provided by the asset. | 25 | 2018-10-19 | 5.5168 | 56.5866 | x | 3 | 4. Significant | 10209 | Predictive Maintenance | 91.25
1009075 | Atmospheric Gas Burner - Condensing Boiler | B (Average): Asset is sound, operationally safe and exhibits only minor deterioration. | Category 3 (Recommended): Minor work required to prevent a deterioration of the service provided by the asset. | 20 | 2012-05-18 | 11.937 | 70.063 | x | 3 | 4. Significant | 10209 | Predictive Maintenance | 91.25
1009076 | Gas Detection/Flammable | B (Average): Asset is sound, operationally safe and exhibits only minor deterioration. | Category 3 (Recommended): Minor work required to prevent a deterioration of the service provided by the asset. | 15 | 2010-03-24 | 14.089 | 63.2147 | x | 3 | 5. Severe | 10209 | Predictive Maintenance | 28
1009078 | Expansion Vessels | A (Good): Asset is as new and can be expected to perform adequately to its full normal life if maintained appropriately. | Category 4 (Normal): No work required beyond normal maintenance. | 15 | 2014-12-03 | 9.3936 | 83.4752 | x | 3 | 4. Significant | 10209 | Predictive Maintenance | 162.5
1009079 | Cold Water Storage Tanks and Cisterns | B (Average): Asset is sound, operationally safe and exhibits only minor deterioration. | Category 3 (Recommended): Minor work required to prevent a deterioration of the service provided by the asset. | 20 | 2018-05-11 | 5.9576 | 76.0424 | x | 3 | 4. Significant | 10209 | Predictive Maintenance | 91.25
1009080 | Expansion Vessels | B (Average): Asset is sound, operationally safe and exhibits only minor deterioration. | Category 3 (Recommended): Minor work required to prevent a deterioration of the service provided by the asset. | 15 | 2021-02-17 | 3.1841 | 77.7545 | x | 3 | 4. Significant | 10209 | Predictive Maintenance | 91.25
1009081 | Expansion Vessels | B (Average): Asset is sound, operationally safe and exhibits only minor deterioration. | Category 3 (Recommended): Minor work required to prevent a deterioration of the service provided by the asset. | 15 | 2011-04-16 | 13.0267 | 64.6311 | x | 3 | 4. Significant | 10209 | Predictive Maintenance | 91.25
1009082 | Distribution Boards | B (Average): Asset is sound, operationally safe and exhibits only minor deterioration. | Category 3 (Recommended): Minor work required to prevent a deterioration of the service provided by the asset. | 20 | 2020-05-05 | 3.9726 | 78.0274 | x | 3 | 4. Significant | 10209 | Predictive Maintenance | 91.25
1009083 | Distribution Boards | B (Average): Asset is sound, operationally safe and exhibits only minor deterioration. | Category 3 (Recommended): Minor work required to prevent a deterioration of the service provided by the asset. | 20 | 2005-03-03 | 19.1458 | 62.8542 | x | 3 | 4. Significant | 10209 | Predictive Maintenance | 91.25
1009084 | Distribution Boards | B (Average): Asset is sound, operationally safe and exhibits only minor deterioration. | Category 3 (Recommended): Minor work required to prevent a deterioration of the service provided by the asset. | 20 | 2018-09-14 | 5.6126 | 76.3874 | x | 3 | 4. Significant | 10209 | Predictive Maintenance | 91.25
1009086 | Ventilating Fans - General | B (Average): Asset is sound, operationally safe and exhibits only minor deterioration. | Category 3 (Recommended): Minor work required to prevent a deterioration of the service provided by the asset. | 20 | 2017-03-20 | 7.0992 | 74.9008 | x | 3 | 2. Minor | 10039 | Predictive Maintenance | 182.5
1009087 | Meter Reading - Gas | B (Average): Asset is sound, operationally safe and exhibits only minor deterioration. | Category 3 (Recommended): Minor work required to prevent a deterioration of the service provided by the asset. | 20 | 2013-12-14 | 10.3628 | 75.6372 | x | 1 | 2. Minor | 10040 | Predictive Maintenance | 182.5
1009088 | Medical gas pipework, manifolds, outlets & accessories | B (Average): Asset is sound, operationally safe and exhibits only minor deterioration. | Category 3 (Recommended): Minor work required to prevent a deterioration of the service provided by the asset. | 20 | 2019-08-06 | 4.7201 | 81.2799 | x | 1 | 4. Significant | 10040 | Predictive Maintenance | 91.25
1009089 | Medical gas pipework, manifolds, outlets & accessories | B (Average): Asset is sound, operationally safe and exhibits only minor deterioration. | Category 3 (Recommended): Minor work required to prevent a deterioration of the service provided by the asset. | 20 | 2017-10-12 | 6.5352 | 79.4648 | x | 1 | 4. Significant | 10040 | Predictive Maintenance | 91.25
1009090 | Medical gas pipework, manifolds, outlets & accessories | B (Average): Asset is sound, operationally safe and exhibits only minor deterioration. | Category 3 (Recommended): Minor work required to prevent a deterioration of the service provided by the asset. | 20 | 2017-05-09 | 6.9624 | 79.0376 | x | 1 | 4. Significant | 10040 | Predictive Maintenance | 91.25
1009091 | Medical gas pipework, manifolds, outlets & accessories | B (Average): Asset is sound, operationally safe and exhibits only minor deterioration. | Category 3 (Recommended): Minor work required to prevent a deterioration of the service provided by the asset. | 20 | 2006-08-28 | 17.6591 | 68.3409 | x | 1 | 4. Significant | 10040 | Predictive Maintenance | 91.25
1009092 | Medical gas pipework, manifolds, outlets & accessories | B (Average): Asset is sound, operationally safe and exhibits only minor deterioration. | Category 3 (Recommended): Minor work required to prevent a deterioration of the service provided by the asset. | 20 | 2012-10-30 | 11.4853 | 74.5147 | x | 1 | 4. Significant | 10040 | Predictive Maintenance | 91.25
1009093 | Medical gas pipework, manifolds, outlets & accessories | B (Average): Asset is sound, operationally safe and exhibits only minor deterioration. | Category 3 (Recommended): Minor work required to prevent a deterioration of the service provided by the asset. | 20 | 2009-06-03 | 14.8939 | 71.1061 | x | 1 | 4. Significant | 10040 | Predictive Maintenance | 91.25
1009094 | Medical gas pipework, manifolds, outlets & accessories | B (Average): Asset is sound, operationally safe and exhibits only minor deterioration. | Category 3 (Recommended): Minor work required to prevent a deterioration of the service provided by the asset. | 20 | 2018-09-15 | 5.6099 | 80.3901 | x | 1 | 4. Significant | 10040 | Predictive Maintenance | 91.25
1009095 | Medical gas pipework, manifolds, outlets & accessories | B (Average): Asset is sound, operationally safe and exhibits only minor deterioration. | Category 3 (Recommended): Minor work required to prevent a deterioration of the service provided by the asset. | 20 | 2010-02-20 | 14.1766 | 71.8234 | x | 1 | 4. Significant | 10040 | Predictive Maintenance | 91.25
1009096 | Medical gas pipework, manifolds, outlets & accessories | B (Average): Asset is sound, operationally safe and exhibits only minor deterioration. | Category 3 (Recommended): Minor work required to prevent a deterioration of the service provided by the asset. | 20 | 2017-08-26 | 6.6639 | 79.3361 | x | 1 | 4. Significant | 10040 | Predictive Maintenance | 91.25
1009097 | Medical gas pipework, manifolds, outlets & accessories | B (Average): Asset is sound, operationally safe and exhibits only minor deterioration. | Category 3 (Recommended): Minor work required to prevent a deterioration of the service provided by the asset. | 20 | 2014-07-23 | 9.7577 | 76.2423 | x | 1 | 4. Significant | 10040 | Predictive Maintenance | 91.25
1009098 | Medical gas pipework, manifolds, outlets & accessories | B (Average): Asset is sound, operationally safe and exhibits only minor deterioration. | Category 3 (Recommended): Minor work required to prevent a deterioration of the service provided by the asset. | 20 | 2020-06-28 | 3.8248 | 82.1752 | x | 1 | 4. Significant | 10040 | Predictive Maintenance | 91.25
1009099 | Packaged Chiller Units | B (Average): Asset is sound, operationally safe and exhibits only minor deterioration. | Category 3 (Recommended): Minor work required to prevent a deterioration of the service provided by the asset. | 20 | 2016-08-15 | 7.6934 | 70.3066 | x | 5 | 4. Significant | 10430 | Predictive Maintenance | 91.25
1009100 | Solenoid Gas/Oil Shut-off (Safety) Valves | B (Average): Asset is sound, operationally safe and exhibits only minor deterioration. | Category 3 (Recommended): Minor work required to prevent a deterioration of the service provided by the asset. | 15 | 2016-06-13 | 7.8658 | 67.5122 | x | 5 | 5. Severe | 10430 | Predictive Maintenance | 28
1009101 | Trace Heating - Electrical | B (Average): Asset is sound, operationally safe and exhibits only minor deterioration. | Category 3 (Recommended): Minor work required to prevent a deterioration of the service provided by the asset. | 20 | 2023-04-23 | 1.0075 | 76.9925 | x | 5 | 4. Significant | 10430 | Predictive Maintenance | 91.25
1009102 | Trace Heating - Electrical | B (Average): Asset is sound, operationally safe and exhibits only minor deterioration. | Category 3 (Recommended): Minor work required to prevent a deterioration of the service provided by the asset. | 20 | 2009-10-20 | 14.5133 | 63.4867 | x | 5 | 4. Significant | 10430 | Predictive Maintenance | 91.25
1009105 | Distribution Boards | B (Average): Asset is sound, operationally safe and exhibits only minor deterioration. | Category 3 (Recommended): Minor work required to prevent a deterioration of the service provided by the asset. | 20 | 2016-07-11 | 7.7892 | 74.2108 | x | 3 | 4. Significant | 10209 | Predictive Maintenance | 91.25
1009107 | Meter Reading - Electric | B (Average): Asset is sound, operationally safe and exhibits only minor deterioration. | Category 3 (Recommended): Minor work required to prevent a deterioration of the service provided by the asset. | 20 | 2020-06-01 | 3.8987 | 78.1013 | x | 3 | 2. Minor | 11937 | Predictive Maintenance | 182.5
1009108 | Meter Reading - Electric | B (Average): Asset is sound, operationally safe and exhibits only minor deterioration. | Category 3 (Recommended): Minor work required to prevent a deterioration of the service provided by the asset. | 20 | 2014-05-14 | 9.9493 | 72.0507 | x | 3 | 2. Minor | 11937 | Predictive Maintenance | 182.5
1009109 | Meter Reading - Electric | B (Average): Asset is sound, operationally safe and exhibits only minor deterioration. | Category 3 (Recommended): Minor work required to prevent a deterioration of the service provided by the asset. | 20 | 2007-09-12 | 16.6188 | 65.3812 | x | 3 | 2. Minor | 11937 | Predictive Maintenance | 182.5
1009110 | Meter Reading - Electric | B (Average): Asset is sound, operationally safe and exhibits only minor deterioration. | Category 3 (Recommended): Minor work required to prevent a deterioration of the service provided by the asset. | 20 | 2007-11-28 | 16.4079 | 65.5921 | x | 3 | 2. Minor | 11937 | Predictive Maintenance | 182.5
1009111 | Meter Reading - Electric | B (Average): Asset is sound, operationally safe and exhibits only minor deterioration. | Category 3 (Recommended): Minor work required to prevent a deterioration of the service provided by the asset. | 20 | 2009-02-13 | 15.1951 | 66.8049 | x | 3 | 2. Minor | 11937 | Predictive Maintenance | 182.5
1009112 | Meter Reading - Electric | B (Average): Asset is sound, operationally safe and exhibits only minor deterioration. | Category 3 (Recommended): Minor work required to prevent a deterioration of the service provided by the asset. | 20 | 2015-07-04 | 8.8104 | 73.1896 | x | 3 | 2. Minor | 11937 | Predictive Maintenance | 182.5
1009113 | Meter Reading - Electric | B (Average): Asset is sound, operationally safe and exhibits only minor deterioration. | Category 3 (Recommended): Minor work required to prevent a deterioration of the service provided by the asset. | 20 | 2015-03-11 | 9.1253 | 72.8747 | x | 3 | 2. Minor | 11937 | Predictive Maintenance | 182.5
1009114 | Meter Reading - Electric | B (Average): Asset is sound, operationally safe and exhibits only minor deterioration. | Category 3 (Recommended): Minor work required to prevent a deterioration of the service provided by the asset. | 20 | 2014-02-04 | 10.2204 | 71.7796 | x | 3 | 2. Minor | 11937 | Predictive Maintenance | 182.5
1009118 | Gas Detection/Flammable | B (Average): Asset is sound, operationally safe and exhibits only minor deterioration. | Category 3 (Recommended): Minor work required to prevent a deterioration of the service provided by the asset. | 15 | 2015-10-01 | 8.5667 | 70.5777 | x | 3 | 5. Severe | 11937 | Predictive Maintenance | 28
1009119 | Cold Water Storage Tanks and Cisterns | B (Average): Asset is sound, operationally safe and exhibits only minor deterioration. | Category 3 (Recommended): Minor work required to prevent a deterioration of the service provided by the asset. | 20 | 2022-05-22 | 1.9274 | 84.0726 | x | 1 | 4. Significant | 11938 | Predictive Maintenance | 91.25
1009120 | Meter Reading - Gas | B (Average): Asset is sound, operationally safe and exhibits only minor deterioration. | Category 3 (Recommended): Minor work required to prevent a deterioration of the service provided by the asset. | 20 | 2022-01-17 | 2.2697 | 79.7303 | x | 3 | 2. Minor | 10209 | Predictive Maintenance | 182.5
1009121 | Fire Alarm System | B (Average): Asset is sound, operationally safe and exhibits only minor deterioration. | Category 3 (Recommended): Minor work required to prevent a deterioration of the service provided by the asset. | 15 | 2023-01-11 | 1.2868 | 80.2843 | x | 3 | 5. Severe | 10209 | Predictive Maintenance | 28
1009122 | Expansion Vessels | B (Average): Asset is sound, operationally safe and exhibits only minor deterioration. | Category 3 (Recommended): Minor work required to prevent a deterioration of the service provided by the asset. | 15 | 2010-07-20 | 13.7659 | 63.6454 | x | 3 | 4. Significant | 10011 | Predictive Maintenance | 91.25
1009123 | Expansion Vessels | A (Good): Asset is as new and can be expected to perform adequately to its full normal life if maintained appropriately. | Category 4 (Normal): No work required beyond normal maintenance. | 15 | 2021-05-13 | 2.9514 | 92.0648 | x | 3 | 4. Significant | 10011 | Predictive Maintenance | 162.5
1009125 | Expansion Vessels | A (Good): Asset is as new and can be expected to perform adequately to its full normal life if maintained appropriately. | Category 4 (Normal): No work required beyond normal maintenance. | 15 | 2017-02-21 | 7.1732 | 86.4358 | x | 3 | 4. Significant | 10011 | Predictive Maintenance | 162.5
1009126 | Expansion Vessels | A (Good): Asset is as new and can be expected to perform adequately to its full normal life if maintained appropriately. | Category 4 (Normal): No work required beyond normal maintenance. | 15 | 2022-03-16 | 2.1109 | 93.1855 | x | 3 | 4. Significant | 10011 | Predictive Maintenance | 162.5
1009127 | Hot Water Calorifiers - Heated by LTHW | B (Average): Asset is sound, operationally safe and exhibits only minor deterioration. | Category 3 (Recommended): Minor work required to prevent a deterioration of the service provided by the asset. | 20 | 2019-07-30 | 4.7392 | 77.2608 | x | 3 | 4. Significant | 10011 | Predictive Maintenance | 91.25
1009128 | Speed Controllers | B (Average): Asset is sound, operationally safe and exhibits only minor deterioration. | Category 3 (Recommended): Minor work required to prevent a deterioration of the service provided by the asset. | 15 | 2016-01-19 | 8.2656 | 66.9792 | x | 5 | 4. Significant | 10017 | Predictive Maintenance | 91.25
1009129 | Speed Controllers | B (Average): Asset is sound, operationally safe and exhibits only minor deterioration. | Category 3 (Recommended): Minor work required to prevent a deterioration of the service provided by the asset. | 15 | 2014-01-25 | 10.2478 | 64.3363 | x | 5 | 4. Significant | 10017 | Predictive Maintenance | 91.25
1009130 | Speed Controllers | B (Average): Asset is sound, operationally safe and exhibits only minor deterioration. | Category 3 (Recommended): Minor work required to prevent a deterioration of the service provided by the asset. | 15 | 2022-12-19 | 1.3498 | 76.2003 | x | 5 | 4. Significant | 10017 | Predictive Maintenance | 91.25
1009131 | Speed Controllers | B (Average): Asset is sound, operationally safe and exhibits only minor deterioration. | Category 3 (Recommended): Minor work required to prevent a deterioration of the service provided by the asset. | 15 | 2020-04-04 | 4.0575 | 72.59 | x | 5 | 4. Significant | 10017 | Predictive Maintenance | 91.25
1009132 | Speed Controllers | B (Average): Asset is sound, operationally safe and exhibits only minor deterioration. | Category 3 (Recommended): Minor work required to prevent a deterioration of the service provided by the asset. | 15 | 2020-05-05 | 3.9726 | 72.7032 | x | 5 | 4. Significant | 10017 | Predictive Maintenance | 91.25
1009133 | Speed Controllers | B (Average): Asset is sound, operationally safe and exhibits only minor deterioration. | Category 3 (Recommended): Minor work required to prevent a deterioration of the service provided by the asset. | 15 | 2011-11-08 | 12.4627 | 61.3831 | x | 5 | 4. Significant | 10017 | Predictive Maintenance | 91.25
1009134 | Speed Controllers | B (Average): Asset is sound, operationally safe and exhibits only minor deterioration. | Category 3 (Recommended): Minor work required to prevent a deterioration of the service provided by the asset. | 15 | 2017-03-06 | 7.1376 | 68.4832 | x | 5 | 4. Significant | 10017 | Predictive Maintenance | 91.25
1009135 | Speed Controllers | B (Average): Asset is sound, operationally safe and exhibits only minor deterioration. | Category 3 (Recommended): Minor work required to prevent a deterioration of the service provided by the asset. | 15 | 2018-11-27 | 5.41 | 70.7867 | x | 5 | 4. Significant | 10017 | Predictive Maintenance | 91.25
1009136 | Speed Controllers | B (Average): Asset is sound, operationally safe and exhibits only minor deterioration. | Category 3 (Recommended): Minor work required to prevent a deterioration of the service provided by the asset. | 15 | 2014-08-06 | 9.7194 | 65.0408 | x | 5 | 4. Significant | 10017 | Predictive Maintenance | 91.25
1009137 | Speed Controllers | B (Average): Asset is sound, operationally safe and exhibits only minor deterioration. | Category 3 (Recommended): Minor work required to prevent a deterioration of the service provided by the asset. | 15 | 2020-08-06 | 3.718 | 73.0427 | x | 5 | 4. Significant | 10017 | Predictive Maintenance | 91.25
1009138 | Speed Controllers | B (Average): Asset is sound, operationally safe and exhibits only minor deterioration. | Category 3 (Recommended): Minor work required to prevent a deterioration of the service provided by the asset. | 15 | 2021-08-03 | 2.7269 | 74.3641 | x | 5 | 4. Significant | 10017 | Predictive Maintenance | 91.25
1009139 | Speed Controllers | B (Average): Asset is sound, operationally safe and exhibits only minor deterioration. | Category 3 (Recommended): Minor work required to prevent a deterioration of the service provided by the asset. | 15 | 2018-04-06 | 6.0534 | 69.9288 | x | 5 | 4. Significant | 10017 | Predictive Maintenance | 91.25
1009140 | Room Air Conditioners | B (Average): Asset is sound, operationally safe and exhibits only minor deterioration. | Category 3 (Recommended): Minor work required to prevent a deterioration of the service provided by the asset. | 15 | 2015-11-25 | 8.4162 | 66.7785 | x | 5 | 3. Moderate | 10086 | Predictive Maintenance | 91.25
1009141 | Room Air Conditioners | B (Average): Asset is sound, operationally safe and exhibits only minor deterioration. | Category 3 (Recommended): Minor work required to prevent a deterioration of the service provided by the asset. | 15 | 2015-03-26 | 9.0842 | 65.8877 | x | 5 | 3. Moderate | 10086 | Predictive Maintenance | 91.25
1009142 | Hot Water Calorifiers - Heated by LTHW | B (Average): Asset is sound, operationally safe and exhibits only minor deterioration. | Category 3 (Recommended): Minor work required to prevent a deterioration of the service provided by the asset. | 20 | 2023-11-20 | 0.42984 | 85.5702 | x | 1 | 4. Significant | 10128 | Predictive Maintenance | 91.25
1009143 | Expansion Vessels | B (Average): Asset is sound, operationally safe and exhibits only minor deterioration. | Category 3 (Recommended): Minor work required to prevent a deterioration of the service provided by the asset. | 15 | 2012-03-06 | 12.1369 | 69.8175 | x | 1 | 4. Significant | 10128 | Predictive Maintenance | 91.25
1009145 | Hot Water Calorifiers - Heated by LTHW | B (Average): Asset is sound, operationally safe and exhibits only minor deterioration. | Category 3 (Recommended): Minor work required to prevent a deterioration of the service provided by the asset. | 20 | 2017-08-29 | 6.6557 | 79.3443 | x | 1 | 4. Significant | 10129 | Predictive Maintenance | 91.25
1009146 | Solenoid Gas/Oil Shut-off (Safety) Valves | B (Average): Asset is sound, operationally safe and exhibits only minor deterioration. | Category 3 (Recommended): Minor work required to prevent a deterioration of the service provided by the asset. | 15 | 2019-11-11 | 4.4545 | 80.0607 | x | 1 | 5. Severe | 10129 | Predictive Maintenance | 28
1009148 | Gas Detection/Flammable | B (Average): Asset is sound, operationally safe and exhibits only minor deterioration. | Category 3 (Recommended): Minor work required to prevent a deterioration of the service provided by the asset. | 15 | 2018-03-06 | 6.1383 | 77.8157 | x | 1 | 5. Severe | 10129 | Predictive Maintenance | 28
1009154 | Fire Alarm System | B (Average): Asset is sound, operationally safe and exhibits only minor deterioration. | Category 3 (Recommended): Minor work required to prevent a deterioration of the service provided by the asset. | 15 | 2018-12-16 | 5.358 | 78.856 | x | 1 | 5. Severe | 10129 | Predictive Maintenance | 28
1009156 | Pumps - General | B (Average): Asset is sound, operationally safe and exhibits only minor deterioration. | Category 3 (Recommended): Minor work required to prevent a deterioration of the service provided by the asset. | 20 | 2007-01-19 | 17.2649 | 68.7351 | x | 1 | 4. Significant | 10129 | Predictive Maintenance | 91.25
1009157 | Room Air Conditioners | B (Average): Asset is sound, operationally safe and exhibits only minor deterioration. | Category 3 (Recommended): Minor work required to prevent a deterioration of the service provided by the asset. | 15 | 2019-01-11 | 5.2868 | 78.9509 | x | 1 | 3. Moderate | 10129 | Predictive Maintenance | 91.25
1009158 | Pumps - General | B (Average): Asset is sound, operationally safe and exhibits only minor deterioration. | Category 3 (Recommended): Minor work required to prevent a deterioration of the service provided by the asset. | 20 | 2009-09-15 | 14.6092 | 71.3908 | x | 1 | 4. Significant | 10129 | Predictive Maintenance | 91.25
1009159 | Motorised Blinds | B (Average): Asset is sound, operationally safe and exhibits only minor deterioration. | Category 3 (Recommended): Minor work required to prevent a deterioration of the service provided by the asset. | 10 | 2016-12-20 | 7.3457 | 71.3087 | x | 1 | 2. Minor | 10129 | Predictive Maintenance | 182.5
1009161 | Cold Water Storage Tanks and Cisterns | B (Average): Asset is sound, operationally safe and exhibits only minor deterioration. | Category 3 (Recommended): Minor work required to prevent a deterioration of the service provided by the asset. | 20 | 2020-08-30 | 3.6523 | 82.3477 | x | 1 | 4. Significant | 10128 | Predictive Maintenance | 91.25
1009162 | Cold Water Storage Tanks and Cisterns | B (Average): Asset is sound, operationally safe and exhibits only minor deterioration. | Category 3 (Recommended): Minor work required to prevent a deterioration of the service provided by the asset. | 25 | 2001-04-03 | 23.0609 | 67.5513 | x | 1 | 4. Significant | 10128 | Predictive Maintenance | 91.25
1009163 | Sump Pumps and Extended Shaft Sump Pumps | A (Good): Asset is as new and can be expected to perform adequately to its full normal life if maintained appropriately. | Category 4 (Normal): No work required beyond normal maintenance. | 10 | 2021-11-24 | 2.4175 | 87.165 | x | 5 | 5. Severe | 11939 | Predictive Maintenance | 162.5
1009164 | Pressurisation Units - Chilled Water, Condenser Water and LTHW Types | B (Average): Asset is sound, operationally safe and exhibits only minor deterioration. | Category 3 (Recommended): Minor work required to prevent a deterioration of the service provided by the asset. | 15 | 2014-06-01 | 9.9001 | 70.7999 | x | 2 | 4. Significant | 10013 | Predictive Maintenance | 91.25
1009165 | Pressurisation Units - Chilled Water, Condenser Water and LTHW Types | B (Average): Asset is sound, operationally safe and exhibits only minor deterioration. | Category 3 (Recommended): Minor work required to prevent a deterioration of the service provided by the asset. | 15 | 2012-06-29 | 11.822 | 68.2373 | x | 2 | 4. Significant | 10013 | Predictive Maintenance | 91.25
1009166 | Speed Controllers | A (Good): Asset is as new and can be expected to perform adequately to its full normal life if maintained appropriately. | Category 4 (Normal): No work required beyond normal maintenance. | 15 | 2018-09-21 | 5.5934 | 84.5421 | x | 5 | 4. Significant | 10386 | Predictive Maintenance | 162.5
1009167 | Speed Controllers | A (Good): Asset is as new and can be expected to perform adequately to its full normal life if maintained appropriately. | Category 4 (Normal): No work required beyond normal maintenance. | 15 | 2022-11-02 | 1.4784 | 96.0287 | x | 2 | 4. Significant | 10456 | Predictive Maintenance | 162.5
1009168 | Fire Alarm System | A (Good): Asset is as new and can be expected to perform adequately to its full normal life if maintained appropriately. | Category 4 (Normal): No work required beyond normal maintenance. | 15 | 2013-10-05 | 10.5544 | 85.9274 | x | 1 | 5. Severe | 11908 | Predictive Maintenance | 162.5
1009169 | Fire Alarm System | B (Average): Asset is sound, operationally safe and exhibits only minor deterioration. | Category 3 (Recommended): Minor work required to prevent a deterioration of the service provided by the asset. | 15 | 2020-05-28 | 3.9097 | 80.7871 | x | 1 | 5. Severe | 11940 | Predictive Maintenance | 28
1009170 | Meter Reading - Water | A (Good): Asset is as new and can be expected to perform adequately to its full normal life if maintained appropriately. | Category 4 (Normal): No work required beyond normal maintenance. | 20 | 2019-11-14 | 4.4463 | 95.5537 | x | 1 | 2. Minor | 10079 | Predictive Maintenance | 365
1009171 | Meter Reading - Water | A (Good): Asset is as new and can be expected to perform adequately to its full normal life if maintained appropriately. | Category 4 (Normal): No work required beyond normal maintenance. | 20 | 2008-02-20 | 16.178 | 83.822 | x | 1 | 2. Minor | 10079 | Predictive Maintenance | 365
1009172 | Meter Reading - Water | A (Good): Asset is as new and can be expected to perform adequately to its full normal life if maintained appropriately. | Category 4 (Normal): No work required beyond normal maintenance. | 20 | 2016-05-29 | 7.9069 | 92.0931 | x | 1 | 2. Minor | 10079 | Predictive Maintenance | 365
1009173 | Meter Reading - Water | A (Good): Asset is as new and can be expected to perform adequately to its full normal life if maintained appropriately. | Category 4 (Normal): No work required beyond normal maintenance. | 20 | 2015-10-19 | 8.5175 | 91.4825 | x | 1 | 2. Minor | 10079 | Predictive Maintenance | 365
1009174 | Hot Water Calorifiers - Heated by LTHW | A (Good): Asset is as new and can be expected to perform adequately to its full normal life if maintained appropriately. | Category 3 (Recommended): Minor work required to prevent a deterioration of the service provided by the asset. | 20 | 2008-11-15 | 15.4415 | 73.5585 | x | 3 | 4. Significant | 10194 | Predictive Maintenance | 91.25
1009175 | Expansion Vessels | A (Good): Asset is as new and can be expected to perform adequately to its full normal life if maintained appropriately. | Category 4 (Normal): No work required beyond normal maintenance. | 15 | 2023-06-07 | 0.88433 | 92.8209 | x | 4 | 4. Significant | 11329 | Predictive Maintenance | 162.5
1009176 | Pumps - General | A (Good): Asset is as new and can be expected to perform adequately to its full normal life if maintained appropriately. | Category 4 (Normal): No work required beyond normal maintenance. | 20 | 2005-01-01 | 19.3128 | 72.6872 | x | 5 | 4. Significant | 11194 | Predictive Maintenance | 162.5
1009177 | Pumps - General | A (Good): Asset is as new and can be expected to perform adequately to its full normal life if maintained appropriately. | Category 4 (Normal): No work required beyond normal maintenance. | 20 | 2013-07-10 | 10.7926 | 81.2074 | x | 5 | 4. Significant | 11194 | Predictive Maintenance | 162.5
1009178 | Pressurisation Pumps | B (Average): Asset is sound, operationally safe and exhibits only minor deterioration. | Category 3 (Recommended): Minor work required to prevent a deterioration of the service provided by the asset. | 15 | 2017-04-23 | 7.0062 | 74.6585 | x | 2 | 4. Significant | 11941 | Predictive Maintenance | 91.25
1009179 | Expansion Vessels | A (Good): Asset is as new and can be expected to perform adequately to its full normal life if maintained appropriately. | Category 4 (Normal): No work required beyond normal maintenance. | 15 | 2021-01-21 | 3.258 | 93.6559 | x | 2 | 4. Significant | 11941 | Predictive Maintenance | 162.5
1009180 | Water Booster Pumps | A (Good): Asset is as new and can be expected to perform adequately to its full normal life if maintained appropriately. | Category 4 (Normal): No work required beyond normal maintenance. | 15 | 2023-09-10 | 0.62423 | 93.1677 | x | 4 | 4. Significant | 10192 | Predictive Maintenance | 162.5
1009181 | Water Booster Pumps | A (Good): Asset is as new and can be expected to perform adequately to its full normal life if maintained appropriately. | Category 4 (Normal): No work required beyond normal maintenance. | 15 | 2014-05-12 | 9.9548 | 80.7269 | x | 4 | 4. Significant | 10192 | Predictive Maintenance | 162.5
1009182 | Expansion Vessels | A (Good): Asset is as new and can be expected to perform adequately to its full normal life if maintained appropriately. | Category 4 (Normal): No work required beyond normal maintenance. | 15 | 2017-07-10 | 6.7926 | 84.9432 | x | 4 | 4. Significant | 10192 | Predictive Maintenance | 162.5
1009183 | Water Booster Pumps | A (Good): Asset is as new and can be expected to perform adequately to its full normal life if maintained appropriately. | Category 4 (Normal): No work required beyond normal maintenance. | 15 | 2022-03-14 | 2.1164 | 91.1782 | x | 4 | 4. Significant | 10192 | Predictive Maintenance | 162.5
1009184 | Expansion Vessels | A (Good): Asset is as new and can be expected to perform adequately to its full normal life if maintained appropriately. | Category 4 (Normal): No work required beyond normal maintenance. | 15 | 2012-05-04 | 11.9754 | 78.0329 | x | 4 | 4. Significant | 10192 | Predictive Maintenance | 162.5
1009185 | Expansion Vessels | A (Good): Asset is as new and can be expected to perform adequately to its full normal life if maintained appropriately. | Category 4 (Normal): No work required beyond normal maintenance. | 15 | 2017-05-18 | 6.9377 | 84.7497 | x | 4 | 4. Significant | 11322 | Predictive Maintenance | 162.5
1009186 | Expansion Vessels | A (Good): Asset is as new and can be expected to perform adequately to its full normal life if maintained appropriately. | Category 4 (Normal): No work required beyond normal maintenance. | 15 | 2018-02-22 | 6.1711 | 85.7718 | x | 4 | 4. Significant | 10192 | Predictive Maintenance | 162.5
1009187 | Water Booster Pumps | A (Good): Asset is as new and can be expected to perform adequately to its full normal life if maintained appropriately. | Category 4 (Normal): No work required beyond normal maintenance. | 15 | 2022-08-18 | 1.6865 | 91.7513 | x | 4 | 4. Significant | 11322 | Predictive Maintenance | 162.5
1009188 | Expansion Vessels | A (Good): Asset is as new and can be expected to perform adequately to its full normal life if maintained appropriately. | Category 4 (Normal): No work required beyond normal maintenance. | 15 | 2015-05-04 | 8.9774 | 82.0301 | x | 4 | 4. Significant | 11322 | Predictive Maintenance | 162.5
1009189 | Expansion Vessels | A (Good): Asset is as new and can be expected to perform adequately to its full normal life if maintained appropriately. | Category 4 (Normal): No work required beyond normal maintenance. | 15 | 2011-10-20 | 12.5147 | 77.3137 | x | 4 | 4. Significant | 11322 | Predictive Maintenance | 162.5
1009190 | Water Booster Pumps | A (Good): Asset is as new and can be expected to perform adequately to its full normal life if maintained appropriately. | Category 4 (Normal): No work required beyond normal maintenance. | 15 | 2020-12-18 | 3.3511 | 89.5318 | x | 4 | 4. Significant | 11322 | Predictive Maintenance | 162.5
1009191 | Expansion Vessels | A (Good): Asset is as new and can be expected to perform adequately to its full normal life if maintained appropriately. | Category 4 (Normal): No work required beyond normal maintenance. | 15 | 2021-04-16 | 3.0253 | 89.9662 | x | 4 | 4. Significant | 11322 | Predictive Maintenance | 162.5
1009192 | Expansion Vessels | A (Good): Asset is as new and can be expected to perform adequately to its full normal life if maintained appropriately. | Category 4 (Normal): No work required beyond normal maintenance. | 15 | 2012-01-22 | 12.2574 | 77.6569 | x | 4 | 4. Significant | 11321 | Predictive Maintenance | 162.5
1009193 | Expansion Vessels | A (Good): Asset is as new and can be expected to perform adequately to its full normal life if maintained appropriately. | Category 4 (Normal): No work required beyond normal maintenance. | 15 | 2012-12-01 | 11.3977 | 78.8031 | x | 4 | 4. Significant | 11321 | Predictive Maintenance | 162.5
1009194 | Water Booster Pumps | A (Good): Asset is as new and can be expected to perform adequately to its full normal life if maintained appropriately. | Category 4 (Normal): No work required beyond normal maintenance. | 15 | 2022-02-18 | 2.1821 | 91.0906 | x | 4 | 4. Significant | 11321 | Predictive Maintenance | 162.5
1009195 | Expansion Vessels | A (Good): Asset is as new and can be expected to perform adequately to its full normal life if maintained appropriately. | Category 4 (Normal): No work required beyond normal maintenance. | 15 | 2023-03-05 | 1.1417 | 92.4778 | x | 4 | 4. Significant | 11321 | Predictive Maintenance | 162.5
1009196 | Expansion Vessels | A (Good): Asset is as new and can be expected to perform adequately to its full normal life if maintained appropriately. | Category 4 (Normal): No work required beyond normal maintenance. | 15 | 2022-06-18 | 1.8535 | 91.5286 | x | 4 | 4. Significant | 11321 | Predictive Maintenance | 162.5
1009197 | Water Booster Pumps | A (Good): Asset is as new and can be expected to perform adequately to its full normal life if maintained appropriately. | Category 4 (Normal): No work required beyond normal maintenance. | 15 | 2019-05-19 | 4.9363 | 87.4182 | x | 4 | 4. Significant | 11321 | Predictive Maintenance | 162.5
1009198 | Water Booster Pumps | A (Good): Asset is as new and can be expected to perform adequately to its full normal life if maintained appropriately. | Category 4 (Normal): No work required beyond normal maintenance. | 15 | 2012-11-22 | 11.4223 | 78.7702 | x | 4 | 4. Significant | 11329 | Predictive Maintenance | 162.5
1009199 | Expansion Vessels | A (Good): Asset is as new and can be expected to perform adequately to its full normal life if maintained appropriately. | Category 4 (Normal): No work required beyond normal maintenance. | 15 | 2013-10-03 | 10.5599 | 79.9201 | x | 4 | 4. Significant | 11329 | Predictive Maintenance | 162.5
1009200 | Instantaneous Electric Water Heaters (Non Drinks Type) | B (Average): Asset is sound, operationally safe and exhibits only minor deterioration. | Category 3 (Recommended): Minor work required to prevent a deterioration of the service provided by the asset. | 12 | 2022-05-11 | 1.9576 | 82.7374 | x | 1 | 3. Moderate | 11942 | Predictive Maintenance | 91.25
1009201 | Expansion Vessels | A (Good): Asset is as new and can be expected to perform adequately to its full normal life if maintained appropriately. | Category 4 (Normal): No work required beyond normal maintenance. | 15 | 2017-07-30 | 6.7379 | 85.0162 | x | 4 | 4. Significant | 11329 | Predictive Maintenance | 162.5
1009202 | Expansion Vessels | A (Good): Asset is as new and can be expected to perform adequately to its full normal life if maintained appropriately. | Category 4 (Normal): No work required beyond normal maintenance. | 15 | 2010-09-18 | 13.6016 | 75.8645 | x | 4 | 4. Significant | 11329 | Predictive Maintenance | 162.5
1009203 | Expansion Vessels | A (Good): Asset is as new and can be expected to perform adequately to its full normal life if maintained appropriately. | Category 4 (Normal): No work required beyond normal maintenance. | 15 | 2017-01-03 | 7.3073 | 84.2569 | x | 4 | 4. Significant | 11329 | Predictive Maintenance | 162.5
1009204 | Water Booster Pumps | A (Good): Asset is as new and can be expected to perform adequately to its full normal life if maintained appropriately. | Category 4 (Normal): No work required beyond normal maintenance. | 15 | 2020-03-12 | 4.1205 | 88.506 | x | 4 | 4. Significant | 11329 | Predictive Maintenance | 162.5
1009205 | Water Booster Pumps | C (Poor): Asset is operational but major repair or replacement will be needed. | Category 3 (Recommended): Minor work required to prevent a deterioration of the service provided by the asset. | 15 | 2012-12-24 | 11.3347 | 52.8871 | x | 3 | 4. Significant | 10495 | Predictive Maintenance | 91.25
1009206 | Circulating Pumps - General | A (Good): Asset is as new and can be expected to perform adequately to its full normal life if maintained appropriately. | Category 4 (Normal): No work required beyond normal maintenance. | 20 | 2022-09-01 | 1.6482 | 96.3518 | x | 2 | 4. Significant | 10156 | Predictive Maintenance | 162.5
1009207 | Instantaneous Electric Water Heaters (Non Drinks Type) | B (Average): Asset is sound, operationally safe and exhibits only minor deterioration. | Category 3 (Recommended): Minor work required to prevent a deterioration of the service provided by the asset. | 12 | 2015-09-15 | 8.6105 | 65.6491 | x | 4 | 3. Moderate | 10316 | Predictive Maintenance | 91.25
1009209 | Atmospheric Gas Burner/Condensing Combination Boiler | A (Good): Asset is as new and can be expected to perform adequately to its full normal life if maintained appropriately. | Category 4 (Normal): No work required beyond normal maintenance. | 20 | 2016-12-31 | 7.3155 | 90.6845 | x | 2 | 4. Significant | 11941 | Predictive Maintenance | 162.5
1009210 | Expansion Vessels | B (Average): Asset is sound, operationally safe and exhibits only minor deterioration. | Category 3 (Recommended): Minor work required to prevent a deterioration of the service provided by the asset. | 15 | 2013-01-21 | 11.258 | 68.9893 | x | 2 | 4. Significant | 10054 | Predictive Maintenance | 91.25
1009211 | Expansion Vessels | A (Good): Asset is as new and can be expected to perform adequately to its full normal life if maintained appropriately. | Category 4 (Normal): No work required beyond normal maintenance. | 15 | 2021-09-06 | 2.6338 | 94.4883 | x | 2 | 4. Significant | 10054 | Predictive Maintenance | 162.5
1009212 | Atmospheric Gas Burner - Condensing Boiler | A (Good): Asset is as new and can be expected to perform adequately to its full normal life if maintained appropriately. | Category 4 (Normal): No work required beyond normal maintenance. | 20 | 2022-05-23 | 1.9247 | 96.0753 | x | 2 | 4. Significant | 11941 | Predictive Maintenance | 162.5
1009213 | Ventilating Fans - General | B (Average): Asset is sound, operationally safe and exhibits only minor deterioration. | Category 3 (Recommended): Minor work required to prevent a deterioration of the service provided by the asset. | 20 | 2005-04-07 | 19.05 | 58.95 | x | 5 | 2. Minor | 11943 | Predictive Maintenance | 182.5
1009214 | Fire Alarm System | A (Good): Asset is as new and can be expected to perform adequately to its full normal life if maintained appropriately. | Category 4 (Normal): No work required beyond normal maintenance. | 15 | 2017-04-02 | 7.0637 | 90.5818 | x | 1 | 5. Severe | 11528 | Predictive Maintenance | 162.5
1009215 | Sliding Doors | A (Good): Asset is as new and can be expected to perform adequately to its full normal life if maintained appropriately. | Category 4 (Normal): No work required beyond normal maintenance. | 15 | 2015-05-07 | 8.9692 | 80.0411 | x | 5 | 3. Moderate | 11944 | Predictive Maintenance | 365
1009216 | Sliding Doors | A (Good): Asset is as new and can be expected to perform adequately to its full normal life if maintained appropriately. | Category 4 (Normal): No work required beyond normal maintenance. | 15 | 2010-09-07 | 13.6318 | 73.8243 | x | 5 | 3. Moderate | 11944 | Predictive Maintenance | 365
1009217 | Heat Recovery Units | B (Average): Asset is sound, operationally safe and exhibits only minor deterioration. | Category 3 (Recommended): Minor work required to prevent a deterioration of the service provided by the asset. | 15 | 2013-12-01 | 10.3984 | 64.1355 | x | 5 | 4. Significant | 11945 | Predictive Maintenance | 91.25
1009219 | Sliding Doors | A (Good): Asset is as new and can be expected to perform adequately to its full normal life if maintained appropriately. | Category 4 (Normal): No work required beyond normal maintenance. | 15 | 2020-05-22 | 3.9261 | 86.7652 | x | 5 | 3. Moderate | 10185 | Predictive Maintenance | 365
1009220 | Sliding Doors | A (Good): Asset is as new and can be expected to perform adequately to its full normal life if maintained appropriately. | Category 4 (Normal): No work required beyond normal maintenance. | 15 | 2019-05-21 | 4.9309 | 85.4255 | x | 5 | 3. Moderate | 10185 | Predictive Maintenance | 365
1009221 | Fire Alarm System | A (Good): Asset is as new and can be expected to perform adequately to its full normal life if maintained appropriately. | Category 4 (Normal): No work required beyond normal maintenance. | 15 | 2018-12-06 | 5.3854 | 86.8195 | x | 4 | 5. Severe | 10443 | Predictive Maintenance | 162.5
1009222 | Motor Control Centre | A (Good): Asset is as new and can be expected to perform adequately to its full normal life if maintained appropriately. | Category 4 (Normal): No work required beyond normal maintenance. | 20 | 2024-01-31 | 0.23272 | 93.7673 | x | 4 | 4. Significant | 10000 | Predictive Maintenance | 162.5
1009223 | Motor Control Centre | A (Good): Asset is as new and can be expected to perform adequately to its full normal life if maintained appropriately. | Category 4 (Normal): No work required beyond normal maintenance. | 20 | 2010-08-12 | 13.7029 | 80.2971 | x | 4 | 4. Significant | 10000 | Predictive Maintenance | 162.5
1009224 | Motor Control Centre | A (Good): Asset is as new and can be expected to perform adequately to its full normal life if maintained appropriately. | Category 4 (Normal): No work required beyond normal maintenance. | 20 | 2021-03-30 | 3.0719 | 90.9281 | x | 4 | 4. Significant | 10000 | Predictive Maintenance | 162.5
1009225 | Motor Control Centre | A (Good): Asset is as new and can be expected to perform adequately to its full normal life if maintained appropriately. | Category 4 (Normal): No work required beyond normal maintenance. | 20 | 2009-12-05 | 14.3874 | 79.6126 | x | 4 | 4. Significant | 10000 | Predictive Maintenance | 162.5
1009226 | Motor Control Centre | A (Good): Asset is as new and can be expected to perform adequately to its full normal life if maintained appropriately. | Category 4 (Normal): No work required beyond normal maintenance. | 20 | 2004-01-22 | 20.2574 | 73.7426 | x | 4 | 4. Significant | 10000 | Predictive Maintenance | 162.5
1009227 | Motor Control Centre | A (Good): Asset is as new and can be expected to perform adequately to its full normal life if maintained appropriately. | Category 4 (Normal): No work required beyond normal maintenance. | 20 | 2021-09-14 | 2.6119 | 91.3881 | x | 4 | 4. Significant | 10000 | Predictive Maintenance | 162.5
1009228 | Distribution Boards | A (Good): Asset is as new and can be expected to perform adequately to its full normal life if maintained appropriately. | Category 4 (Normal): No work required beyond normal maintenance. | 20 | 2004-11-04 | 19.4716 | 72.5284 | x | 5 | 4. Significant | 11946 | Predictive Maintenance | 162.5
1009229 | Distribution Boards | A (Good): Asset is as new and can be expected to perform adequately to its full normal life if maintained appropriately. | Category 4 (Normal): No work required beyond normal maintenance. | 20 | 2005-06-25 | 18.8337 | 73.1663 | x | 5 | 4. Significant | 11947 | Predictive Maintenance | 162.5
1009230 | Distribution Boards | A (Good): Asset is as new and can be expected to perform adequately to its full normal life if maintained appropriately. | Category 4 (Normal): No work required beyond normal maintenance. | 20 | 2023-08-25 | 0.66804 | 91.332 | x | 5 | 4. Significant | 11947 | Predictive Maintenance | 162.5
1009231 | Distribution Boards | A (Good): Asset is as new and can be expected to perform adequately to its full normal life if maintained appropriately. | Category 4 (Normal): No work required beyond normal maintenance. | 20 | 2016-10-05 | 7.5537 | 84.4463 | x | 5 | 4. Significant | 11948 | Predictive Maintenance | 162.5
1009232 | Distribution Boards | A (Good): Asset is as new and can be expected to perform adequately to its full normal life if maintained appropriately. | Category 4 (Normal): No work required beyond normal maintenance. | 20 | 2014-08-26 | 9.6646 | 82.3354 | x | 5 | 4. Significant | 11949 | Predictive Maintenance | 162.5
1009233 | Atmospheric Gas Burner - Condensing Boiler | A (Good): Asset is as new and can be expected to perform adequately to its full normal life if maintained appropriately. | Category 4 (Normal): No work required beyond normal maintenance. | 20 | 2006-12-07 | 17.3826 | 80.6174 | x | 2 | 4. Significant | 10156 | Predictive Maintenance | 162.5
1009234 | Automatic Transfer Switch | A (Good): Asset is as new and can be expected to perform adequately to its full normal life if maintained appropriately. | Category 4 (Normal): No work required beyond normal maintenance. | 15 | 2018-06-06 | 5.8864 | 92.1515 | x | 1 | 4. Significant | 10108 | Predictive Maintenance | 162.5
1009235 | Atmospheric Gas Burner - Condensing Boiler | A (Good): Asset is as new and can be expected to perform adequately to its full normal life if maintained appropriately. | Category 4 (Normal): No work required beyond normal maintenance. | 20 | 2021-01-20 | 3.2608 | 94.7392 | x | 2 | 4. Significant | 10156 | Predictive Maintenance | 162.5
1009236 | Atmospheric Gas Burner - Condensing Boiler | A (Good): Asset is as new and can be expected to perform adequately to its full normal life if maintained appropriately. | Category 4 (Normal): No work required beyond normal maintenance. | 20 | 2013-01-05 | 11.3018 | 86.6982 | x | 2 | 4. Significant | 10156 | Predictive Maintenance | 162.5
1009237 | Atmospheric Gas Burner - Condensing Boiler | A (Good): Asset is as new and can be expected to perform adequately to its full normal life if maintained appropriately. | Category 4 (Normal): No work required beyond normal maintenance. | 20 | 2022-08-02 | 1.7303 | 96.2697 | x | 2 | 4. Significant | 10156 | Predictive Maintenance | 162.5
1009238 | Pressurisation Units - Chilled Water, Condenser Water and LTHW Types | B (Average): Asset is sound, operationally safe and exhibits only minor deterioration. | Category 3 (Recommended): Minor work required to prevent a deterioration of the service provided by the asset. | 15 | 2016-11-28 | 7.4059 | 74.1255 | x | 2 | 4. Significant | 10156 | Predictive Maintenance | 91.25
1009239 | Goods and Passenger Lifts - Thorough Examinations | B (Average): Asset is sound, operationally safe and exhibits only minor deterioration. | Category 3 (Recommended): Minor work required to prevent a deterioration of the service provided by the asset. | 15 | 2024-01-08 | 0.29569 | 81.6057 | x | 3 | 4. Significant | 10157 | Predictive Maintenance | 91.25
1009240 | LV Air Circuit Breakers | A (Good): Asset is as new and can be expected to perform adequately to its full normal life if maintained appropriately. | Category 4 (Normal): No work required beyond normal maintenance. | 20 | 2014-11-11 | 9.4538 | 86.5462 | x | 3 | 5. Severe | 10022 | Predictive Maintenance | 162.5
1009241 | LV Air Circuit Breakers | A (Good): Asset is as new and can be expected to perform adequately to its full normal life if maintained appropriately. | Category 4 (Normal): No work required beyond normal maintenance. | 20 | 2022-02-28 | 2.1547 | 93.8453 | x | 3 | 5. Severe | 10022 | Predictive Maintenance | 162.5
1009242 | LV Air Circuit Breakers | A (Good): Asset is as new and can be expected to perform adequately to its full normal life if maintained appropriately. | Category 4 (Normal): No work required beyond normal maintenance. | 20 | 2014-12-24 | 9.3361 | 86.6639 | x | 3 | 5. Severe | 10022 | Predictive Maintenance | 162.5
1009243 | LV Air Circuit Breakers | A (Good): Asset is as new and can be expected to perform adequately to its full normal life if maintained appropriately. | Category 4 (Normal): No work required beyond normal maintenance. | 20 | 2018-10-02 | 5.5633 | 90.4367 | x | 3 | 5. Severe | 10022 | Predictive Maintenance | 162.5
1009244 | Air Filters | A (Good): Asset is as new and can be expected to perform adequately to its full normal life if maintained appropriately. | Category 4 (Normal): No work required beyond normal maintenance. | 1 | 2023-07-05 | 0.80767 | 79.8467 | x | 3 | 4. Significant | 10174 | Predictive Maintenance | 162.5
1009245 | Air Filters | A (Good): Asset is as new and can be expected to perform adequately to its full normal life if maintained appropriately. | Category 4 (Normal): No work required beyond normal maintenance. | 1 | 2023-07-05 | 0.80767 | 79.8467 | x | 3 | 4. Significant | 10174 | Predictive Maintenance | 162.5
1009246 | Air Filters | A (Good): Asset is as new and can be expected to perform adequately to its full normal life if maintained appropriately. | Category 4 (Normal): No work required beyond normal maintenance. | 1 | 2023-07-05 | 0.80767 | 79.8467 | x | 3 | 4. Significant | 10174 | Predictive Maintenance | 162.5
1009247 | Distribution Boards | A (Good): Asset is as new and can be expected to perform adequately to its full normal life if maintained appropriately. | Category 4 (Normal): No work required beyond normal maintenance. | 20 | 2014-03-02 | 10.1492 | 83.8508 | x | 4 | 4. Significant | 10316 | Predictive Maintenance | 162.5
1009248 | Air Filters | B (Average): Asset is sound, operationally safe and exhibits only minor deterioration. | Category 3 (Recommended): Minor work required to prevent a deterioration of the service provided by the asset. | 1 | 2023-07-05 | 0.80767 | 65.8467 | x | 3 | 4. Significant | 10174 | Predictive Maintenance | 91.25
1009249 | Air Filters | A (Good): Asset is as new and can be expected to perform adequately to its full normal life if maintained appropriately. | Category 4 (Normal): No work required beyond normal maintenance. | 1 | 2023-07-05 | 0.80767 | 79.8467 | x | 3 | 4. Significant | 10174 | Predictive Maintenance | 162.5
1009250 | Air Filters | A (Good): Asset is as new and can be expected to perform adequately to its full normal life if maintained appropriately. | Category 4 (Normal): No work required beyond normal maintenance. | 1 | 2023-07-05 | 0.80767 | 79.8467 | x | 3 | 4. Significant | 10174 | Predictive Maintenance | 162.5
1009251 | Air Filters | A (Good): Asset is as new and can be expected to perform adequately to its full normal life if maintained appropriately. | Category 4 (Normal): No work required beyond normal maintenance. | 1 | 2023-07-05 | 0.80767 | 79.8467 | x | 3 | 4. Significant | 10174 | Predictive Maintenance | 162.5
1009252 | Hot Water Calorifiers - Heated by LTHW | A (Good): Asset is as new and can be expected to perform adequately to its full normal life if maintained appropriately. | Category 4 (Normal): No work required beyond normal maintenance. | 20 | 2022-06-30 | 1.8207 | 92.1793 | x | 4 | 4. Significant | 10091 | Predictive Maintenance | 162.5
1009253 | Distribution Boards | A (Good): Asset is as new and can be expected to perform adequately to its full normal life if maintained appropriately. | Category 4 (Normal): No work required beyond normal maintenance. | 20 | 2012-01-02 | 12.3121 | 83.6879 | x | 3 | 4. Significant | 10956 | Predictive Maintenance | 162.5
1009254 | Air Filters | A (Good): Asset is as new and can be expected to perform adequately to its full normal life if maintained appropriately. | Category 4 (Normal): No work required beyond normal maintenance. | 1 | 2023-07-05 | 0.80767 | 79.8467 | x | 3 | 4. Significant | 10174 | Predictive Maintenance | 162.5
1009255 | Distribution Boards | A (Good): Asset is as new and can be expected to perform adequately to its full normal life if maintained appropriately. | Category 4 (Normal): No work required beyond normal maintenance. | 20 | 2017-03-25 | 7.0856 | 84.9144 | x | 5 | 4. Significant | 10185 | Predictive Maintenance | 162.5
1009256 | Distribution Boards | A (Good): Asset is as new and can be expected to perform adequately to its full normal life if maintained appropriately. | Category 4 (Normal): No work required beyond normal maintenance. | 20 | 2010-11-14 | 13.4456 | 80.5544 | x | 4 | 4. Significant | 10091 | Predictive Maintenance | 162.5
1009257 | Sliding Doors | A (Good): Asset is as new and can be expected to perform adequately to its full normal life if maintained appropriately. | Category 4 (Normal): No work required beyond normal maintenance. | 15 | 2021-03-25 | 3.0856 | 95.8859 | x | 1 | 3. Moderate | 11950 | Predictive Maintenance | 365
1009258 | Sliding Doors | A (Good): Asset is as new and can be expected to perform adequately to its full normal life if maintained appropriately. | Category 4 (Normal): No work required beyond normal maintenance. | 15 | 2016-10-26 | 7.4962 | 90.005 | x | 1 | 3. Moderate | 10165 | Predictive Maintenance | 365
1009259 | Meter Reading - Electric | A (Good): Asset is as new and can be expected to perform adequately to its full normal life if maintained appropriately. | Category 4 (Normal): No work required beyond normal maintenance. | 20 | 2020-05-15 | 3.9452 | 88.0548 | x | 5 | 2. Minor | 10185 | Predictive Maintenance | 365
1009260 | Meter Reading - Electric | A (Good): Asset is as new and can be expected to perform adequately to its full normal life if maintained appropriately. | Category 4 (Normal): No work required beyond normal maintenance. | 20 | 2011-04-14 | 13.0322 | 78.9678 | x | 5 | 2. Minor | 10185 | Predictive Maintenance | 365
1009261 | Meter Reading - Electric | A (Good): Asset is as new and can be expected to perform adequately to its full normal life if maintained appropriately. | Category 4 (Normal): No work required beyond normal maintenance. | 20 | 2008-09-21 | 15.5921 | 80.4079 | x | 3 | 2. Minor | 10174 | Predictive Maintenance | 365
1009262 | Electrical Installation - Generally | A (Good): Asset is as new and can be expected to perform adequately to its full normal life if maintained appropriately. | Category 4 (Normal): No work required beyond normal maintenance. | 35 | 2014-02-28 | 10.1547 | 94.1973 | x | 1 | 4. Significant | 10391 | Predictive Maintenance | 162.5
1009263 | Electrical Installation - Generally | A (Good): Asset is as new and can be expected to perform adequately to its full normal life if maintained appropriately. | Category 4 (Normal): No work required beyond normal maintenance. | 35 | 2007-09-08 | 16.6297 | 90.4973 | x | 1 | 4. Significant | 10391 | Predictive Maintenance | 162.5
1009264 | Sliding Doors | A (Good): Asset is as new and can be expected to perform adequately to its full normal life if maintained appropriately. | Category 4 (Normal): No work required beyond normal maintenance. | 15 | 2016-10-17 | 7.5209 | 89.9722 | x | 1 | 3. Moderate | 11950 | Predictive Maintenance | 365
1009266 | Distribution Boards | A (Good): Asset is as new and can be expected to perform adequately to its full normal life if maintained appropriately. | Category 4 (Normal): No work required beyond normal maintenance. | 20 | 2009-03-29 | 15.0746 | 84.9254 | x | 1 | 4. Significant | 11952 | Predictive Maintenance | 162.5
1009267 | Pressurisation Pumps | B (Average): Asset is sound, operationally safe and exhibits only minor deterioration. | Category 3 (Recommended): Minor work required to prevent a deterioration of the service provided by the asset. | 15 | 2010-12-14 | 13.3634 | 62.1821 | x | 4 | 4. Significant | 10319 | Predictive Maintenance | 91.25
1009272 | Gas/Oil Burners - Dual Fuel | A (Good): Asset is as new and can be expected to perform adequately to its full normal life if maintained appropriately. | Category 4 (Normal): No work required beyond normal maintenance. | 15 | 2017-04-01 | 7.0664 | 84.5781 | x | 4 | 4. Significant | 10438 | Predictive Maintenance | 162.5
1009273 | Distribution Boards | A (Good): Asset is as new and can be expected to perform adequately to its full normal life if maintained appropriately. | Category 4 (Normal): No work required beyond normal maintenance. | 20 | 2005-09-11 | 18.6201 | 81.3799 | x | 1 | 4. Significant | 10165 | Predictive Maintenance | 162.5
1009274 | Distribution Boards | B (Average): Asset is sound, operationally safe and exhibits only minor deterioration. | Category 3 (Recommended): Minor work required to prevent a deterioration of the service provided by the asset. | 20 | 2011-11-24 | 12.4189 | 69.5811 | x | 3 | 4. Significant | 10157 | Predictive Maintenance | 91.25
1009275 | Distribution Boards | A (Good): Asset is as new and can be expected to perform adequately to its full normal life if maintained appropriately. | Category 4 (Normal): No work required beyond normal maintenance. | 20 | 2021-02-07 | 3.2115 | 92.7885 | x | 3 | 4. Significant | 10486 | Predictive Maintenance | 162.5
1009276 | Fire Alarms - Associated Equipment | A (Good): Asset is as new and can be expected to perform adequately to its full normal life if maintained appropriately. | Category 4 (Normal): No work required beyond normal maintenance. | 10 | 2015-05-19 | 8.9363 | 82.1273 | x | 1 | 5. Severe | 10042 | Predictive Maintenance | 162.5
1009277 | Doors General/Automatic/Steel | A (Good): Asset is as new and can be expected to perform adequately to its full normal life if maintained appropriately. | Category 4 (Normal): No work required beyond normal maintenance. | 20 | 2021-07-28 | 2.7433 | 97.2567 | x | 1 | 3. Moderate | 10042 | Predictive Maintenance | 365
1009278 | Fans - Window or Wall Mounted | C (Poor): Asset is operational but major repair or replacement will be needed. | Category 3 (Recommended): Minor work required to prevent a deterioration of the service provided by the asset. | 15 | 2016-08-24 | 7.6687 | 61.775 | x | 1 | 2. Minor | 10042 | Predictive Maintenance | 182.5
1009279 | Fans - Window or Wall Mounted | D (Very Poor): Asset runs a serious risk of imminent breakdown or poses a health and safety risk. | Category 3 (Recommended): Minor work required to prevent a deterioration of the service provided by the asset. | 15 | 2017-12-26 | 6.3299 | 56.5601 | x | 1 | 2. Minor | 10042 | Predictive Maintenance | 182.5
1009280 | Distribution Boards | A (Good): Asset is as new and can be expected to perform adequately to its full normal life if maintained appropriately. | Category 4 (Normal): No work required beyond normal maintenance. | 20 | 2023-08-28 | 0.65982 | 99.3402 | x | 1 | 4. Significant | 10042 | Predictive Maintenance | 162.5
1009281 | Distribution Boards | A (Good): Asset is as new and can be expected to perform adequately to its full normal life if maintained appropriately. | Category 4 (Normal): No work required beyond normal maintenance. | 20 | 2018-06-07 | 5.8836 | 94.1164 | x | 1 | 4. Significant | 10042 | Predictive Maintenance | 162.5
1009282 | Meter Reading - Electric | B (Average): Asset is sound, operationally safe and exhibits only minor deterioration. | Category 3 (Recommended): Minor work required to prevent a deterioration of the service provided by the asset. | 20 | 2021-01-26 | 3.2444 | 76.7556 | x | 4 | 2. Minor | 10316 | Predictive Maintenance | 182.5
1009291 | Heat Recovery Units | B (Average): Asset is sound, operationally safe and exhibits only minor deterioration. | Category 3 (Recommended): Minor work required to prevent a deterioration of the service provided by the asset. | 15 | 2016-04-29 | 7.989 | 67.3479 | x | 5 | 4. Significant | 11945 | Predictive Maintenance | 91.25
1009292 | Heat Recovery Units | B (Average): Asset is sound, operationally safe and exhibits only minor deterioration. | Category 3 (Recommended): Minor work required to prevent a deterioration of the service provided by the asset. | 15 | 2013-01-26 | 11.2444 | 63.0075 | x | 5 | 4. Significant | 11945 | Predictive Maintenance | 91.25
1009313 | Room Air Conditioners | A (Good): Asset is as new and can be expected to perform adequately to its full normal life if maintained appropriately. | Category 4 (Normal): No work required beyond normal maintenance. | 15 | 2016-02-27 | 8.1588 | 83.1216 | x | 4 | 3. Moderate | 11954 | Predictive Maintenance | 365
1009314 | Room Air Conditioners | A (Good): Asset is as new and can be expected to perform adequately to its full normal life if maintained appropriately. | Category 4 (Normal): No work required beyond normal maintenance. | 15 | 2010-08-06 | 13.7194 | 75.7075 | x | 4 | 3. Moderate | 11954 | Predictive Maintenance | 365
1009315 | Power Generation - Stand-by Generator | C (Poor): Asset is operational but major repair or replacement will be needed. | Category 4 (Normal): No work required beyond normal maintenance. | 30 | 2013-11-03 | 10.475 | 64.0167 | x | 5 | 4. Significant | 10185 | Predictive Maintenance | 162.5
1009316 | Power Generation - Stand-by Generator | C (Poor): Asset is operational but major repair or replacement will be needed. | Category 4 (Normal): No work required beyond normal maintenance. | 30 | 2022-11-29 | 1.4045 | 70.0637 | x | 5 | 4. Significant | 10185 | Predictive Maintenance | 162.5
1009317 | Power Generation - Stand-by Generator | B (Average): Asset is sound, operationally safe and exhibits only minor deterioration. | Category 4 (Normal): No work required beyond normal maintenance. | 30 | 2011-04-24 | 13.0048 | 76.3301 | x | 5 | 4. Significant | 10185 | Predictive Maintenance | 162.5
1009318 | Power Generation - Stand-by Generator | C (Poor): Asset is operational but major repair or replacement will be needed. | Category 4 (Normal): No work required beyond normal maintenance. | 30 | 2023-10-10 | 0.54209 | 70.6386 | x | 5 | 4. Significant | 10185 | Predictive Maintenance | 162.5
1009319 | Power Generation - Stand-by Generator | B (Average): Asset is sound, operationally safe and exhibits only minor deterioration. | Category 4 (Normal): No work required beyond normal maintenance. | 30 | 2020-07-15 | 3.7782 | 82.4812 | x | 5 | 4. Significant | 10185 | Predictive Maintenance | 162.5
1009320 | Power Generation - Stand-by Generator | B (Average): Asset is sound, operationally safe and exhibits only minor deterioration. | Category 4 (Normal): No work required beyond normal maintenance. | 30 | 2020-01-05 | 4.3039 | 82.1307 | x | 5 | 4. Significant | 10185 | Predictive Maintenance | 162.5
1009321 | Power Generation - Stand-by Generator | A (Good): Asset is as new and can be expected to perform adequately to its full normal life if maintained appropriately. | Category 4 (Normal): No work required beyond normal maintenance. | 30 | 2011-12-16 | 12.3587 | 83.7609 | x | 5 | 4. Significant | 10185 | Predictive Maintenance | 162.5
1009322 | Power Generation - Stand-by Generator | D (Very Poor): Asset runs a serious risk of imminent breakdown or poses a health and safety risk. | Category 4 (Normal): No work required beyond normal maintenance. | 30 | 2017-11-05 | 6.4695 | 59.687 | x | 5 | 4. Significant | 10185 | Predictive Maintenance | 162.5
1009323 | Power Generation - Stand-by Generator | D (Very Poor): Asset runs a serious risk of imminent breakdown or poses a health and safety risk. | Category 4 (Normal): No work required beyond normal maintenance. | 30 | 2000-05-10 | 23.9589 | 48.0274 | x | 5 | 4. Significant | 10185 | Predictive Maintenance | 162.5
1009324 | Power Generation - Stand-by Generator | B (Average): Asset is sound, operationally safe and exhibits only minor deterioration. | Category 4 (Normal): No work required beyond normal maintenance. | 30 | 2011-04-03 | 13.0623 | 76.2918 | x | 5 | 4. Significant | 10185 | Predictive Maintenance | 162.5
1009325 | Power Generation - Stand-by Generator | B (Average): Asset is sound, operationally safe and exhibits only minor deterioration. | Category 4 (Normal): No work required beyond normal maintenance. | 30 | 1995-10-09 | 28.5448 | 65.9701 | x | 5 | 4. Significant | 10185 | Predictive Maintenance | 162.5
1009326 | Power Generation - Stand-by Generator | B (Average): Asset is sound, operationally safe and exhibits only minor deterioration. | Category 3 (Recommended): Minor work required to prevent a deterioration of the service provided by the asset. | 30 | 2000-07-09 | 23.7947 | 68.1369 | x | 2 | 4. Significant | 11637 | Predictive Maintenance | 91.25
1009327 | Power Generation - Stand-by Generator | B (Average): Asset is sound, operationally safe and exhibits only minor deterioration. | Category 3 (Recommended): Minor work required to prevent a deterioration of the service provided by the asset. | 30 | 1995-04-12 | 29.0376 | 64.6416 | x | 2 | 4. Significant | 11637 | Predictive Maintenance | 91.25
1009328 | Power Generation - Stand-by Generator | B (Average): Asset is sound, operationally safe and exhibits only minor deterioration. | Category 3 (Recommended): Minor work required to prevent a deterioration of the service provided by the asset. | 30 | 2020-10-14 | 3.5291 | 81.6473 | x | 2 | 4. Significant | 11637 | Predictive Maintenance | 91.25
1009329 | Power Generation - Stand-by Generator | B (Average): Asset is sound, operationally safe and exhibits only minor deterioration. | Category 3 (Recommended): Minor work required to prevent a deterioration of the service provided by the asset. | 30 | 2001-01-31 | 23.2307 | 68.5129 | x | 2 | 4. Significant | 11637 | Predictive Maintenance | 91.25
1009330 | Power Generation - Stand-by Generator | B (Average): Asset is sound, operationally safe and exhibits only minor deterioration. | Category 3 (Recommended): Minor work required to prevent a deterioration of the service provided by the asset. | 30 | 2017-03-21 | 7.0965 | 79.269 | x | 2 | 4. Significant | 11637 | Predictive Maintenance | 91.25
1009331 | Automatic Transfer Switch | A (Good): Asset is as new and can be expected to perform adequately to its full normal life if maintained appropriately. | Category 4 (Normal): No work required beyond normal maintenance. | 15 | 2021-08-09 | 2.7105 | 94.386 | x | 2 | 4. Significant | 11637 | Predictive Maintenance | 162.5
1009332 | Room Air Conditioners | A (Good): Asset is as new and can be expected to perform adequately to its full normal life if maintained appropriately. | Category 4 (Normal): No work required beyond normal maintenance. | 15 | 2013-12-07 | 10.3819 | 80.1574 | x | 4 | 3. Moderate | 11955 | Predictive Maintenance | 365
1009333 | Room Air Conditioners | A (Good): Asset is as new and can be expected to perform adequately to its full normal life if maintained appropriately. | Category 4 (Normal): No work required beyond normal maintenance. | 15 | 2010-08-10 | 13.7084 | 79.7221 | x | 2 | 3. Moderate | 11956 | Predictive Maintenance | 365
1009334 | Room Air Conditioners | A (Good): Asset is as new and can be expected to perform adequately to its full normal life if maintained appropriately. | Category 4 (Normal): No work required beyond normal maintenance. | 15 | 2021-07-02 | 2.8145 | 90.2473 | x | 4 | 3. Moderate | 10000 | Predictive Maintenance | 365
1009335 | Room Air Conditioners | A (Good): Asset is as new and can be expected to perform adequately to its full normal life if maintained appropriately. | Category 4 (Normal): No work required beyond normal maintenance. | 15 | 2012-05-02 | 11.9808 | 78.0256 | x | 4 | 3. Moderate | 10000 | Predictive Maintenance | 365
1009336 | Room Air Conditioners | A (Good): Asset is as new and can be expected to perform adequately to its full normal life if maintained appropriately. | Category 4 (Normal): No work required beyond normal maintenance. | 15 | 2021-06-13 | 2.8665 | 96.178 | x | 1 | 3. Moderate | 11957 | Predictive Maintenance | 365
1009337 | Room Air Conditioners | A (Good): Asset is as new and can be expected to perform adequately to its full normal life if maintained appropriately. | Category 4 (Normal): No work required beyond normal maintenance. | 15 | 2020-03-29 | 4.0739 | 94.5681 | x | 1 | 3. Moderate | 11957 | Predictive Maintenance | 365
1009338 | Room Air Conditioners | A (Good): Asset is as new and can be expected to perform adequately to its full normal life if maintained appropriately. | Category 4 (Normal): No work required beyond normal maintenance. | 15 | 2014-02-22 | 10.1711 | 86.4385 | x | 1 | 3. Moderate | 11958 | Predictive Maintenance | 365
1009339 | Room Air Conditioners | A (Good): Asset is as new and can be expected to perform adequately to its full normal life if maintained appropriately. | Category 4 (Normal): No work required beyond normal maintenance. | 15 | 2015-01-30 | 9.2348 | 87.687 | x | 1 | 3. Moderate | 11959 | Predictive Maintenance | 365
1009347 | Power Generation - Stand-by Generator | C (Poor): Asset is operational but major repair or replacement will be needed. | Category 4 (Normal): No work required beyond normal maintenance. | 30 | 2023-04-21 | 1.013 | 78.3247 | x | 1 | 4. Significant | 10391 | Predictive Maintenance | 162.5
1009348 | Power Generation - Stand-by Generator | D (Very Poor): Asset runs a serious risk of imminent breakdown or poses a health and safety risk. | Category 4 (Normal): No work required beyond normal maintenance. | 30 | 2022-06-11 | 1.8727 | 70.7515 | x | 1 | 4. Significant | 10391 | Predictive Maintenance | 162.5
1009349 | Power Generation - Stand-by Generator | C (Poor): Asset is operational but major repair or replacement will be needed. | Category 4 (Normal): No work required beyond normal maintenance. | 30 | 2022-07-17 | 1.7741 | 77.8172 | x | 1 | 4. Significant | 10391 | Predictive Maintenance | 162.5
1009350 | Sliding Doors | A (Good): Asset is as new and can be expected to perform adequately to its full normal life if maintained appropriately. | Category 4 (Normal): No work required beyond normal maintenance. | 15 | 2019-12-13 | 4.3669 | 86.1775 | x | 5 | 3. Moderate | 11960 | Predictive Maintenance | 365
1009351 | Sliding Doors | A (Good): Asset is as new and can be expected to perform adequately to its full normal life if maintained appropriately. | Category 4 (Normal): No work required beyond normal maintenance. | 15 | 2020-11-28 | 3.4059 | 87.4588 | x | 5 | 3. Moderate | 11960 | Predictive Maintenance | 365
1009352 | Automatic Transfer Switch | A (Good): Asset is as new and can be expected to perform adequately to its full normal life if maintained appropriately. | Category 4 (Normal): No work required beyond normal maintenance. | 15 | 2015-03-31 | 9.0705 | 87.906 | x | 1 | 4. Significant | 10391 | Predictive Maintenance | 162.5
1009353 | Meter Reading - Electric | A (Good): Asset is as new and can be expected to perform adequately to its full normal life if maintained appropriately. | Category 4 (Normal): No work required beyond normal maintenance. | 20 | 2011-04-19 | 13.0185 | 86.9815 | x | 1 | 2. Minor | 10391 | Predictive Maintenance | 365
1009354 | Meter Reading - Electric | A (Good): Asset is as new and can be expected to perform adequately to its full normal life if maintained appropriately. | Category 4 (Normal): No work required beyond normal maintenance. | 20 | 2014-10-16 | 9.525 | 90.475 | x | 1 | 2. Minor | 10391 | Predictive Maintenance | 365
1009355 | Fire Alarm System | A (Good): Asset is as new and can be expected to perform adequately to its full normal life if maintained appropriately. | Category 4 (Normal): No work required beyond normal maintenance. | 15 | 2011-09-21 | 12.5941 | 77.2078 | x | 4 | 5. Severe | 11462 | Predictive Maintenance | 162.5
1009356 | Fire Alarm System | A (Good): Asset is as new and can be expected to perform adequately to its full normal life if maintained appropriately. | Category 4 (Normal): No work required beyond normal maintenance. | 15 | 2016-02-06 | 8.2163 | 83.0449 | x | 4 | 5. Severe | 11462 | Predictive Maintenance | 162.5
1009357 | Fire Alarm System | A (Good): Asset is as new and can be expected to perform adequately to its full normal life if maintained appropriately. | Category 4 (Normal): No work required beyond normal maintenance. | 15 | 2022-03-09 | 2.13 | 89.1599 | x | 5 | 5. Severe | 11945 | Predictive Maintenance | 162.5
1009358 | Fire Alarm System | A (Good): Asset is as new and can be expected to perform adequately to its full normal life if maintained appropriately. | Category 4 (Normal): No work required beyond normal maintenance. | 15 | 2012-12-04 | 11.3895 | 84.8141 | x | 1 | 5. Severe | 11528 | Predictive Maintenance | 162.5
1009359 | Fire Alarm System | A (Good): Asset is as new and can be expected to perform adequately to its full normal life if maintained appropriately. | Category 4 (Normal): No work required beyond normal maintenance. | 15 | 2023-12-26 | 0.33128 | 91.5583 | x | 5 | 5. Severe | 11961 | Predictive Maintenance | 162.5
1009360 | Fire Alarm System | A (Good): Asset is as new and can be expected to perform adequately to its full normal life if maintained appropriately. | Category 4 (Normal): No work required beyond normal maintenance. | 15 | 2011-01-25 | 13.2485 | 74.3354 | x | 5 | 5. Severe | 11962 | Predictive Maintenance | 162.5
1009361 | Fire Alarm System | A (Good): Asset is as new and can be expected to perform adequately to its full normal life if maintained appropriately. | Category 4 (Normal): No work required beyond normal maintenance. | 15 | 2014-09-29 | 9.5715 | 79.238 | x | 5 | 5. Severe | 10205 | Predictive Maintenance | 162.5
1009362 | Fire Alarm System | A (Good): Asset is as new and can be expected to perform adequately to its full normal life if maintained appropriately. | Category 4 (Normal): No work required beyond normal maintenance. | 15 | 2017-05-08 | 6.9651 | 82.7132 | x | 5 | 5. Severe | 11963 | Predictive Maintenance | 162.5
1009363 | Room Air Conditioners | A (Good): Asset is as new and can be expected to perform adequately to its full normal life if maintained appropriately. | Category 4 (Normal): No work required beyond normal maintenance. | 15 | 2023-12-12 | 0.36961 | 99.5072 | x | 1 | 3. Moderate | 11964 | Predictive Maintenance | 365
1009364 | Room Air Conditioners | A (Good): Asset is as new and can be expected to perform adequately to its full normal life if maintained appropriately. | Category 4 (Normal): No work required beyond normal maintenance. | 15 | 2023-04-10 | 1.0431 | 98.6092 | x | 1 | 3. Moderate | 11964 | Predictive Maintenance | 365
1009365 | Room Air Conditioners | A (Good): Asset is as new and can be expected to perform adequately to its full normal life if maintained appropriately. | Category 4 (Normal): No work required beyond normal maintenance. | 15 | 2016-10-18 | 7.5181 | 89.9758 | x | 1 | 3. Moderate | 11964 | Predictive Maintenance | 365
1009366 | Room Air Conditioners | A (Good): Asset is as new and can be expected to perform adequately to its full normal life if maintained appropriately. | Category 4 (Normal): No work required beyond normal maintenance. | 15 | 2019-08-22 | 4.6762 | 93.765 | x | 1 | 3. Moderate | 11964 | Predictive Maintenance | 365
1009367 | Fire Alarm System | A (Good): Asset is as new and can be expected to perform adequately to its full normal life if maintained appropriately. | Category 4 (Normal): No work required beyond normal maintenance. | 15 | 2010-11-18 | 13.4346 | 80.0872 | x | 2 | 5. Severe | 11619 | Predictive Maintenance | 162.5
1009370 | Fire Alarm System | A (Good): Asset is as new and can be expected to perform adequately to its full normal life if maintained appropriately. | Category 4 (Normal): No work required beyond normal maintenance. | 15 | 2011-04-14 | 13.0322 | 78.6238 | x | 3 | 5. Severe | 11965 | Predictive Maintenance | 162.5
1009371 | Room Air Conditioners | A (Good): Asset is as new and can be expected to perform adequately to its full normal life if maintained appropriately. | Category 4 (Normal): No work required beyond normal maintenance. | 15 | 2016-05-18 | 7.937 | 83.4173 | x | 4 | 3. Moderate | 11954 | Predictive Maintenance | 365
1009372 | Room Air Conditioners | A (Good): Asset is as new and can be expected to perform adequately to its full normal life if maintained appropriately. | Category 4 (Normal): No work required beyond normal maintenance. | 15 | 2011-12-10 | 12.3751 | 77.4999 | x | 4 | 3. Moderate | 11340 | Predictive Maintenance | 365
1009373 | Room Air Conditioners | A (Good): Asset is as new and can be expected to perform adequately to its full normal life if maintained appropriately. | Category 4 (Normal): No work required beyond normal maintenance. | 15 | 2019-12-22 | 4.3422 | 88.2104 | x | 4 | 3. Moderate | 11053 | Predictive Maintenance | 365
1009374 | Room Air Conditioners | A (Good): Asset is as new and can be expected to perform adequately to its full normal life if maintained appropriately. | Category 4 (Normal): No work required beyond normal maintenance. | 15 | 2013-10-14 | 10.5298 | 79.9603 | x | 4 | 3. Moderate | 11053 | Predictive Maintenance | 365
1009375 | Hot Water Calorifiers - Heated by LTHW | A (Good): Asset is as new and can be expected to perform adequately to its full normal life if maintained appropriately. | Category 4 (Normal): No work required beyond normal maintenance. | 20 | 2017-07-27 | 6.7461 | 93.2539 | x | 1 | 4. Significant | 10079 | Predictive Maintenance | 162.5
1009376 | Hot Water Calorifiers - Heated by LTHW | A (Good): Asset is as new and can be expected to perform adequately to its full normal life if maintained appropriately. | Category 4 (Normal): No work required beyond normal maintenance. | 20 | 2021-07-05 | 2.8063 | 97.1937 | x | 1 | 4. Significant | 10079 | Predictive Maintenance | 162.5
1009377 | Gas Detection/Flammable | A (Good): Asset is as new and can be expected to perform adequately to its full normal life if maintained appropriately. | Category 4 (Normal): No work required beyond normal maintenance. | 15 | 2012-06-06 | 11.885 | 80.1533 | x | 3 | 5. Severe | 10166 | Predictive Maintenance | 162.5
1009378 | Gas Detection/Flammable | A (Good): Asset is as new and can be expected to perform adequately to its full normal life if maintained appropriately. | Category 4 (Normal): No work required beyond normal maintenance. | 15 | 2015-12-02 | 8.397 | 84.804 | x | 3 | 5. Severe | 10166 | Predictive Maintenance | 162.5
1009379 | Gas Detection/Flammable | A (Good): Asset is as new and can be expected to perform adequately to its full normal life if maintained appropriately. | Category 4 (Normal): No work required beyond normal maintenance. | 15 | 2020-10-14 | 3.5291 | 91.2945 | x | 3 | 5. Severe | 10166 | Predictive Maintenance | 162.5
1009380 | Fire Alarm System | A (Good): Asset is as new and can be expected to perform adequately to its full normal life if maintained appropriately. | Category 4 (Normal): No work required beyond normal maintenance. | 15 | 2019-03-12 | 5.1225 | 89.17 | x | 3 | 5. Severe | 10166 | Predictive Maintenance | 162.5
1009381 | Fire Alarm System | A (Good): Asset is as new and can be expected to perform adequately to its full normal life if maintained appropriately. | Category 4 (Normal): No work required beyond normal maintenance. | 15 | 2020-06-04 | 3.8905 | 90.8127 | x | 3 | 5. Severe | 10166 | Predictive Maintenance | 162.5
1009382 | Fire Alarm System | A (Good): Asset is as new and can be expected to perform adequately to its full normal life if maintained appropriately. | Category 4 (Normal): No work required beyond normal maintenance. | 15 | 2023-09-18 | 0.60233 | 95.1969 | x | 3 | 5. Severe | 10166 | Predictive Maintenance | 162.5
1009383 | Fire Alarm System | A (Good): Asset is as new and can be expected to perform adequately to its full normal life if maintained appropriately. | Category 4 (Normal): No work required beyond normal maintenance. | 15 | 2014-04-05 | 10.0561 | 82.5918 | x | 3 | 5. Severe | 10166 | Predictive Maintenance | 162.5
1009384 | Fire Alarm System | A (Good): Asset is as new and can be expected to perform adequately to its full normal life if maintained appropriately. | Category 4 (Normal): No work required beyond normal maintenance. | 15 | 2011-02-09 | 13.2074 | 80.3901 | x | 2 | 5. Severe | 11966 | Predictive Maintenance | 162.5
1009385 | Roller Shutter Doors | A (Good): Asset is as new and can be expected to perform adequately to its full normal life if maintained appropriately. | Category 4 (Normal): No work required beyond normal maintenance. | 15 | 2022-11-09 | 1.4593 | 90.0543 | x | 5 | 3. Moderate | 10185 | Predictive Maintenance | 365
1009386 | Roller Shutter Doors | A (Good): Asset is as new and can be expected to perform adequately to its full normal life if maintained appropriately. | Category 4 (Normal): No work required beyond normal maintenance. | 15 | 2014-06-22 | 9.8426 | 78.8766 | x | 5 | 3. Moderate | 10185 | Predictive Maintenance | 365
1009387 | Fire Alarm System | A (Good): Asset is as new and can be expected to perform adequately to its full normal life if maintained appropriately. | Category 4 (Normal): No work required beyond normal maintenance. | 15 | 2023-07-02 | 0.81588 | 94.9122 | x | 3 | 5. Severe | 11967 | Predictive Maintenance | 162.5
1009388 | Fire Alarm System | A (Good): Asset is as new and can be expected to perform adequately to its full normal life if maintained appropriately. | Category 4 (Normal): No work required beyond normal maintenance. | 15 | 2020-04-15 | 4.0274 | 94.6302 | x | 1 | 5. Severe | 11952 | Predictive Maintenance | 162.5
1009389 | Fire Alarm System | A (Good): Asset is as new and can be expected to perform adequately to its full normal life if maintained appropriately. | Category 4 (Normal): No work required beyond normal maintenance. | 15 | 2012-02-16 | 12.1889 | 75.7481 | x | 5 | 5. Severe | 11968 | Predictive Maintenance | 162.5
1009390 | Roller Shutter Doors | A (Good): Asset is as new and can be expected to perform adequately to its full normal life if maintained appropriately. | Category 4 (Normal): No work required beyond normal maintenance. | 15 | 2017-04-19 | 7.0171 | 82.6439 | x | 5 | 3. Moderate | 10185 | Predictive Maintenance | 365
1009391 | Roller Shutter Doors | A (Good): Asset is as new and can be expected to perform adequately to its full normal life if maintained appropriately. | Category 4 (Normal): No work required beyond normal maintenance. | 15 | 2019-04-15 | 5.0294 | 85.2941 | x | 5 | 3. Moderate | 10185 | Predictive Maintenance | 365
1009392 | Roller Shutter Doors | A (Good): Asset is as new and can be expected to perform adequately to its full normal life if maintained appropriately. | Category 4 (Normal): No work required beyond normal maintenance. | 15 | 2023-04-03 | 1.0623 | 90.5836 | x | 5 | 3. Moderate | 10185 | Predictive Maintenance | 365
1009393 | Roller Shutter Doors | A (Good): Asset is as new and can be expected to perform adequately to its full normal life if maintained appropriately. | Category 4 (Normal): No work required beyond normal maintenance. | 15 | 2016-04-28 | 7.9918 | 81.3443 | x | 5 | 3. Moderate | 10185 | Predictive Maintenance | 365
1009394 | Roller Shutter Doors | A (Good): Asset is as new and can be expected to perform adequately to its full normal life if maintained appropriately. | Category 4 (Normal): No work required beyond normal maintenance. | 15 | 2010-02-16 | 14.1875 | 73.0833 | x | 5 | 3. Moderate | 10185 | Predictive Maintenance | 365
1009395 | Roller Shutter Doors | A (Good): Asset is as new and can be expected to perform adequately to its full normal life if maintained appropriately. | Category 4 (Normal): No work required beyond normal maintenance. | 15 | 2018-11-17 | 5.4374 | 84.7502 | x | 5 | 3. Moderate | 10185 | Predictive Maintenance | 365
1009396 | Roller Shutter Doors | A (Good): Asset is as new and can be expected to perform adequately to its full normal life if maintained appropriately. | Category 4 (Normal): No work required beyond normal maintenance. | 15 | 2013-07-26 | 10.7488 | 77.6683 | x | 5 | 3. Moderate | 10185 | Predictive Maintenance | 365
1009397 | Distribution Boards | B (Average): Asset is sound, operationally safe and exhibits only minor deterioration. | Category 3 (Recommended): Minor work required to prevent a deterioration of the service provided by the asset. | 20 | 2019-05-12 | 4.9555 | 73.0445 | x | 5 | 4. Significant | 11945 | Predictive Maintenance | 91.25
1009398 | Distribution Boards | B (Average): Asset is sound, operationally safe and exhibits only minor deterioration. | Category 3 (Recommended): Minor work required to prevent a deterioration of the service provided by the asset. | 20 | 2017-03-18 | 7.1047 | 70.8953 | x | 5 | 4. Significant | 11945 | Predictive Maintenance | 91.25
1009401 | Emergency Assistance Alarm | A (Good): Asset is as new and can be expected to perform adequately to its full normal life if maintained appropriately. | Category 4 (Normal): No work required beyond normal maintenance. | 10 | 2017-12-11 | 6.371 | 83.258 | x | 3 | 5. Severe | 10166 | Predictive Maintenance | 162.5
1009402 | Emergency Assistance Alarm | A (Good): Asset is as new and can be expected to perform adequately to its full normal life if maintained appropriately. | Category 4 (Normal): No work required beyond normal maintenance. | 10 | 2018-05-23 | 5.9247 | 84.1506 | x | 3 | 5. Severe | 10166 | Predictive Maintenance | 162.5
1009403 | Distribution Boards | A (Good): Asset is as new and can be expected to perform adequately to its full normal life if maintained appropriately. | Category 4 (Normal): No work required beyond normal maintenance. | 20 | 2018-02-11 | 6.2012 | 91.7988 | x | 2 | 4. Significant | 10156 | Predictive Maintenance | 162.5
1009410 | Instantaneous Electric Water Heaters (Non Drinks Type) | A (Good): Asset is as new and can be expected to perform adequately to its full normal life if maintained appropriately. | Category 4 (Normal): No work required beyond normal maintenance. | 12 | 2023-09-03 | 0.64339 | 96.9277 | x | 2 | 3. Moderate | 10156 | Predictive Maintenance | 365
1009411 | Instantaneous Electric Water Heaters (Non Drinks Type) | A (Good): Asset is as new and can be expected to perform adequately to its full normal life if maintained appropriately. | Category 4 (Normal): No work required beyond normal maintenance. | 12 | 2021-02-25 | 3.1622 | 92.7296 | x | 2 | 3. Moderate | 10156 | Predictive Maintenance | 365
1009412 | Instantaneous Electric Water Heaters (Non Drinks Type) | A (Good): Asset is as new and can be expected to perform adequately to its full normal life if maintained appropriately. | Category 4 (Normal): No work required beyond normal maintenance. | 12 | 2021-07-20 | 2.7652 | 93.3913 | x | 2 | 3. Moderate | 10156 | Predictive Maintenance | 365
1009413 | Instantaneous Electric Water Heaters (Non Drinks Type) | A (Good): Asset is as new and can be expected to perform adequately to its full normal life if maintained appropriately. | Category 4 (Normal): No work required beyond normal maintenance. | 12 | 2017-04-04 | 7.0582 | 86.2364 | x | 2 | 3. Moderate | 10156 | Predictive Maintenance | 365
1009414 | Instantaneous Electric Water Heaters (Non Drinks Type) | A (Good): Asset is as new and can be expected to perform adequately to its full normal life if maintained appropriately. | Category 4 (Normal): No work required beyond normal maintenance. | 12 | 2015-01-21 | 9.2594 | 82.5676 | x | 2 | 3. Moderate | 10156 | Predictive Maintenance | 365
1009415 | Extract Fans - Twin Toilet | B (Average): Asset is sound, operationally safe and exhibits only minor deterioration. | Category 3 (Recommended): Minor work required to prevent a deterioration of the service provided by the asset. | 15 | 2019-10-23 | 4.5065 | 75.9913 | x | 3 | 2. Minor | 11970 | Predictive Maintenance | 182.5
1009416 | Extract Fans - Twin Toilet | B (Average): Asset is sound, operationally safe and exhibits only minor deterioration. | Category 3 (Recommended): Minor work required to prevent a deterioration of the service provided by the asset. | 15 | 2012-01-09 | 12.293 | 65.6094 | x | 3 | 2. Minor | 11970 | Predictive Maintenance | 182.5
1009417 | Instantaneous Electric Water Heaters (Non Drinks Type) | A (Good): Asset is as new and can be expected to perform adequately to its full normal life if maintained appropriately. | Category 4 (Normal): No work required beyond normal maintenance. | 12 | 2020-10-17 | 3.5209 | 94.1319 | x | 1 | 3. Moderate | 10391 | Predictive Maintenance | 365
1009418 | Instantaneous Electric Water Heaters (Non Drinks Type) | B (Average): Asset is sound, operationally safe and exhibits only minor deterioration. | Category 3 (Recommended): Minor work required to prevent a deterioration of the service provided by the asset. | 12 | 2017-11-15 | 6.4422 | 71.2631 | x | 3 | 3. Moderate | 11971 | Predictive Maintenance | 91.25
1009419 | Instantaneous Electric Water Heaters (Non Drinks Type) | D (Very Poor): Asset runs a serious risk of imminent breakdown or poses a health and safety risk. | Category 4 (Normal): No work required beyond normal maintenance. | 12 | 2020-11-06 | 3.4661 | 64.2231 | x | 2 | 3. Moderate | 10171 | Predictive Maintenance | 365
1009420 | Instantaneous Electric Water Heaters (Non Drinks Type) | A (Good): Asset is as new and can be expected to perform adequately to its full normal life if maintained appropriately. | Category 4 (Normal): No work required beyond normal maintenance. | 12 | 2020-03-12 | 4.1205 | 93.1326 | x | 1 | 3. Moderate | 10042 | Predictive Maintenance | 365
1009421 | Meter Reading - Water | A (Good): Asset is as new and can be expected to perform adequately to its full normal life if maintained appropriately. | Category 4 (Normal): No work required beyond normal maintenance. | 20 | 2017-01-29 | 7.2361 | 84.7639 | x | 5 | 2. Minor | 10429 | Predictive Maintenance | 365
1009422 | Distribution Boards | A (Good): Asset is as new and can be expected to perform adequately to its full normal life if maintained appropriately. | Category 4 (Normal): No work required beyond normal maintenance. | 20 | 2018-08-29 | 5.6564 | 90.3436 | x | 3 | 4. Significant | 11970 | Predictive Maintenance | 162.5
1009423 | Atmospheric Gas Burner - Free Standing Boiler | A (Good): Asset is as new and can be expected to perform adequately to its full normal life if maintained appropriately. | Category 4 (Normal): No work required beyond normal maintenance. | 20 | 2015-08-10 | 8.7091 | 85.2909 | x | 4 | 4. Significant | 10316 | Predictive Maintenance | 162.5
1009424 | Atmospheric Gas Burner - Free Standing Boiler | A (Good): Asset is as new and can be expected to perform adequately to its full normal life if maintained appropriately. | Category 4 (Normal): No work required beyond normal maintenance. | 20 | 2010-11-08 | 13.462 | 80.538 | x | 4 | 4. Significant | 10316 | Predictive Maintenance | 162.5
1009425 | Atmospheric Gas Burner - Free Standing Boiler | A (Good): Asset is as new and can be expected to perform adequately to its full normal life if maintained appropriately. | Category 4 (Normal): No work required beyond normal maintenance. | 20 | 2008-09-22 | 15.5893 | 78.4107 | x | 4 | 4. Significant | 10316 | Predictive Maintenance | 162.5
1009426 | Pumps - General | A (Good): Asset is as new and can be expected to perform adequately to its full normal life if maintained appropriately. | Category 4 (Normal): No work required beyond normal maintenance. | 20 | 2019-01-13 | 5.2813 | 88.7187 | x | 4 | 4. Significant | 10069 | Predictive Maintenance | 162.5
1009427 | Pumps - General | A (Good): Asset is as new and can be expected to perform adequately to its full normal life if maintained appropriately. | Category 4 (Normal): No work required beyond normal maintenance. | 20 | 2013-02-16 | 11.1869 | 82.8131 | x | 4 | 4. Significant | 10069 | Predictive Maintenance | 162.5
1009428 | Pumps - General | A (Good): Asset is as new and can be expected to perform adequately to its full normal life if maintained appropriately. | Category 4 (Normal): No work required beyond normal maintenance. | 20 | 2005-01-09 | 19.2909 | 74.7091 | x | 4 | 4. Significant | 10069 | Predictive Maintenance | 162.5
1009429 | Atmospheric Gas Burner Boiler - Small and/or Wall Hung for Domestic/Light Commercial Installation | A (Good): Asset is as new and can be expected to perform adequately to its full normal life if maintained appropriately. | Category 4 (Normal): No work required beyond normal maintenance. | 10 | 2021-10-31 | 2.4832 | 95.0335 | x | 1 | 4. Significant | 10165 | Predictive Maintenance | 162.5
1009430 | Atmospheric Gas Burner Boiler - Small and/or Wall Hung for Domestic/Light Commercial Installation | A (Good): Asset is as new and can be expected to perform adequately to its full normal life if maintained appropriately. | Category 4 (Normal): No work required beyond normal maintenance. | 10 | 2015-04-03 | 9.0623 | 81.8754 | x | 1 | 4. Significant | 10165 | Predictive Maintenance | 162.5
1009431 | Atmospheric Gas Burner Boiler - Small and/or Wall Hung for Domestic/Light Commercial Installation | A (Good): Asset is as new and can be expected to perform adequately to its full normal life if maintained appropriately. | Category 4 (Normal): No work required beyond normal maintenance. | 10 | 2018-01-26 | 6.245 | 87.5099 | x | 1 | 4. Significant | 10165 | Predictive Maintenance | 162.5
1009432 | Pumps - General | A (Good): Asset is as new and can be expected to perform adequately to its full normal life if maintained appropriately. | Category 4 (Normal): No work required beyond normal maintenance. | 20 | 2007-02-20 | 17.1773 | 82.8227 | x | 1 | 4. Significant | 10165 | Predictive Maintenance | 162.5
1009433 | Atmospheric Gas Burner Boiler - Small and/or Wall Hung for Domestic/Light Commercial Installation | A (Good): Asset is as new and can be expected to perform adequately to its full normal life if maintained appropriately. | Category 4 (Normal): No work required beyond normal maintenance. | 10 | 2018-09-14 | 5.6126 | 88.7748 | x | 1 | 4. Significant | 10165 | Predictive Maintenance | 162.5
1009434 | Atmospheric Gas Burner Boiler - Small and/or Wall Hung for Domestic/Light Commercial Installation | B (Average): Asset is sound, operationally safe and exhibits only minor deterioration. | Category 4 (Normal): No work required beyond normal maintenance. | 10 | 2019-12-21 | 4.345 | 84.3101 | x | 1 | 4. Significant | 10165 | Predictive Maintenance | 162.5
1009435 | Circulating Pumps - General | A (Good): Asset is as new and can be expected to perform adequately to its full normal life if maintained appropriately. | Category 4 (Normal): No work required beyond normal maintenance. | 20 | 2019-07-09 | 4.7967 | 95.2033 | x | 1 | 4. Significant | 10165 | Predictive Maintenance | 162.5
1009436 | Atmospheric Gas Burner - Free Standing Boiler | A (Good): Asset is as new and can be expected to perform adequately to its full normal life if maintained appropriately. | Category 4 (Normal): No work required beyond normal maintenance. | 20 | 2007-01-13 | 17.2813 | 80.7187 | x | 2 | 4. Significant | 11972 | Predictive Maintenance | 162.5
1009437 | Atmospheric Gas Burner - Free Standing Boiler | A (Good): Asset is as new and can be expected to perform adequately to its full normal life if maintained appropriately. | Category 4 (Normal): No work required beyond normal maintenance. | 20 | 2010-09-21 | 13.5934 | 84.4066 | x | 2 | 4. Significant | 11972 | Predictive Maintenance | 162.5
1009438 | Pumps - General | A (Good): Asset is as new and can be expected to perform adequately to its full normal life if maintained appropriately. | Category 4 (Normal): No work required beyond normal maintenance. | 20 | 2009-02-17 | 15.1841 | 80.8159 | x | 3 | 4. Significant | 10011 | Predictive Maintenance | 162.5
1009439 | Fire Alarm System | A (Good): Asset is as new and can be expected to perform adequately to its full normal life if maintained appropriately. | Category 4 (Normal): No work required beyond normal maintenance. | 15 | 2014-04-15 | 10.0287 | 78.6283 | x | 5 | 5. Severe | 11654 | Predictive Maintenance | 162.5
1009440 | Fire Alarm System | A (Good): Asset is as new and can be expected to perform adequately to its full normal life if maintained appropriately. | Category 4 (Normal): No work required beyond normal maintenance. | 15 | 2020-05-22 | 3.9261 | 86.7652 | x | 5 | 5. Severe | 11654 | Predictive Maintenance | 162.5
1009441 | Fire Alarm System | A (Good): Asset is as new and can be expected to perform adequately to its full normal life if maintained appropriately. | Category 4 (Normal): No work required beyond normal maintenance. | 15 | 2019-11-28 | 4.4079 | 92.1227 | x | 2 | 5. Severe | 11972 | Predictive Maintenance | 162.5
1009442 | Fire Alarm System | A (Good): Asset is as new and can be expected to perform adequately to its full normal life if maintained appropriately. | Category 4 (Normal): No work required beyond normal maintenance. | 15 | 2019-04-29 | 4.9911 | 91.3452 | x | 2 | 5. Severe | 11972 | Predictive Maintenance | 162.5
1009443 | Fire Alarm System | A (Good): Asset is as new and can be expected to perform adequately to its full normal life if maintained appropriately. | Category 4 (Normal): No work required beyond normal maintenance. | 15 | 2022-07-11 | 1.7906 | 95.6126 | x | 2 | 5. Severe | 11972 | Predictive Maintenance | 162.5
1009444 | Fire Alarm System | A (Good): Asset is as new and can be expected to perform adequately to its full normal life if maintained appropriately. | Category 4 (Normal): No work required beyond normal maintenance. | 15 | 2016-02-18 | 8.1834 | 89.0888 | x | 1 | 5. Severe | 11756 | Predictive Maintenance | 162.5
1009445 | Pumps - General | A (Good): Asset is as new and can be expected to perform adequately to its full normal life if maintained appropriately. | Category 4 (Normal): No work required beyond normal maintenance. | 20 | 2023-04-25 | 1.0021 | 94.9979 | x | 3 | 4. Significant | 10011 | Predictive Maintenance | 162.5
1009446 | Vertical Platform Lifts | C (Poor): Asset is operational but major repair or replacement will be needed. | Category 4 (Normal): No work required beyond normal maintenance. | 20 | 2006-12-31 | 17.3169 | 61.6831 | x | 1 | 3. Moderate | 10165 | Predictive Maintenance | 365
1009447 | Pressurisation Units - Chilled Water, Condenser Water and LTHW Types | A (Good): Asset is as new and can be expected to perform adequately to its full normal life if maintained appropriately. | Category 4 (Normal): No work required beyond normal maintenance. | 15 | 2023-11-02 | 0.47912 | 97.3612 | x | 2 | 4. Significant | 10301 | Predictive Maintenance | 162.5
1009448 | Expansion Vessels | A (Good): Asset is as new and can be expected to perform adequately to its full normal life if maintained appropriately. | Category 4 (Normal): No work required beyond normal maintenance. | 15 | 2011-05-14 | 12.95 | 80.7333 | x | 2 | 4. Significant | 10301 | Predictive Maintenance | 162.5
1009449 | Air Dirt Separators | A (Good): Asset is as new and can be expected to perform adequately to its full normal life if maintained appropriately. | Category 4 (Normal): No work required beyond normal maintenance. | 20 | 2009-05-10 | 14.9596 | 85.0404 | x | 1 | 4. Significant | 10165 | Predictive Maintenance | 162.5
1009450 | Expansion Vessels | A (Good): Asset is as new and can be expected to perform adequately to its full normal life if maintained appropriately. | Category 4 (Normal): No work required beyond normal maintenance. | 15 | 2017-11-12 | 6.4504 | 91.3995 | x | 1 | 4. Significant | 10165 | Predictive Maintenance | 162.5
1009451 | Pressurisation Units - Chilled Water, Condenser Water and LTHW Types | C (Poor): Asset is operational but major repair or replacement will be needed. | Category 4 (Normal): No work required beyond normal maintenance. | 15 | 2021-04-20 | 3.0144 | 74.9808 | x | 1 | 4. Significant | 10165 | Predictive Maintenance | 162.5
1009452 | Pressurisation Units - Chilled Water, Condenser Water and LTHW Types | A (Good): Asset is as new and can be expected to perform adequately to its full normal life if maintained appropriately. | Category 4 (Normal): No work required beyond normal maintenance. | 15 | 2022-07-17 | 1.7741 | 97.6345 | x | 1 | 4. Significant | 10165 | Predictive Maintenance | 162.5
1009453 | Air Dirt Separators | A (Good): Asset is as new and can be expected to perform adequately to its full normal life if maintained appropriately. | Category 4 (Normal): No work required beyond normal maintenance. | 20 | 2004-10-12 | 19.5346 | 80.4654 | x | 1 | 4. Significant | 10165 | Predictive Maintenance | 162.5
1009454 | Pressurisation Units - Chilled Water, Condenser Water and LTHW Types | A (Good): Asset is as new and can be expected to perform adequately to its full normal life if maintained appropriately. | Category 4 (Normal): No work required beyond normal maintenance. | 15 | 2016-02-18 | 8.1834 | 83.0888 | x | 4 | 4. Significant | 10069 | Predictive Maintenance | 162.5
1009455 | Pressurisation Units - Chilled Water, Condenser Water and LTHW Types | A (Good): Asset is as new and can be expected to perform adequately to its full normal life if maintained appropriately. | Category 4 (Normal): No work required beyond normal maintenance. | 15 | 2023-08-14 | 0.69815 | 93.0691 | x | 4 | 4. Significant | 10069 | Predictive Maintenance | 162.5
1009456 | Pressurisation Units - Chilled Water, Condenser Water and LTHW Types | A (Good): Asset is as new and can be expected to perform adequately to its full normal life if maintained appropriately. | Category 4 (Normal): No work required beyond normal maintenance. | 15 | 2014-11-27 | 9.41 | 81.4533 | x | 4 | 4. Significant | 10069 | Predictive Maintenance | 162.5
1009457 | Pressurisation Units - Chilled Water, Condenser Water and LTHW Types | A (Good): Asset is as new and can be expected to perform adequately to its full normal life if maintained appropriately. | Category 4 (Normal): No work required beyond normal maintenance. | 15 | 2017-07-19 | 6.768 | 84.976 | x | 4 | 4. Significant | 10069 | Predictive Maintenance | 162.5
1009458 | Air Dirt Separators | A (Good): Asset is as new and can be expected to perform adequately to its full normal life if maintained appropriately. | Category 4 (Normal): No work required beyond normal maintenance. | 20 | 2021-08-27 | 2.6612 | 97.3388 | x | 1 | 4. Significant | 10027 | Predictive Maintenance | 162.5
1009459 | Air Dirt Separators | A (Good): Asset is as new and can be expected to perform adequately to its full normal life if maintained appropriately. | Category 4 (Normal): No work required beyond normal maintenance. | 20 | 2018-07-22 | 5.7604 | 88.2396 | x | 4 | 4. Significant | 10316 | Predictive Maintenance | 162.5
1009460 | Air Dirt Separators | A (Good): Asset is as new and can be expected to perform adequately to its full normal life if maintained appropriately. | Category 4 (Normal): No work required beyond normal maintenance. | 20 | 2010-07-24 | 13.755 | 80.245 | x | 4 | 4. Significant | 10316 | Predictive Maintenance | 162.5
1009461 | Air Dirt Separators | A (Good): Asset is as new and can be expected to perform adequately to its full normal life if maintained appropriately. | Category 4 (Normal): No work required beyond normal maintenance. | 20 | 2022-02-03 | 2.2231 | 95.7769 | x | 2 | 4. Significant | 10156 | Predictive Maintenance | 162.5
1009462 | Gas Extinguishing Systems | A (Good): Asset is as new and can be expected to perform adequately to its full normal life if maintained appropriately. | Category 4 (Normal): No work required beyond normal maintenance. | 15 | 2021-01-24 | 3.2498 | 93.6669 | x | 2 | 5. Severe | 10156 | Predictive Maintenance | 162.5
1009463 | Distribution Boards | A (Good): Asset is as new and can be expected to perform adequately to its full normal life if maintained appropriately. | Category 4 (Normal): No work required beyond normal maintenance. | 20 | 2004-01-18 | 20.2683 | 77.7317 | x | 2 | 4. Significant | 10156 | Predictive Maintenance | 162.5
1009464 | Gas Extinguishing Systems | A (Good): Asset is as new and can be expected to perform adequately to its full normal life if maintained appropriately. | Category 4 (Normal): No work required beyond normal maintenance. | 15 | 2016-04-07 | 8.0493 | 89.2676 | x | 1 | 5. Severe | 10165 | Predictive Maintenance | 162.5
1009465 | Gas Extinguishing Systems | B (Average): Asset is sound, operationally safe and exhibits only minor deterioration. | Category 4 (Normal): No work required beyond normal maintenance. | 15 | 2015-10-04 | 8.5585 | 81.5886 | x | 1 | 5. Severe | 10165 | Predictive Maintenance | 162.5
1009466 | Room Air Conditioners | A (Good): Asset is as new and can be expected to perform adequately to its full normal life if maintained appropriately. | Category 4 (Normal): No work required beyond normal maintenance. | 15 | 2016-12-15 | 7.3593 | 82.1875 | x | 5 | 3. Moderate | 11654 | Predictive Maintenance | 365
1009467 | Room Air Conditioners | A (Good): Asset is as new and can be expected to perform adequately to its full normal life if maintained appropriately. | Category 4 (Normal): No work required beyond normal maintenance. | 15 | 2014-05-06 | 9.9713 | 78.705 | x | 5 | 3. Moderate | 11654 | Predictive Maintenance | 365
1009468 | Pumps - General | A (Good): Asset is as new and can be expected to perform adequately to its full normal life if maintained appropriately. | Category 4 (Normal): No work required beyond normal maintenance. | 20 | 2021-11-28 | 2.4066 | 89.5934 | x | 5 | 4. Significant | 10268 | Predictive Maintenance | 162.5
1009469 | Heating Calorifiers - MTHW, HTHW or Steam | A (Good): Asset is as new and can be expected to perform adequately to its full normal life if maintained appropriately. | Category 4 (Normal): No work required beyond normal maintenance. | 35 | 2006-05-01 | 17.9849 | 81.7229 | x | 5 | 4. Significant | 11943 | Predictive Maintenance | 162.5
1009470 | Heating Calorifiers - MTHW, HTHW or Steam | A (Good): Asset is as new and can be expected to perform adequately to its full normal life if maintained appropriately. | Category 4 (Normal): No work required beyond normal maintenance. | 35 | 2019-11-21 | 4.4271 | 89.4702 | x | 5 | 4. Significant | 11943 | Predictive Maintenance | 162.5
1009471 | Pressurisation Units - Chilled Water, Condenser Water and LTHW Types | A (Good): Asset is as new and can be expected to perform adequately to its full normal life if maintained appropriately. | Category 4 (Normal): No work required beyond normal maintenance. | 15 | 2020-05-05 | 3.9726 | 86.7032 | x | 5 | 4. Significant | 10268 | Predictive Maintenance | 162.5
1009472 | Pressurisation Units - Chilled Water, Condenser Water and LTHW Types | A (Good): Asset is as new and can be expected to perform adequately to its full normal life if maintained appropriately. | Category 4 (Normal): No work required beyond normal maintenance. | 15 | 2013-06-15 | 10.8611 | 77.5186 | x | 5 | 4. Significant | 10268 | Predictive Maintenance | 162.5
1009473 | Atmospheric Gas Burner Boiler - Small and/or Wall Hung for Domestic/Light Commercial Installation | A (Good): Asset is as new and can be expected to perform adequately to its full normal life if maintained appropriately. | Category 4 (Normal): No work required beyond normal maintenance. | 10 | 2016-01-21 | 8.2601 | 75.4798 | x | 5 | 4. Significant | 10268 | Predictive Maintenance | 162.5
1009474 | Atmospheric Gas Burner Boiler - Small and/or Wall Hung for Domestic/Light Commercial Installation | A (Good): Asset is as new and can be expected to perform adequately to its full normal life if maintained appropriately. | Category 4 (Normal): No work required beyond normal maintenance. | 10 | 2021-12-04 | 2.3901 | 87.2197 | x | 5 | 4. Significant | 10268 | Predictive Maintenance | 162.5
1009475 | Pumps - General | A (Good): Asset is as new and can be expected to perform adequately to its full normal life if maintained appropriately. | Category 4 (Normal): No work required beyond normal maintenance. | 20 | 2018-05-05 | 5.974 | 92.026 | x | 2 | 4. Significant | 10455 | Predictive Maintenance | 162.5
1009476 | Expansion Vessels | A (Good): Asset is as new and can be expected to perform adequately to its full normal life if maintained appropriately. | Category 4 (Normal): No work required beyond normal maintenance. | 15 | 2015-08-17 | 8.6899 | 86.4134 | x | 2 | 4. Significant | 10455 | Predictive Maintenance | 162.5
1009477 | Gas Extinguishing Systems | A (Good): Asset is as new and can be expected to perform adequately to its full normal life if maintained appropriately. | Category 4 (Normal): No work required beyond normal maintenance. | 15 | 2014-08-19 | 9.6838 | 79.0883 | x | 5 | 5. Severe | 10397 | Predictive Maintenance | 162.5
1009478 | Pressurisation Units - Chilled Water, Condenser Water and LTHW Types | A (Good): Asset is as new and can be expected to perform adequately to its full normal life if maintained appropriately. | Category 4 (Normal): No work required beyond normal maintenance. | 15 | 2018-12-18 | 5.3525 | 90.8633 | x | 2 | 4. Significant | 10455 | Predictive Maintenance | 162.5
1009479 | Pressurisation Units - Chilled Water, Condenser Water and LTHW Types | A (Good): Asset is as new and can be expected to perform adequately to its full normal life if maintained appropriately. | Category 4 (Normal): No work required beyond normal maintenance. | 15 | 2012-11-15 | 11.4415 | 82.7447 | x | 2 | 4. Significant | 10455 | Predictive Maintenance | 162.5
1009480 | Air Dirt Separators | A (Good): Asset is as new and can be expected to perform adequately to its full normal life if maintained appropriately. | Category 4 (Normal): No work required beyond normal maintenance. | 20 | 2015-08-05 | 8.7228 | 89.2772 | x | 2 | 4. Significant | 10455 | Predictive Maintenance | 162.5
1009481 | Atmospheric Gas Burner Boiler - Small and/or Wall Hung for Domestic/Light Commercial Installation | A (Good): Asset is as new and can be expected to perform adequately to its full normal life if maintained appropriately. | Category 4 (Normal): No work required beyond normal maintenance. | 10 | 2020-11-29 | 3.4031 | 85.1937 | x | 5 | 4. Significant | 10397 | Predictive Maintenance | 162.5
1009482 | Atmospheric Gas Burner Boiler - Small and/or Wall Hung for Domestic/Light Commercial Installation | A (Good): Asset is as new and can be expected to perform adequately to its full normal life if maintained appropriately. | Category 4 (Normal): No work required beyond normal maintenance. | 10 | 2016-10-20 | 7.5127 | 76.9747 | x | 5 | 4. Significant | 10397 | Predictive Maintenance | 162.5
1009483 | Gas Extinguishing Systems | A (Good): Asset is as new and can be expected to perform adequately to its full normal life if maintained appropriately. | Category 4 (Normal): No work required beyond normal maintenance. | 15 | 2011-10-22 | 12.5092 | 81.321 | x | 2 | 5. Severe | 10156 | Predictive Maintenance | 162.5
1009484 | Pressurisation Units - Chilled Water, Condenser Water and LTHW Types | A (Good): Asset is as new and can be expected to perform adequately to its full normal life if maintained appropriately. | Category 4 (Normal): No work required beyond normal maintenance. | 15 | 2013-05-22 | 10.9268 | 83.431 | x | 2 | 4. Significant | 10156 | Predictive Maintenance | 162.5
1009485 | Pumps - General | A (Good): Asset is as new and can be expected to perform adequately to its full normal life if maintained appropriately. | Category 4 (Normal): No work required beyond normal maintenance. | 20 | 2015-12-31 | 8.3176 | 89.6824 | x | 2 | 4. Significant | 10156 | Predictive Maintenance | 162.5
1009486 | Atmospheric Gas Burner - Condensing Boiler | A (Good): Asset is as new and can be expected to perform adequately to its full normal life if maintained appropriately. | Category 4 (Normal): No work required beyond normal maintenance. | 20 | 2004-06-28 | 19.8248 | 78.1752 | x | 2 | 4. Significant | 10156 | Predictive Maintenance | 162.5
1009487 | Pumps - General | A (Good): Asset is as new and can be expected to perform adequately to its full normal life if maintained appropriately. | Category 4 (Normal): No work required beyond normal maintenance. | 20 | 2013-12-13 | 10.3655 | 87.6345 | x | 2 | 4. Significant | 10156 | Predictive Maintenance | 162.5
1009488 | Atmospheric Gas Burner - Free Standing Boiler | A (Good): Asset is as new and can be expected to perform adequately to its full normal life if maintained appropriately. | Category 4 (Normal): No work required beyond normal maintenance. | 20 | 2023-08-08 | 0.71458 | 97.2854 | x | 2 | 4. Significant | 10156 | Predictive Maintenance | 162.5
1009489 | Atmospheric Gas Burner - Free Standing Boiler | A (Good): Asset is as new and can be expected to perform adequately to its full normal life if maintained appropriately. | Category 4 (Normal): No work required beyond normal maintenance. | 20 | 2023-12-20 | 0.34771 | 97.6523 | x | 2 | 4. Significant | 10156 | Predictive Maintenance | 162.5
1009490 | Room Air Conditioners | A (Good): Asset is as new and can be expected to perform adequately to its full normal life if maintained appropriately. | Category 4 (Normal): No work required beyond normal maintenance. | 15 | 2016-01-30 | 8.2355 | 89.0194 | x | 1 | 3. Moderate | 11973 | Predictive Maintenance | 365
1009491 | Room Air Conditioners | A (Good): Asset is as new and can be expected to perform adequately to its full normal life if maintained appropriately. | Category 4 (Normal): No work required beyond normal maintenance. | 15 | 2012-01-20 | 12.2628 | 83.6496 | x | 1 | 3. Moderate | 11973 | Predictive Maintenance | 365
1009492 | Room Air Conditioners | A (Good): Asset is as new and can be expected to perform adequately to its full normal life if maintained appropriately. | Category 4 (Normal): No work required beyond normal maintenance. | 15 | 2010-09-29 | 13.5715 | 77.9046 | x | 3 | 3. Moderate | 11974 | Predictive Maintenance | 365
1009493 | Room Air Conditioners | A (Good): Asset is as new and can be expected to perform adequately to its full normal life if maintained appropriately. | Category 4 (Normal): No work required beyond normal maintenance. | 15 | 2020-12-14 | 3.3621 | 91.5172 | x | 3 | 3. Moderate | 11974 | Predictive Maintenance | 365
1009494 | Room Air Conditioners | A (Good): Asset is as new and can be expected to perform adequately to its full normal life if maintained appropriately. | Category 4 (Normal): No work required beyond normal maintenance. | 15 | 2010-07-14 | 13.7823 | 75.6235 | x | 4 | 3. Moderate | 11677 | Predictive Maintenance | 365
1009495 | Room Air Conditioners | A (Good): Asset is as new and can be expected to perform adequately to its full normal life if maintained appropriately. | Category 4 (Normal): No work required beyond normal maintenance. | 15 | 2011-08-31 | 12.6516 | 77.1312 | x | 4 | 3. Moderate | 11677 | Predictive Maintenance | 365
1009496 | Distribution Boards | A (Good): Asset is as new and can be expected to perform adequately to its full normal life if maintained appropriately. | Category 4 (Normal): No work required beyond normal maintenance. | 20 | 2020-08-17 | 3.6879 | 92.3121 | x | 3 | 4. Significant | 10022 | Predictive Maintenance | 162.5
1009497 | Room Air Conditioners | A (Good): Asset is as new and can be expected to perform adequately to its full normal life if maintained appropriately. | Category 4 (Normal): No work required beyond normal maintenance. | 15 | 2012-12-19 | 11.3484 | 84.8688 | x | 1 | 3. Moderate | 11952 | Predictive Maintenance | 365
1009498 | Room Air Conditioners | A (Good): Asset is as new and can be expected to perform adequately to its full normal life if maintained appropriately. | Category 4 (Normal): No work required beyond normal maintenance. | 15 | 2019-04-09 | 5.0459 | 93.2722 | x | 1 | 3. Moderate | 11952 | Predictive Maintenance | 365
1009499 | Room Air Conditioners | A (Good): Asset is as new and can be expected to perform adequately to its full normal life if maintained appropriately. | Category 4 (Normal): No work required beyond normal maintenance. | 15 | 2010-06-23 | 13.8398 | 81.5469 | x | 1 | 3. Moderate | 11952 | Predictive Maintenance | 365
1009500 | Room Air Conditioners | A (Good): Asset is as new and can be expected to perform adequately to its full normal life if maintained appropriately. | Category 4 (Normal): No work required beyond normal maintenance. | 15 | 2019-09-22 | 4.5914 | 93.8782 | x | 1 | 3. Moderate | 11952 | Predictive Maintenance | 365
1009501 | Room Air Conditioners | A (Good): Asset is as new and can be expected to perform adequately to its full normal life if maintained appropriately. | Category 4 (Normal): No work required beyond normal maintenance. | 15 | 2022-08-23 | 1.6728 | 97.7696 | x | 1 | 3. Moderate | 11952 | Predictive Maintenance | 365
1009502 | Room Air Conditioners | A (Good): Asset is as new and can be expected to perform adequately to its full normal life if maintained appropriately. | Category 4 (Normal): No work required beyond normal maintenance. | 15 | 2014-02-17 | 10.1848 | 86.4203 | x | 1 | 3. Moderate | 11952 | Predictive Maintenance | 365
1009503 | Distribution Boards | B (Average): Asset is sound, operationally safe and exhibits only minor deterioration. | Category 4 (Normal): No work required beyond normal maintenance. | 20 | 2014-11-02 | 9.4784 | 77.5216 | x | 4 | 4. Significant | 10485 | Predictive Maintenance | 162.5
1009504 | Distribution Boards | A (Good): Asset is as new and can be expected to perform adequately to its full normal life if maintained appropriately. | Category 4 (Normal): No work required beyond normal maintenance. | 20 | 2021-05-15 | 2.9459 | 91.0541 | x | 4 | 4. Significant | 10485 | Predictive Maintenance | 162.5
1009505 | Distribution Boards | A (Good): Asset is as new and can be expected to perform adequately to its full normal life if maintained appropriately. | Category 4 (Normal): No work required beyond normal maintenance. | 20 | 2011-04-27 | 12.9966 | 81.0034 | x | 4 | 4. Significant | 10485 | Predictive Maintenance | 162.5
1009506 | Ventilating Fans - General | A (Good): Asset is as new and can be expected to perform adequately to its full normal life if maintained appropriately. | Category 4 (Normal): No work required beyond normal maintenance. | 20 | 2005-01-21 | 19.258 | 72.742 | x | 5 | 2. Minor | 11945 | Predictive Maintenance | 365
1009507 | Ventilating Fans - General | A (Good): Asset is as new and can be expected to perform adequately to its full normal life if maintained appropriately. | Category 4 (Normal): No work required beyond normal maintenance. | 20 | 2009-08-28 | 14.6585 | 77.3415 | x | 5 | 2. Minor | 11945 | Predictive Maintenance | 365
1009508 | Expansion Vessels | A (Good): Asset is as new and can be expected to perform adequately to its full normal life if maintained appropriately. | Category 4 (Normal): No work required beyond normal maintenance. | 15 | 2022-08-24 | 1.6701 | 97.7732 | x | 1 | 4. Significant | 11952 | Predictive Maintenance | 162.5
1009509 | Bottled Water Cooler | A (Good): Asset is as new and can be expected to perform adequately to its full normal life if maintained appropriately. | Category 4 (Normal): No work required beyond normal maintenance. | 8 | 2022-05-26 | 1.9165 | 89.2088 | x | 4 | 2. Minor | 10000 | Predictive Maintenance | 365
1009510 | Expansion Vessels | A (Good): Asset is as new and can be expected to perform adequately to its full normal life if maintained appropriately. | Category 4 (Normal): No work required beyond normal maintenance. | 15 | 2012-10-20 | 11.5127 | 84.6498 | x | 1 | 4. Significant | 11975 | Predictive Maintenance | 162.5
1009511 | Direct Fired Water Heaters | A (Good): Asset is as new and can be expected to perform adequately to its full normal life if maintained appropriately. | Category 4 (Normal): No work required beyond normal maintenance. | 15 | 2021-09-02 | 2.6448 | 92.4736 | x | 3 | 4. Significant | 10011 | Predictive Maintenance | 162.5
1009513 | Outstations | B (Average): Asset is sound, operationally safe and exhibits only minor deterioration. | Category 3 (Recommended): Minor work required to prevent a deterioration of the service provided by the asset. | 10 | 2016-07-17 | 7.7728 | 66.4545 | x | 3 | 4. Significant | 10011 | Predictive Maintenance | 91.25
1009514 | Outstations | B (Average): Asset is sound, operationally safe and exhibits only minor deterioration. | Category 3 (Recommended): Minor work required to prevent a deterioration of the service provided by the asset. | 10 | 2023-11-07 | 0.46543 | 81.0691 | x | 3 | 4. Significant | 10011 | Predictive Maintenance | 91.25
1009515 | Gas Detection/Flammable | B (Average): Asset is sound, operationally safe and exhibits only minor deterioration. | Category 3 (Recommended): Minor work required to prevent a deterioration of the service provided by the asset. | 15 | 2022-03-21 | 2.0972 | 79.2037 | x | 3 | 5. Severe | 10011 | Predictive Maintenance | 28
1009516 | Outstations | B (Average): Asset is sound, operationally safe and exhibits only minor deterioration. | Category 3 (Recommended): Minor work required to prevent a deterioration of the service provided by the asset. | 10 | 2016-06-29 | 7.822 | 66.3559 | x | 3 | 4. Significant | 10011 | Predictive Maintenance | 91.25
1009517 | Chemical Dosing | B (Average): Asset is sound, operationally safe and exhibits only minor deterioration. | Category 3 (Recommended): Minor work required to prevent a deterioration of the service provided by the asset. | 10 | 2023-09-03 | 0.64339 | 80.7132 | x | 3 | 4. Significant | 10011 | Predictive Maintenance | 91.25
1009518 | Outstations | A (Good): Asset is as new and can be expected to perform adequately to its full normal life if maintained appropriately. | Category 4 (Normal): No work required beyond normal maintenance. | 10 | 2015-10-13 | 8.5339 | 78.9322 | x | 3 | 4. Significant | 10011 | Predictive Maintenance | 162.5
1009519 | Cold Water Storage Tanks and Cisterns | B (Average): Asset is sound, operationally safe and exhibits only minor deterioration. | Category 3 (Recommended): Minor work required to prevent a deterioration of the service provided by the asset. | 15 | 2017-01-20 | 7.2608 | 72.319 | x | 3 | 4. Significant | 10011 | Predictive Maintenance | 91.25
1009520 | Solenoid Gas/Oil Shut-off (Safety) Valves | B (Average): Asset is sound, operationally safe and exhibits only minor deterioration. | Category 3 (Recommended): Minor work required to prevent a deterioration of the service provided by the asset. | 15 | 2023-08-15 | 0.69541 | 81.0728 | x | 3 | 5. Severe | 10011 | Predictive Maintenance | 28
1009521 | Distribution Boards | B (Average): Asset is sound, operationally safe and exhibits only minor deterioration. | Category 3 (Recommended): Minor work required to prevent a deterioration of the service provided by the asset. | 20 | 2010-05-08 | 13.9658 | 68.0342 | x | 3 | 4. Significant | 11976 | Predictive Maintenance | 91.25
1009522 | Distribution Boards | B (Average): Asset is sound, operationally safe and exhibits only minor deterioration. | Category 3 (Recommended): Minor work required to prevent a deterioration of the service provided by the asset. | 20 | 2014-07-15 | 9.7796 | 72.2204 | x | 3 | 4. Significant | 11976 | Predictive Maintenance | 91.25
1009523 | Room Air Conditioners | B (Average): Asset is sound, operationally safe and exhibits only minor deterioration. | Category 3 (Recommended): Minor work required to prevent a deterioration of the service provided by the asset. | 15 | 2021-08-13 | 2.6995 | 78.4006 | x | 3 | 3. Moderate | 11977 | Predictive Maintenance | 91.25
1009525 | Expansion Vessels | B (Average): Asset is sound, operationally safe and exhibits only minor deterioration. | Category 3 (Recommended): Minor work required to prevent a deterioration of the service provided by the asset. | 15 | 2014-09-09 | 9.6263 | 67.165 | x | 4 | 4. Significant | 11202 | Predictive Maintenance | 91.25
1009527 | Distribution Boards | B (Average): Asset is sound, operationally safe and exhibits only minor deterioration. | Category 3 (Recommended): Minor work required to prevent a deterioration of the service provided by the asset. | 20 | 2015-06-30 | 8.8214 | 71.1786 | x | 4 | 4. Significant | 11979 | Predictive Maintenance | 91.25
1009528 | Distribution Boards | B (Average): Asset is sound, operationally safe and exhibits only minor deterioration. | Category 3 (Recommended): Minor work required to prevent a deterioration of the service provided by the asset. | 20 | 2012-11-10 | 11.4552 | 68.5448 | x | 4 | 4. Significant | 11979 | Predictive Maintenance | 91.25
1009529 | Distribution Boards | B (Average): Asset is sound, operationally safe and exhibits only minor deterioration. | Category 3 (Recommended): Minor work required to prevent a deterioration of the service provided by the asset. | 20 | 2011-05-01 | 12.9856 | 67.0144 | x | 4 | 4. Significant | 11979 | Predictive Maintenance | 91.25
1009531 | Speed Controllers | B (Average): Asset is sound, operationally safe and exhibits only minor deterioration. | Category 3 (Recommended): Minor work required to prevent a deterioration of the service provided by the asset. | 15 | 2020-04-03 | 4.0602 | 76.5864 | x | 3 | 4. Significant | 11981 | Predictive Maintenance | 91.25
1009532 | Speed Controllers | B (Average): Asset is sound, operationally safe and exhibits only minor deterioration. | Category 3 (Recommended): Minor work required to prevent a deterioration of the service provided by the asset. | 15 | 2011-07-15 | 12.7803 | 64.9596 | x | 3 | 4. Significant | 11981 | Predictive Maintenance | 91.25
1009533 | Speed Controllers | B (Average): Asset is sound, operationally safe and exhibits only minor deterioration. | Category 3 (Recommended): Minor work required to prevent a deterioration of the service provided by the asset. | 15 | 2023-05-06 | 0.97194 | 80.7041 | x | 3 | 4. Significant | 11981 | Predictive Maintenance | 91.25
1009534 | Speed Controllers | B (Average): Asset is sound, operationally safe and exhibits only minor deterioration. | Category 3 (Recommended): Minor work required to prevent a deterioration of the service provided by the asset. | 15 | 2015-11-28 | 8.4079 | 70.7894 | x | 3 | 4. Significant | 11981 | Predictive Maintenance | 91.25
1009536 | Emergency Assistance Alarm | B (Average): Asset is sound, operationally safe and exhibits only minor deterioration. | Category 3 (Recommended): Minor work required to prevent a deterioration of the service provided by the asset. | 10 | 2017-09-01 | 6.6475 | 68.705 | x | 3 | 5. Severe | 11982 | Predictive Maintenance | 28
1009537 | Distribution Boards | B (Average): Asset is sound, operationally safe and exhibits only minor deterioration. | Category 3 (Recommended): Minor work required to prevent a deterioration of the service provided by the asset. | 20 | 2007-05-15 | 16.9473 | 65.0527 | x | 3 | 4. Significant | 11983 | Predictive Maintenance | 91.25
1009538 | Distribution Boards | B (Average): Asset is sound, operationally safe and exhibits only minor deterioration. | Category 3 (Recommended): Minor work required to prevent a deterioration of the service provided by the asset. | 20 | 2014-08-29 | 9.6564 | 72.3436 | x | 3 | 4. Significant | 11983 | Predictive Maintenance | 91.25
1009539 | Distribution Boards | B (Average): Asset is sound, operationally safe and exhibits only minor deterioration. | Category 3 (Recommended): Minor work required to prevent a deterioration of the service provided by the asset. | 20 | 2009-08-07 | 14.7159 | 67.2841 | x | 3 | 4. Significant | 11983 | Predictive Maintenance | 91.25
1009540 | Ultra Low Temperature Freezer | B (Average): Asset is sound, operationally safe and exhibits only minor deterioration. | Category 3 (Recommended): Minor work required to prevent a deterioration of the service provided by the asset. | 15 | 2010-10-30 | 13.4867 | 64.0178 | x | 3 | 4. Significant | 11984 | Predictive Maintenance | 91.25
1009541 | Laboratory Fume Cupboard | B (Average): Asset is sound, operationally safe and exhibits only minor deterioration. | Category 3 (Recommended): Minor work required to prevent a deterioration of the service provided by the asset. | 15 | 2010-01-25 | 14.2478 | 63.003 | x | 3 | 4. Significant | 11985 | Predictive Maintenance | 91.25
1009542 | Laboratory Fume Cupboard | B (Average): Asset is sound, operationally safe and exhibits only minor deterioration. | Category 3 (Recommended): Minor work required to prevent a deterioration of the service provided by the asset. | 15 | 2010-04-18 | 14.0205 | 63.306 | x | 3 | 4. Significant | 11986 | Predictive Maintenance | 91.25
1009544 | Laboratory Fume Cupboard | B (Average): Asset is sound, operationally safe and exhibits only minor deterioration. | Category 3 (Recommended): Minor work required to prevent a deterioration of the service provided by the asset. | 15 | 2017-10-29 | 6.4887 | 73.3484 | x | 3 | 4. Significant | 11984 | Predictive Maintenance | 91.25
1009550 | Gas Detector Sensors/Carbon Monoxide Sensors | B (Average): Asset is sound, operationally safe and exhibits only minor deterioration. | Category 3 (Recommended): Minor work required to prevent a deterioration of the service provided by the asset. | 8 | 2017-03-05 | 7.1403 | 64.1492 | x | 3 | 5. Severe | 11984 | Predictive Maintenance | 28
1009552 | Distribution Boards | B (Average): Asset is sound, operationally safe and exhibits only minor deterioration. | Category 3 (Recommended): Minor work required to prevent a deterioration of the service provided by the asset. | 20 | 2015-09-23 | 8.5886 | 77.4114 | x | 1 | 4. Significant | 11990 | Predictive Maintenance | 91.25
1009553 | Distribution Boards | B (Average): Asset is sound, operationally safe and exhibits only minor deterioration. | Category 3 (Recommended): Minor work required to prevent a deterioration of the service provided by the asset. | 20 | 2006-03-22 | 18.0945 | 67.9055 | x | 1 | 4. Significant | 11990 | Predictive Maintenance | 91.25
1009556 | Room Air Conditioners | B (Average): Asset is sound, operationally safe and exhibits only minor deterioration. | Category 3 (Recommended): Minor work required to prevent a deterioration of the service provided by the asset. | 15 | 2011-06-26 | 12.8323 | 68.8903 | x | 1 | 3. Moderate | 11993 | Predictive Maintenance | 91.25
1009557 | Distribution Boards | B (Average): Asset is sound, operationally safe and exhibits only minor deterioration. | Category 3 (Recommended): Minor work required to prevent a deterioration of the service provided by the asset. | 20 | 2015-03-31 | 9.0705 | 76.9295 | x | 1 | 4. Significant | 11994 | Predictive Maintenance | 91.25
1009558 | Distribution Boards | B (Average): Asset is sound, operationally safe and exhibits only minor deterioration. | Category 3 (Recommended): Minor work required to prevent a deterioration of the service provided by the asset. | 20 | 2018-12-18 | 5.3525 | 80.6475 | x | 1 | 4. Significant | 11994 | Predictive Maintenance | 91.25
1009559 | Distribution Boards | B (Average): Asset is sound, operationally safe and exhibits only minor deterioration. | Category 3 (Recommended): Minor work required to prevent a deterioration of the service provided by the asset. | 20 | 2020-07-28 | 3.7426 | 82.2574 | x | 1 | 4. Significant | 11994 | Predictive Maintenance | 91.25
1009560 | Distribution Boards | B (Average): Asset is sound, operationally safe and exhibits only minor deterioration. | Category 3 (Recommended): Minor work required to prevent a deterioration of the service provided by the asset. | 20 | 2015-09-28 | 8.5749 | 73.4251 | x | 3 | 4. Significant | 11995 | Predictive Maintenance | 91.25
1009561 | Distribution Boards | B (Average): Asset is sound, operationally safe and exhibits only minor deterioration. | Category 3 (Recommended): Minor work required to prevent a deterioration of the service provided by the asset. | 20 | 2010-12-05 | 13.3881 | 68.6119 | x | 3 | 4. Significant | 11995 | Predictive Maintenance | 91.25
1009562 | Distribution Boards | B (Average): Asset is sound, operationally safe and exhibits only minor deterioration. | Category 3 (Recommended): Minor work required to prevent a deterioration of the service provided by the asset. | 20 | 2004-02-04 | 20.2218 | 61.7782 | x | 3 | 4. Significant | 11995 | Predictive Maintenance | 91.25
1009563 | Outstations | B (Average): Asset is sound, operationally safe and exhibits only minor deterioration. | Category 3 (Recommended): Minor work required to prevent a deterioration of the service provided by the asset. | 10 | 2019-11-30 | 4.4025 | 69.1951 | x | 5 | 4. Significant | 11996 | Predictive Maintenance | 91.25
1009564 | Outstations | B (Average): Asset is sound, operationally safe and exhibits only minor deterioration. | Category 3 (Recommended): Minor work required to prevent a deterioration of the service provided by the asset. | 10 | 2023-01-30 | 1.2348 | 75.5305 | x | 5 | 4. Significant | 11996 | Predictive Maintenance | 91.25
1009565 | Outstations | B (Average): Asset is sound, operationally safe and exhibits only minor deterioration. | Category 3 (Recommended): Minor work required to prevent a deterioration of the service provided by the asset. | 10 | 2019-03-06 | 5.1389 | 67.7221 | x | 5 | 4. Significant | 11996 | Predictive Maintenance | 91.25
1009566 | Outstations | B (Average): Asset is sound, operationally safe and exhibits only minor deterioration. | Category 3 (Recommended): Minor work required to prevent a deterioration of the service provided by the asset. | 10 | 2015-05-10 | 8.961 | 60.078 | x | 5 | 4. Significant | 11996 | Predictive Maintenance | 91.25
1009567 | Outstations | B (Average): Asset is sound, operationally safe and exhibits only minor deterioration. | Category 3 (Recommended): Minor work required to prevent a deterioration of the service provided by the asset. | 10 | 2016-03-17 | 8.1068 | 61.7864 | x | 5 | 4. Significant | 11996 | Predictive Maintenance | 91.25
1009568 | Outstations | B (Average): Asset is sound, operationally safe and exhibits only minor deterioration. | Category 3 (Recommended): Minor work required to prevent a deterioration of the service provided by the asset. | 10 | 2022-02-26 | 2.1602 | 73.6797 | x | 5 | 4. Significant | 11996 | Predictive Maintenance | 91.25
1009569 | Scissor Lift | B (Average): Asset is sound, operationally safe and exhibits only minor deterioration. | Category 3 (Recommended): Minor work required to prevent a deterioration of the service provided by the asset. | 10 | 2015-02-09 | 9.2074 | 59.5852 | x | 5 | 4. Significant | 10430 | Predictive Maintenance | 91.25
1009570 | Chain Block & Trolley | B (Average): Asset is sound, operationally safe and exhibits only minor deterioration. | Category 3 (Recommended): Minor work required to prevent a deterioration of the service provided by the asset. | 20 | 2023-11-29 | 0.4052 | 77.5948 | x | 5 | 4. Significant | 10007 | Predictive Maintenance | 91.25
1009571 | Pallet Truck | B (Average): Asset is sound, operationally safe and exhibits only minor deterioration. | Category 3 (Recommended): Minor work required to prevent a deterioration of the service provided by the asset. | 20 | 2021-01-07 | 3.2964 | 74.7036 | x | 5 | 4. Significant | 11918 | Predictive Maintenance | 91.25
1009573 | Room Air Conditioners | B (Average): Asset is sound, operationally safe and exhibits only minor deterioration. | Category 3 (Recommended): Minor work required to prevent a deterioration of the service provided by the asset. | 15 | 2018-06-30 | 5.8207 | 78.2391 | x | 1 | 3. Moderate | 11998 | Predictive Maintenance | 91.25
1009574 | Room Air Conditioners | B (Average): Asset is sound, operationally safe and exhibits only minor deterioration. | Category 3 (Recommended): Minor work required to prevent a deterioration of the service provided by the asset. | 15 | 2023-03-21 | 1.0979 | 84.5362 | x | 1 | 3. Moderate | 11998 | Predictive Maintenance | 91.25
1009575 | Room Air Conditioners | B (Average): Asset is sound, operationally safe and exhibits only minor deterioration. | Category 3 (Recommended): Minor work required to prevent a deterioration of the service provided by the asset. | 15 | 2023-10-06 | 0.55305 | 85.2626 | x | 1 | 3. Moderate | 11998 | Predictive Maintenance | 91.25
1009576 | Mobile Crane | B (Average): Asset is sound, operationally safe and exhibits only minor deterioration. | Category 3 (Recommended): Minor work required to prevent a deterioration of the service provided by the asset. | 20 | 2008-10-30 | 15.4853 | 66.5147 | x | 3 | 4. Significant | 11999 | Predictive Maintenance | 91.25
1009577 | Room Air Conditioners | B (Average): Asset is sound, operationally safe and exhibits only minor deterioration. | Category 3 (Recommended): Minor work required to prevent a deterioration of the service provided by the asset. | 15 | 2010-09-30 | 13.5688 | 67.9083 | x | 1 | 3. Moderate | 12000 | Predictive Maintenance | 91.25
1009578 | Cold Water Storage Tanks and Cisterns | B (Average): Asset is sound, operationally safe and exhibits only minor deterioration. | Category 3 (Recommended): Minor work required to prevent a deterioration of the service provided by the asset. | 20 | 2017-11-06 | 6.4668 | 73.5332 | x | 4 | 4. Significant | 10009 | Predictive Maintenance | 91.25
1009579 | Distribution Boards | B (Average): Asset is sound, operationally safe and exhibits only minor deterioration. | Category 3 (Recommended): Minor work required to prevent a deterioration of the service provided by the asset. | 20 | 2021-10-22 | 2.5079 | 79.4921 | x | 3 | 4. Significant | 12001 | Predictive Maintenance | 91.25
1009580 | Distribution Boards | B (Average): Asset is sound, operationally safe and exhibits only minor deterioration. | Category 3 (Recommended): Minor work required to prevent a deterioration of the service provided by the asset. | 20 | 2023-06-13 | 0.8679 | 81.1321 | x | 3 | 4. Significant | 12001 | Predictive Maintenance | 91.25
1009581 | Distribution Boards | B (Average): Asset is sound, operationally safe and exhibits only minor deterioration. | Category 3 (Recommended): Minor work required to prevent a deterioration of the service provided by the asset. | 20 | 2007-01-16 | 17.2731 | 68.7269 | x | 1 | 4. Significant | 12002 | Predictive Maintenance | 91.25
1009582 | Distribution Boards | B (Average): Asset is sound, operationally safe and exhibits only minor deterioration. | Category 3 (Recommended): Minor work required to prevent a deterioration of the service provided by the asset. | 20 | 2021-09-23 | 2.5873 | 83.4127 | x | 1 | 4. Significant | 12002 | Predictive Maintenance | 91.25
1009583 | Distribution Boards | B (Average): Asset is sound, operationally safe and exhibits only minor deterioration. | Category 3 (Recommended): Minor work required to prevent a deterioration of the service provided by the asset. | 20 | 2004-05-11 | 19.9562 | 66.0438 | x | 1 | 4. Significant | 12002 | Predictive Maintenance | 91.25
1009584 | Meter Reading - Electric | B (Average): Asset is sound, operationally safe and exhibits only minor deterioration. | Category 3 (Recommended): Minor work required to prevent a deterioration of the service provided by the asset. | 20 | 2009-06-20 | 14.8474 | 71.1526 | x | 1 | 2. Minor | 12003 | Predictive Maintenance | 182.5
1009585 | Meter Reading - Electric | B (Average): Asset is sound, operationally safe and exhibits only minor deterioration. | Category 3 (Recommended): Minor work required to prevent a deterioration of the service provided by the asset. | 20 | 2017-10-18 | 6.5188 | 79.4812 | x | 1 | 2. Minor | 12003 | Predictive Maintenance | 182.5
1009586 | Meter Reading - Electric | B (Average): Asset is sound, operationally safe and exhibits only minor deterioration. | Category 3 (Recommended): Minor work required to prevent a deterioration of the service provided by the asset. | 20 | 2004-09-23 | 19.5866 | 66.4134 | x | 1 | 2. Minor | 12003 | Predictive Maintenance | 182.5
1009587 | Distribution Boards | B (Average): Asset is sound, operationally safe and exhibits only minor deterioration. | Category 3 (Recommended): Minor work required to prevent a deterioration of the service provided by the asset. | 20 | 2018-01-19 | 6.2642 | 79.7358 | x | 1 | 4. Significant | 12003 | Predictive Maintenance | 91.25
1009588 | Distribution Boards | B (Average): Asset is sound, operationally safe and exhibits only minor deterioration. | Category 3 (Recommended): Minor work required to prevent a deterioration of the service provided by the asset. | 20 | 2015-07-17 | 8.7748 | 77.2252 | x | 1 | 4. Significant | 12003 | Predictive Maintenance | 91.25
1009589 | Distribution Boards | B (Average): Asset is sound, operationally safe and exhibits only minor deterioration. | Category 3 (Recommended): Minor work required to prevent a deterioration of the service provided by the asset. | 20 | 2013-12-05 | 10.3874 | 75.6126 | x | 1 | 4. Significant | 12003 | Predictive Maintenance | 91.25
1009590 | Room Air Conditioners | B (Average): Asset is sound, operationally safe and exhibits only minor deterioration. | Category 3 (Recommended): Minor work required to prevent a deterioration of the service provided by the asset. | 15 | 2022-09-04 | 1.64 | 83.8134 | x | 1 | 3. Moderate | 12004 | Predictive Maintenance | 91.25
1009591 | Emergency Assistance Alarm | B (Average): Asset is sound, operationally safe and exhibits only minor deterioration. | Category 3 (Recommended): Minor work required to prevent a deterioration of the service provided by the asset. | 10 | 2016-03-18 | 8.104 | 69.7919 | x | 1 | 5. Severe | 12005 | Predictive Maintenance | 28
1009592 | Room Air Conditioners | B (Average): Asset is sound, operationally safe and exhibits only minor deterioration. | Category 3 (Recommended): Minor work required to prevent a deterioration of the service provided by the asset. | 15 | 2011-09-17 | 12.6051 | 69.1932 | x | 1 | 3. Moderate | 11998 | Predictive Maintenance | 91.25
1009594 | Emergency Assistance Alarm | B (Average): Asset is sound, operationally safe and exhibits only minor deterioration. | Category 3 (Recommended): Minor work required to prevent a deterioration of the service provided by the asset. | 10 | 2020-08-19 | 3.6824 | 70.6352 | x | 5 | 5. Severe | 12006 | Predictive Maintenance | 28
1009599 | Room Air Conditioners | B (Average): Asset is sound, operationally safe and exhibits only minor deterioration. | Category 3 (Recommended): Minor work required to prevent a deterioration of the service provided by the asset. | 15 | 2016-02-04 | 8.2218 | 75.0376 | x | 1 | 3. Moderate | 12009 | Predictive Maintenance | 91.25
1009600 | Pumps - General | B (Average): Asset is sound, operationally safe and exhibits only minor deterioration. | Category 3 (Recommended): Minor work required to prevent a deterioration of the service provided by the asset. | 20 | 2012-03-23 | 12.0903 | 73.9097 | x | 1 | 4. Significant | 12000 | Predictive Maintenance | 91.25
1009601 | Room Air Conditioners | B (Average): Asset is sound, operationally safe and exhibits only minor deterioration. | Category 3 (Recommended): Minor work required to prevent a deterioration of the service provided by the asset. | 15 | 2015-11-23 | 8.4216 | 66.7712 | x | 5 | 3. Moderate | 12010 | Predictive Maintenance | 91.25
1009602 | Insect Killer | B (Average): Asset is sound, operationally safe and exhibits only minor deterioration. | Category 3 (Recommended): Minor work required to prevent a deterioration of the service provided by the asset. | 8 | 2022-08-11 | 1.7057 | 73.7358 | x | 5 | 2. Minor | 12011 | Predictive Maintenance | 182.5
1009608 | Water Booster Pumps | B (Average): Asset is sound, operationally safe and exhibits only minor deterioration. | Category 3 (Recommended): Minor work required to prevent a deterioration of the service provided by the asset. | 15 | 2017-01-25 | 7.2471 | 68.3372 | x | 5 | 4. Significant | 10006 | Predictive Maintenance | 91.25
1009609 | Cold Water Storage Tanks and Cisterns | B (Average): Asset is sound, operationally safe and exhibits only minor deterioration. | Category 3 (Recommended): Minor work required to prevent a deterioration of the service provided by the asset. | 20 | 2017-06-19 | 6.8501 | 71.1499 | x | 5 | 4. Significant | 10006 | Predictive Maintenance | 91.25
1009610 | Room Air Conditioners | B (Average): Asset is sound, operationally safe and exhibits only minor deterioration. | Category 3 (Recommended): Minor work required to prevent a deterioration of the service provided by the asset. | 15 | 2023-06-30 | 0.82136 | 76.9049 | x | 5 | 3. Moderate | 12010 | Predictive Maintenance | 91.25
1009611 | Pallet Truck | B (Average): Asset is sound, operationally safe and exhibits only minor deterioration. | Category 3 (Recommended): Minor work required to prevent a deterioration of the service provided by the asset. | 20 | 2010-04-08 | 14.0479 | 65.9521 | x | 4 | 4. Significant | 12012 | Predictive Maintenance | 91.25
1009612 | Ventilating Fans - General | B (Average): Asset is sound, operationally safe and exhibits only minor deterioration. | Category 3 (Recommended): Minor work required to prevent a deterioration of the service provided by the asset. | 20 | 2018-07-24 | 5.755 | 80.245 | x | 1 | 2. Minor | 10004 | Predictive Maintenance | 182.5
1009613 | Ventilating Fans - General | B (Average): Asset is sound, operationally safe and exhibits only minor deterioration. | Category 3 (Recommended): Minor work required to prevent a deterioration of the service provided by the asset. | 20 | 2019-08-16 | 4.6927 | 81.3073 | x | 1 | 2. Minor | 10004 | Predictive Maintenance | 182.5
1009614 | Ventilating Fans - General | B (Average): Asset is sound, operationally safe and exhibits only minor deterioration. | Category 3 (Recommended): Minor work required to prevent a deterioration of the service provided by the asset. | 20 | 2023-02-16 | 1.1882 | 84.8118 | x | 1 | 2. Minor | 10004 | Predictive Maintenance | 182.5
1009615 | Ventilating Fans - General | B (Average): Asset is sound, operationally safe and exhibits only minor deterioration. | Category 3 (Recommended): Minor work required to prevent a deterioration of the service provided by the asset. | 20 | 2013-08-12 | 10.7023 | 75.2977 | x | 1 | 2. Minor | 10004 | Predictive Maintenance | 182.5
1009616 | Medical gas pipework, manifolds, outlets & accessories | B (Average): Asset is sound, operationally safe and exhibits only minor deterioration. | Category 3 (Recommended): Minor work required to prevent a deterioration of the service provided by the asset. | 20 | 2015-12-23 | 8.3395 | 69.6605 | x | 5 | 4. Significant | 10005 | Predictive Maintenance | 91.25
1009617 | Medical gas pipework, manifolds, outlets & accessories | B (Average): Asset is sound, operationally safe and exhibits only minor deterioration. | Category 3 (Recommended): Minor work required to prevent a deterioration of the service provided by the asset. | 20 | 2017-06-27 | 6.8282 | 71.1718 | x | 5 | 4. Significant | 10005 | Predictive Maintenance | 91.25
1009618 | Pallet Truck | B (Average): Asset is sound, operationally safe and exhibits only minor deterioration. | Category 3 (Recommended): Minor work required to prevent a deterioration of the service provided by the asset. | 20 | 2022-09-11 | 1.6208 | 76.3792 | x | 5 | 4. Significant | 10007 | Predictive Maintenance | 91.25
1009619 | Chain Block & Trolley | B (Average): Asset is sound, operationally safe and exhibits only minor deterioration. | Category 3 (Recommended): Minor work required to prevent a deterioration of the service provided by the asset. | 20 | 2019-10-03 | 4.5613 | 73.4387 | x | 5 | 4. Significant | 10007 | Predictive Maintenance | 91.25
1009620 | Pallet Truck | B (Average): Asset is sound, operationally safe and exhibits only minor deterioration. | Category 3 (Recommended): Minor work required to prevent a deterioration of the service provided by the asset. | 20 | 2006-12-27 | 17.3279 | 60.6721 | x | 5 | 4. Significant | 10007 | Predictive Maintenance | 91.25
1009621 | Speed Controllers | B (Average): Asset is sound, operationally safe and exhibits only minor deterioration. | Category 3 (Recommended): Minor work required to prevent a deterioration of the service provided by the asset. | 15 | 2020-02-06 | 4.2163 | 80.3783 | x | 1 | 4. Significant | 10004 | Predictive Maintenance | 91.25
1009622 | Air shower, controls & ventilation ductwork | B (Average): Asset is sound, operationally safe and exhibits only minor deterioration. | Category 3 (Recommended): Minor work required to prevent a deterioration of the service provided by the asset. | 15 | 2022-06-02 | 1.8973 | 83.4702 | x | 1 | 4. Significant | 10004 | Predictive Maintenance | 91.25
1009623 | Air shower, controls & ventilation ductwork | B (Average): Asset is sound, operationally safe and exhibits only minor deterioration. | Category 3 (Recommended): Minor work required to prevent a deterioration of the service provided by the asset. | 15 | 2015-05-08 | 8.9665 | 74.0447 | x | 1 | 4. Significant | 10004 | Predictive Maintenance | 91.25
1009624 | Air shower, controls & ventilation ductwork | B (Average): Asset is sound, operationally safe and exhibits only minor deterioration. | Category 3 (Recommended): Minor work required to prevent a deterioration of the service provided by the asset. | 15 | 2014-03-27 | 10.0808 | 72.559 | x | 1 | 4. Significant | 10004 | Predictive Maintenance | 91.25
1009626 | Ventilating Fans - General | B (Average): Asset is sound, operationally safe and exhibits only minor deterioration. | Category 3 (Recommended): Minor work required to prevent a deterioration of the service provided by the asset. | 20 | 2005-02-04 | 19.2197 | 66.7803 | x | 1 | 2. Minor | 10004 | Predictive Maintenance | 182.5
1009627 | Ventilating Fans - General | B (Average): Asset is sound, operationally safe and exhibits only minor deterioration. | Category 3 (Recommended): Minor work required to prevent a deterioration of the service provided by the asset. | 20 | 2008-04-12 | 16.0356 | 69.9644 | x | 1 | 2. Minor | 10004 | Predictive Maintenance | 182.5
1009628 | Ventilating Fans - General | B (Average): Asset is sound, operationally safe and exhibits only minor deterioration. | Category 3 (Recommended): Minor work required to prevent a deterioration of the service provided by the asset. | 20 | 2020-06-12 | 3.8686 | 82.1314 | x | 1 | 2. Minor | 10004 | Predictive Maintenance | 182.5
1009629 | Ventilating Fans - General | B (Average): Asset is sound, operationally safe and exhibits only minor deterioration. | Category 3 (Recommended): Minor work required to prevent a deterioration of the service provided by the asset. | 20 | 2010-08-11 | 13.7057 | 72.2943 | x | 1 | 2. Minor | 10004 | Predictive Maintenance | 182.5
1009630 | Speed Controllers | B (Average): Asset is sound, operationally safe and exhibits only minor deterioration. | Category 3 (Recommended): Minor work required to prevent a deterioration of the service provided by the asset. | 15 | 2017-03-22 | 7.0938 | 76.5416 | x | 1 | 4. Significant | 10004 | Predictive Maintenance | 91.25
1009631 | Speed Controllers | B (Average): Asset is sound, operationally safe and exhibits only minor deterioration. | Category 3 (Recommended): Minor work required to prevent a deterioration of the service provided by the asset. | 15 | 2021-09-27 | 2.5763 | 82.5649 | x | 1 | 4. Significant | 10004 | Predictive Maintenance | 91.25
1009632 | Pressurisation Units - Chilled Water, Condenser Water and LTHW Types | A (Good): Asset is as new and can be expected to perform adequately to its full normal life if maintained appropriately. | Category 4 (Normal): No work required beyond normal maintenance. | 15 | 2020-10-22 | 3.5072 | 93.3238 | x | 2 | 4. Significant | 10013 | Predictive Maintenance | 162.5
1009633 | Water Booster Pumps | A (Good): Asset is as new and can be expected to perform adequately to its full normal life if maintained appropriately. | Category 4 (Normal): No work required beyond normal maintenance. | 15 | 2013-07-28 | 10.7433 | 83.6756 | x | 2 | 4. Significant | 10013 | Predictive Maintenance | 162.5
1009634 | Water Booster Pumps | A (Good): Asset is as new and can be expected to perform adequately to its full normal life if maintained appropriately. | Category 4 (Normal): No work required beyond normal maintenance. | 15 | 2010-10-14 | 13.5305 | 79.9594 | x | 2 | 4. Significant | 10013 | Predictive Maintenance | 162.5
1009635 | Direct Fired Water Heaters | A (Good): Asset is as new and can be expected to perform adequately to its full normal life if maintained appropriately. | Category 4 (Normal): No work required beyond normal maintenance. | 15 | 2016-12-06 | 7.384 | 88.1547 | x | 2 | 4. Significant | 10013 | Predictive Maintenance | 162.5
1009636 | Cold Water Storage Tanks and Cisterns | B (Average): Asset is sound, operationally safe and exhibits only minor deterioration. | Category 3 (Recommended): Minor work required to prevent a deterioration of the service provided by the asset. | 25 | 2008-04-16 | 16.0246 | 71.1803 | x | 2 | 4. Significant | 10013 | Predictive Maintenance | 91.25
1009637 | Atmospheric Gas Burner - Condensing Boiler | A (Good): Asset is as new and can be expected to perform adequately to its full normal life if maintained appropriately. | Category 4 (Normal): No work required beyond normal maintenance. | 20 | 2004-10-12 | 19.5346 | 78.4654 | x | 2 | 4. Significant | 10013 | Predictive Maintenance | 162.5
1009638 | Atmospheric Gas Burner - Condensing Boiler | B (Average): Asset is sound, operationally safe and exhibits only minor deterioration. | Category 3 (Recommended): Minor work required to prevent a deterioration of the service provided by the asset. | 20 | 2017-08-21 | 6.6776 | 77.3224 | x | 2 | 4. Significant | 10013 | Predictive Maintenance | 91.25
1009639 | Speed Controllers | B (Average): Asset is sound, operationally safe and exhibits only minor deterioration. | Category 3 (Recommended): Minor work required to prevent a deterioration of the service provided by the asset. | 15 | 2015-09-10 | 8.6242 | 74.501 | x | 1 | 4. Significant | 10004 | Predictive Maintenance | 91.25
1009640 | Distribution Boards | B (Average): Asset is sound, operationally safe and exhibits only minor deterioration. | Category 3 (Recommended): Minor work required to prevent a deterioration of the service provided by the asset. | 20 | 2010-02-09 | 14.2067 | 71.7933 | x | 1 | 4. Significant | 12013 | Predictive Maintenance | 91.25
1009641 | Distribution Boards | B (Average): Asset is sound, operationally safe and exhibits only minor deterioration. | Category 3 (Recommended): Minor work required to prevent a deterioration of the service provided by the asset. | 20 | 2018-12-03 | 5.3936 | 80.6064 | x | 1 | 4. Significant | 12013 | Predictive Maintenance | 91.25
1009642 | Distribution Boards | B (Average): Asset is sound, operationally safe and exhibits only minor deterioration. | Category 3 (Recommended): Minor work required to prevent a deterioration of the service provided by the asset. | 20 | 2013-05-04 | 10.976 | 75.024 | x | 1 | 4. Significant | 12013 | Predictive Maintenance | 91.25
1009643 | Distribution Boards | B (Average): Asset is sound, operationally safe and exhibits only minor deterioration. | Category 3 (Recommended): Minor work required to prevent a deterioration of the service provided by the asset. | 20 | 2011-01-24 | 13.2512 | 72.7488 | x | 1 | 4. Significant | 12013 | Predictive Maintenance | 91.25
1009644 | Distribution Boards | B (Average): Asset is sound, operationally safe and exhibits only minor deterioration. | Category 3 (Recommended): Minor work required to prevent a deterioration of the service provided by the asset. | 20 | 2015-03-01 | 9.1526 | 76.8474 | x | 1 | 4. Significant | 12013 | Predictive Maintenance | 91.25
1009645 | Distribution Boards | B (Average): Asset is sound, operationally safe and exhibits only minor deterioration. | Category 3 (Recommended): Minor work required to prevent a deterioration of the service provided by the asset. | 20 | 2016-03-13 | 8.1177 | 77.8823 | x | 1 | 4. Significant | 12013 | Predictive Maintenance | 91.25
1009646 | Distribution Boards | B (Average): Asset is sound, operationally safe and exhibits only minor deterioration. | Category 3 (Recommended): Minor work required to prevent a deterioration of the service provided by the asset. | 20 | 2009-06-14 | 14.8638 | 71.1362 | x | 1 | 4. Significant | 12013 | Predictive Maintenance | 91.25
1009647 | Distribution Boards | B (Average): Asset is sound, operationally safe and exhibits only minor deterioration. | Category 3 (Recommended): Minor work required to prevent a deterioration of the service provided by the asset. | 20 | 2006-02-05 | 18.2177 | 67.7823 | x | 1 | 4. Significant | 12013 | Predictive Maintenance | 91.25
1009649 | Outstations | B (Average): Asset is sound, operationally safe and exhibits only minor deterioration. | Category 3 (Recommended): Minor work required to prevent a deterioration of the service provided by the asset. | 10 | 2021-12-17 | 2.3546 | 79.2909 | x | 2 | 4. Significant | 10051 | Predictive Maintenance | 91.25
1009651 | Ultra Low Temperature Freezer | B (Average): Asset is sound, operationally safe and exhibits only minor deterioration. | Category 3 (Recommended): Minor work required to prevent a deterioration of the service provided by the asset. | 15 | 2020-03-10 | 4.1259 | 78.4987 | x | 2 | 4. Significant | 11956 | Predictive Maintenance | 91.25
1009652 | Laboratory Fume Cupboard | B (Average): Asset is sound, operationally safe and exhibits only minor deterioration. | Category 3 (Recommended): Minor work required to prevent a deterioration of the service provided by the asset. | 15 | 2016-07-02 | 7.8138 | 73.5816 | x | 2 | 4. Significant | 12014 | Predictive Maintenance | 91.25
1009653 | Laboratory Fume Cupboard | B (Average): Asset is sound, operationally safe and exhibits only minor deterioration. | Category 3 (Recommended): Minor work required to prevent a deterioration of the service provided by the asset. | 15 | 2018-01-10 | 6.2888 | 77.6149 | x | 1 | 4. Significant | 12015 | Predictive Maintenance | 91.25
1009654 | Laboratory Incubators | U (Unverified): Further investigation required. | Category U (Unverified Asset): Further investigation required to identify asset. | 15 | 2017-08-05 | 6.7214 | 63.0381 | x | 1 | 3. Moderate | 12015 | Predictive Maintenance | 28
1009655 | Laboratory Incubators | U (Unverified): Further investigation required. | Category U (Unverified Asset): Further investigation required to identify asset. | 15 | 2016-06-10 | 7.8741 | 61.5013 | x | 1 | 3. Moderate | 12015 | Predictive Maintenance | 28
1009656 | Laboratory Fume Cupboard | U (Unverified): Further investigation required. | Category U (Unverified Asset): Further investigation required to identify asset. | 15 | 2023-04-27 | 0.99658 | 70.6712 | x | 1 | 4. Significant | 12016 | Predictive Maintenance | 14
1009657 | Laboratory Fume Cupboard | U (Unverified): Further investigation required. | Category U (Unverified Asset): Further investigation required to identify asset. | 15 | 2022-04-20 | 2.0151 | 69.3133 | x | 1 | 4. Significant | 12016 | Predictive Maintenance | 14
1009658 | Laboratory Fume Cupboard | B (Average): Asset is sound, operationally safe and exhibits only minor deterioration. | Category 3 (Recommended): Minor work required to prevent a deterioration of the service provided by the asset. | 15 | 2023-12-11 | 0.37235 | 85.5035 | x | 1 | 4. Significant | 12017 | Predictive Maintenance | 91.25
1009659 | Laboratory Fume Cupboard | B (Average): Asset is sound, operationally safe and exhibits only minor deterioration. | Category 3 (Recommended): Minor work required to prevent a deterioration of the service provided by the asset. | 15 | 2021-05-04 | 2.976 | 82.0319 | x | 1 | 4. Significant | 12017 | Predictive Maintenance | 91.25
1009660 | Laboratory Fume Cupboard | B (Average): Asset is sound, operationally safe and exhibits only minor deterioration. | Category 3 (Recommended): Minor work required to prevent a deterioration of the service provided by the asset. | 15 | 2014-12-01 | 9.399 | 73.4679 | x | 1 | 4. Significant | 12018 | Predictive Maintenance | 91.25
1009661 | Laboratory Fume Cupboard | B (Average): Asset is sound, operationally safe and exhibits only minor deterioration. | Category 3 (Recommended): Minor work required to prevent a deterioration of the service provided by the asset. | 15 | 2023-07-16 | 0.77755 | 84.9633 | x | 1 | 4. Significant | 12018 | Predictive Maintenance | 91.25
1009662 | Cold Rooms | B (Average): Asset is sound, operationally safe and exhibits only minor deterioration. | Category 3 (Recommended): Minor work required to prevent a deterioration of the service provided by the asset. | 15 | 2014-03-20 | 10.0999 | 72.5334 | x | 1 | 4. Significant | 12019 | Predictive Maintenance | 91.25
1009663 | Laboratory Fume Cupboard | B (Average): Asset is sound, operationally safe and exhibits only minor deterioration. | Category 3 (Recommended): Minor work required to prevent a deterioration of the service provided by the asset. | 15 | 2015-01-05 | 9.3032 | 73.5957 | x | 1 | 4. Significant | 12017 | Predictive Maintenance | 91.25
1009664 | Laboratory Fume Cupboard | B (Average): Asset is sound, operationally safe and exhibits only minor deterioration. | Category 3 (Recommended): Minor work required to prevent a deterioration of the service provided by the asset. | 15 | 2023-10-28 | 0.49281 | 85.3429 | x | 1 | 4. Significant | 12017 | Predictive Maintenance | 91.25
1009665 | Laboratory Fume Cupboard | B (Average): Asset is sound, operationally safe and exhibits only minor deterioration. | Category 3 (Recommended): Minor work required to prevent a deterioration of the service provided by the asset. | 15 | 2023-03-08 | 1.1335 | 84.4887 | x | 1 | 4. Significant | 12017 | Predictive Maintenance | 91.25
1009666 | Cold Rooms | B (Average): Asset is sound, operationally safe and exhibits only minor deterioration. | Category 3 (Recommended): Minor work required to prevent a deterioration of the service provided by the asset. | 15 | 2011-10-14 | 12.5311 | 63.2918 | x | 4 | 4. Significant | 12020 | Predictive Maintenance | 91.25
1009668 | Distribution Boards | B (Average): Asset is sound, operationally safe and exhibits only minor deterioration. | Category 3 (Recommended): Minor work required to prevent a deterioration of the service provided by the asset. | 20 | 2015-04-28 | 8.9938 | 75.0062 | x | 2 | 4. Significant | 12022 | Predictive Maintenance | 91.25
1009669 | Distribution Boards | B (Average): Asset is sound, operationally safe and exhibits only minor deterioration. | Category 3 (Recommended): Minor work required to prevent a deterioration of the service provided by the asset. | 20 | 2020-10-18 | 3.5181 | 80.4819 | x | 2 | 4. Significant | 12022 | Predictive Maintenance | 91.25
1009670 | Smoke Relief - Powered Smoke and Heat Exhaust Ventilators | B (Average): Asset is sound, operationally safe and exhibits only minor deterioration. | Category 3 (Recommended): Minor work required to prevent a deterioration of the service provided by the asset. | 30 | 2012-10-10 | 11.54 | 76.3066 | x | 2 | 5. Severe | 12022 | Predictive Maintenance | 28
1009671 | Atmospheric Gas Burner - Free Standing Boiler | B (Average): Asset is sound, operationally safe and exhibits only minor deterioration. | Category 3 (Recommended): Minor work required to prevent a deterioration of the service provided by the asset. | 20 | 2010-04-28 | 13.9932 | 64.0068 | x | 5 | 4. Significant | 10012 | Predictive Maintenance | 91.25
1009672 | Atmospheric Gas Burner - Free Standing Boiler | B (Average): Asset is sound, operationally safe and exhibits only minor deterioration. | Category 3 (Recommended): Minor work required to prevent a deterioration of the service provided by the asset. | 20 | 2010-10-31 | 13.4839 | 64.5161 | x | 5 | 4. Significant | 10012 | Predictive Maintenance | 91.25
1009673 | Expansion Vessels | B (Average): Asset is sound, operationally safe and exhibits only minor deterioration. | Category 3 (Recommended): Minor work required to prevent a deterioration of the service provided by the asset. | 15 | 2018-01-27 | 6.2423 | 73.6769 | x | 3 | 4. Significant | 10079 | Predictive Maintenance | 91.25
1009674 | Cold Water Storage Tanks and Cisterns | B (Average): Asset is sound, operationally safe and exhibits only minor deterioration. | Category 3 (Recommended): Minor work required to prevent a deterioration of the service provided by the asset. | 25 | 2011-12-14 | 12.3641 | 68.1087 | x | 5 | 4. Significant | 10012 | Predictive Maintenance | 91.25
1009675 | Cold Water Storage Tanks and Cisterns | B (Average): Asset is sound, operationally safe and exhibits only minor deterioration. | Category 3 (Recommended): Minor work required to prevent a deterioration of the service provided by the asset. | 20 | 2015-08-27 | 8.6626 | 69.3374 | x | 5 | 4. Significant | 10012 | Predictive Maintenance | 91.25
1009676 | Distribution Boards | B (Average): Asset is sound, operationally safe and exhibits only minor deterioration. | Category 3 (Recommended): Minor work required to prevent a deterioration of the service provided by the asset. | 20 | 2023-11-23 | 0.42163 | 81.5784 | x | 3 | 4. Significant | 12023 | Predictive Maintenance | 91.25
1009677 | Distribution Boards | B (Average): Asset is sound, operationally safe and exhibits only minor deterioration. | Category 3 (Recommended): Minor work required to prevent a deterioration of the service provided by the asset. | 20 | 2022-05-06 | 1.9713 | 80.0287 | x | 3 | 4. Significant | 12023 | Predictive Maintenance | 91.25
1009678 | Distribution Boards | B (Average): Asset is sound, operationally safe and exhibits only minor deterioration. | Category 3 (Recommended): Minor work required to prevent a deterioration of the service provided by the asset. | 20 | 2005-06-20 | 18.8474 | 63.1526 | x | 3 | 4. Significant | 12023 | Predictive Maintenance | 91.25
1009679 | Distribution Boards | B (Average): Asset is sound, operationally safe and exhibits only minor deterioration. | Category 3 (Recommended): Minor work required to prevent a deterioration of the service provided by the asset. | 20 | 2004-02-03 | 20.2245 | 61.7755 | x | 3 | 4. Significant | 12023 | Predictive Maintenance | 91.25
1009680 | Distribution Boards | B (Average): Asset is sound, operationally safe and exhibits only minor deterioration. | Category 3 (Recommended): Minor work required to prevent a deterioration of the service provided by the asset. | 20 | 2007-09-11 | 16.6215 | 67.3785 | x | 2 | 4. Significant | 12024 | Predictive Maintenance | 91.25
1009681 | Distribution Boards | B (Average): Asset is sound, operationally safe and exhibits only minor deterioration. | Category 3 (Recommended): Minor work required to prevent a deterioration of the service provided by the asset. | 20 | 2009-03-28 | 15.0773 | 68.9227 | x | 2 | 4. Significant | 12024 | Predictive Maintenance | 91.25
1009682 | Distribution Boards | B (Average): Asset is sound, operationally safe and exhibits only minor deterioration. | Category 3 (Recommended): Minor work required to prevent a deterioration of the service provided by the asset. | 20 | 2017-06-09 | 6.8775 | 77.1225 | x | 2 | 4. Significant | 12024 | Predictive Maintenance | 91.25
1009683 | Meter Reading - Electric | B (Average): Asset is sound, operationally safe and exhibits only minor deterioration. | Category 3 (Recommended): Minor work required to prevent a deterioration of the service provided by the asset. | 20 | 2006-01-05 | 18.3025 | 65.6975 | x | 2 | 2. Minor | 12025 | Predictive Maintenance | 182.5
1009684 | Meter Reading - Electric | B (Average): Asset is sound, operationally safe and exhibits only minor deterioration. | Category 3 (Recommended): Minor work required to prevent a deterioration of the service provided by the asset. | 20 | 2013-05-26 | 10.9158 | 73.0842 | x | 2 | 2. Minor | 12025 | Predictive Maintenance | 182.5
1009685 | Meter Reading - Electric | B (Average): Asset is sound, operationally safe and exhibits only minor deterioration. | Category 3 (Recommended): Minor work required to prevent a deterioration of the service provided by the asset. | 20 | 2023-12-06 | 0.38604 | 83.614 | x | 2 | 2. Minor | 12025 | Predictive Maintenance | 182.5
1009686 | Meter Reading - Electric | B (Average): Asset is sound, operationally safe and exhibits only minor deterioration. | Category 3 (Recommended): Minor work required to prevent a deterioration of the service provided by the asset. | 20 | 2021-11-12 | 2.4504 | 81.5496 | x | 2 | 2. Minor | 12025 | Predictive Maintenance | 182.5
1009687 | Meter Reading - Electric | B (Average): Asset is sound, operationally safe and exhibits only minor deterioration. | Category 3 (Recommended): Minor work required to prevent a deterioration of the service provided by the asset. | 20 | 2020-10-15 | 3.5264 | 80.4736 | x | 2 | 2. Minor | 12025 | Predictive Maintenance | 182.5
1009688 | Meter Reading - Electric | B (Average): Asset is sound, operationally safe and exhibits only minor deterioration. | Category 3 (Recommended): Minor work required to prevent a deterioration of the service provided by the asset. | 20 | 2013-07-14 | 10.7817 | 73.2183 | x | 2 | 2. Minor | 12025 | Predictive Maintenance | 182.5
1009689 | Meter Reading - Electric | B (Average): Asset is sound, operationally safe and exhibits only minor deterioration. | Category 3 (Recommended): Minor work required to prevent a deterioration of the service provided by the asset. | 20 | 2005-02-08 | 19.2088 | 64.7912 | x | 2 | 2. Minor | 12025 | Predictive Maintenance | 182.5
1009690 | Meter Reading - Electric | B (Average): Asset is sound, operationally safe and exhibits only minor deterioration. | Category 3 (Recommended): Minor work required to prevent a deterioration of the service provided by the asset. | 20 | 2013-10-31 | 10.4832 | 73.5168 | x | 2 | 2. Minor | 12025 | Predictive Maintenance | 182.5
1009691 | Meter Reading - Electric | B (Average): Asset is sound, operationally safe and exhibits only minor deterioration. | Category 3 (Recommended): Minor work required to prevent a deterioration of the service provided by the asset. | 20 | 2010-03-17 | 14.1081 | 69.8919 | x | 2 | 2. Minor | 12025 | Predictive Maintenance | 182.5
1009692 | Meter Reading - Electric | B (Average): Asset is sound, operationally safe and exhibits only minor deterioration. | Category 3 (Recommended): Minor work required to prevent a deterioration of the service provided by the asset. | 20 | 2021-04-16 | 3.0253 | 80.9747 | x | 2 | 2. Minor | 12025 | Predictive Maintenance | 182.5
1009693 | Meter Reading - Electric | B (Average): Asset is sound, operationally safe and exhibits only minor deterioration. | Category 3 (Recommended): Minor work required to prevent a deterioration of the service provided by the asset. | 20 | 2008-10-21 | 15.5099 | 68.4901 | x | 2 | 2. Minor | 12025 | Predictive Maintenance | 182.5
1009694 | Meter Reading - Electric | B (Average): Asset is sound, operationally safe and exhibits only minor deterioration. | Category 3 (Recommended): Minor work required to prevent a deterioration of the service provided by the asset. | 20 | 2016-11-16 | 7.4387 | 76.5613 | x | 2 | 2. Minor | 12025 | Predictive Maintenance | 182.5
1009695 | Meter Reading - Electric | B (Average): Asset is sound, operationally safe and exhibits only minor deterioration. | Category 3 (Recommended): Minor work required to prevent a deterioration of the service provided by the asset. | 20 | 2023-08-29 | 0.65708 | 83.3429 | x | 2 | 2. Minor | 12025 | Predictive Maintenance | 182.5
1009696 | Meter Reading - Electric | B (Average): Asset is sound, operationally safe and exhibits only minor deterioration. | Category 3 (Recommended): Minor work required to prevent a deterioration of the service provided by the asset. | 20 | 2011-01-19 | 13.2649 | 70.7351 | x | 2 | 2. Minor | 12025 | Predictive Maintenance | 182.5
1009697 | Meter Reading - Electric | B (Average): Asset is sound, operationally safe and exhibits only minor deterioration. | Category 3 (Recommended): Minor work required to prevent a deterioration of the service provided by the asset. | 20 | 2022-02-10 | 2.204 | 81.796 | x | 2 | 2. Minor | 12025 | Predictive Maintenance | 182.5
1009698 | Meter Reading - Electric | B (Average): Asset is sound, operationally safe and exhibits only minor deterioration. | Category 3 (Recommended): Minor work required to prevent a deterioration of the service provided by the asset. | 20 | 2011-04-18 | 13.0212 | 70.9788 | x | 2 | 2. Minor | 12025 | Predictive Maintenance | 182.5
1009699 | Meter Reading - Electric | B (Average): Asset is sound, operationally safe and exhibits only minor deterioration. | Category 3 (Recommended): Minor work required to prevent a deterioration of the service provided by the asset. | 20 | 2012-05-18 | 11.937 | 72.063 | x | 2 | 2. Minor | 12025 | Predictive Maintenance | 182.5
1009700 | Meter Reading - Electric | B (Average): Asset is sound, operationally safe and exhibits only minor deterioration. | Category 3 (Recommended): Minor work required to prevent a deterioration of the service provided by the asset. | 20 | 2011-08-20 | 12.6817 | 71.3183 | x | 2 | 2. Minor | 12025 | Predictive Maintenance | 182.5
1009701 | Meter Reading - Electric | B (Average): Asset is sound, operationally safe and exhibits only minor deterioration. | Category 3 (Recommended): Minor work required to prevent a deterioration of the service provided by the asset. | 20 | 2012-04-29 | 11.989 | 72.011 | x | 2 | 2. Minor | 12025 | Predictive Maintenance | 182.5
1009702 | Meter Reading - Electric | B (Average): Asset is sound, operationally safe and exhibits only minor deterioration. | Category 3 (Recommended): Minor work required to prevent a deterioration of the service provided by the asset. | 20 | 2017-10-02 | 6.5626 | 77.4374 | x | 2 | 2. Minor | 12025 | Predictive Maintenance | 182.5
1009703 | Meter Reading - Electric | B (Average): Asset is sound, operationally safe and exhibits only minor deterioration. | Category 3 (Recommended): Minor work required to prevent a deterioration of the service provided by the asset. | 20 | 2024-01-11 | 0.28747 | 83.7125 | x | 2 | 2. Minor | 12025 | Predictive Maintenance | 182.5
1009704 | Distribution Boards | B (Average): Asset is sound, operationally safe and exhibits only minor deterioration. | Category 3 (Recommended): Minor work required to prevent a deterioration of the service provided by the asset. | 20 | 2009-04-25 | 15.0007 | 64.9993 | x | 4 | 4. Significant | 10047 | Predictive Maintenance | 91.25
1009705 | Distribution Boards | B (Average): Asset is sound, operationally safe and exhibits only minor deterioration. | Category 3 (Recommended): Minor work required to prevent a deterioration of the service provided by the asset. | 20 | 2018-12-15 | 5.3607 | 74.6393 | x | 4 | 4. Significant | 10047 | Predictive Maintenance | 91.25
1009706 | Distribution Boards | B (Average): Asset is sound, operationally safe and exhibits only minor deterioration. | Category 3 (Recommended): Minor work required to prevent a deterioration of the service provided by the asset. | 20 | 2022-01-29 | 2.2368 | 77.7632 | x | 4 | 4. Significant | 10047 | Predictive Maintenance | 91.25
1009707 | Distribution Boards | B (Average): Asset is sound, operationally safe and exhibits only minor deterioration. | Category 3 (Recommended): Minor work required to prevent a deterioration of the service provided by the asset. | 20 | 2015-07-15 | 8.7803 | 71.2197 | x | 4 | 4. Significant | 10047 | Predictive Maintenance | 91.25
1009708 | Distribution Boards | B (Average): Asset is sound, operationally safe and exhibits only minor deterioration. | Category 3 (Recommended): Minor work required to prevent a deterioration of the service provided by the asset. | 20 | 2006-05-12 | 17.9548 | 62.0452 | x | 4 | 4. Significant | 10047 | Predictive Maintenance | 91.25
1009709 | Distribution Boards | B (Average): Asset is sound, operationally safe and exhibits only minor deterioration. | Category 3 (Recommended): Minor work required to prevent a deterioration of the service provided by the asset. | 20 | 2008-09-06 | 15.6331 | 64.3669 | x | 4 | 4. Significant | 10047 | Predictive Maintenance | 91.25
1009710 | Distribution Boards | B (Average): Asset is sound, operationally safe and exhibits only minor deterioration. | Category 3 (Recommended): Minor work required to prevent a deterioration of the service provided by the asset. | 20 | 2008-11-09 | 15.4579 | 64.5421 | x | 4 | 4. Significant | 10047 | Predictive Maintenance | 91.25
1009711 | Distribution Boards | B (Average): Asset is sound, operationally safe and exhibits only minor deterioration. | Category 3 (Recommended): Minor work required to prevent a deterioration of the service provided by the asset. | 20 | 2012-07-25 | 11.7509 | 68.2491 | x | 4 | 4. Significant | 10047 | Predictive Maintenance | 91.25
1009712 | Distribution Boards | B (Average): Asset is sound, operationally safe and exhibits only minor deterioration. | Category 3 (Recommended): Minor work required to prevent a deterioration of the service provided by the asset. | 20 | 2022-04-02 | 2.0643 | 77.9357 | x | 4 | 4. Significant | 10047 | Predictive Maintenance | 91.25
1009713 | Distribution Boards | B (Average): Asset is sound, operationally safe and exhibits only minor deterioration. | Category 3 (Recommended): Minor work required to prevent a deterioration of the service provided by the asset. | 20 | 2018-04-25 | 6.0014 | 73.9986 | x | 4 | 4. Significant | 10047 | Predictive Maintenance | 91.25
1009714 | Distribution Boards | B (Average): Asset is sound, operationally safe and exhibits only minor deterioration. | Category 3 (Recommended): Minor work required to prevent a deterioration of the service provided by the asset. | 20 | 2022-09-26 | 1.5797 | 78.4203 | x | 4 | 4. Significant | 10047 | Predictive Maintenance | 91.25
1009715 | Distribution Boards | B (Average): Asset is sound, operationally safe and exhibits only minor deterioration. | Category 3 (Recommended): Minor work required to prevent a deterioration of the service provided by the asset. | 20 | 2020-06-21 | 3.8439 | 76.1561 | x | 4 | 4. Significant | 10047 | Predictive Maintenance | 91.25
1009716 | Distribution Boards | B (Average): Asset is sound, operationally safe and exhibits only minor deterioration. | Category 3 (Recommended): Minor work required to prevent a deterioration of the service provided by the asset. | 20 | 2007-07-30 | 16.7392 | 63.2608 | x | 4 | 4. Significant | 10047 | Predictive Maintenance | 91.25
1009717 | Distribution Boards | B (Average): Asset is sound, operationally safe and exhibits only minor deterioration. | Category 3 (Recommended): Minor work required to prevent a deterioration of the service provided by the asset. | 20 | 2018-05-20 | 5.9329 | 74.0671 | x | 4 | 4. Significant | 10047 | Predictive Maintenance | 91.25
1009718 | Distribution Boards | B (Average): Asset is sound, operationally safe and exhibits only minor deterioration. | Category 3 (Recommended): Minor work required to prevent a deterioration of the service provided by the asset. | 20 | 2018-03-06 | 6.1383 | 73.8617 | x | 4 | 4. Significant | 10047 | Predictive Maintenance | 91.25
1009719 | Distribution Boards | B (Average): Asset is sound, operationally safe and exhibits only minor deterioration. | Category 3 (Recommended): Minor work required to prevent a deterioration of the service provided by the asset. | 20 | 2022-11-28 | 1.4073 | 78.5927 | x | 4 | 4. Significant | 10047 | Predictive Maintenance | 91.25
1009720 | Distribution Boards | B (Average): Asset is sound, operationally safe and exhibits only minor deterioration. | Category 3 (Recommended): Minor work required to prevent a deterioration of the service provided by the asset. | 20 | 2008-08-01 | 15.7317 | 64.2683 | x | 4 | 4. Significant | 10047 | Predictive Maintenance | 91.25
1009721 | Laboratory Incubators | B (Average): Asset is sound, operationally safe and exhibits only minor deterioration. | Category 3 (Recommended): Minor work required to prevent a deterioration of the service provided by the asset. | 15 | 2014-09-21 | 9.5934 | 67.2088 | x | 4 | 3. Moderate | 12026 | Predictive Maintenance | 91.25
1009722 | Laboratory Incubators | A (Good): Asset is as new and can be expected to perform adequately to its full normal life if maintained appropriately. | Category 4 (Normal): No work required beyond normal maintenance. | 15 | 2021-03-10 | 3.1266 | 89.8312 | x | 4 | 3. Moderate | 12026 | Predictive Maintenance | 365
1009723 | Laboratory Incubators | B (Average): Asset is sound, operationally safe and exhibits only minor deterioration. | Category 3 (Recommended): Minor work required to prevent a deterioration of the service provided by the asset. | 15 | 2017-09-06 | 6.6338 | 71.1549 | x | 4 | 3. Moderate | 12026 | Predictive Maintenance | 91.25
1009724 | Laboratory Fume Cupboard | B (Average): Asset is sound, operationally safe and exhibits only minor deterioration. | Category 3 (Recommended): Minor work required to prevent a deterioration of the service provided by the asset. | 15 | 2019-10-26 | 4.4983 | 74.0023 | x | 4 | 4. Significant | 12026 | Predictive Maintenance | 91.25
1009725 | Laboratory Fume Cupboard | B (Average): Asset is sound, operationally safe and exhibits only minor deterioration. | Category 3 (Recommended): Minor work required to prevent a deterioration of the service provided by the asset. | 15 | 2014-01-20 | 10.2615 | 66.318 | x | 4 | 4. Significant | 12026 | Predictive Maintenance | 91.25
1009728 | Ultra Low Temperature Freezer | B (Average): Asset is sound, operationally safe and exhibits only minor deterioration. | Category 3 (Recommended): Minor work required to prevent a deterioration of the service provided by the asset. | 15 | 2019-03-01 | 5.1526 | 73.1298 | x | 4 | 4. Significant | 12027 | Predictive Maintenance | 91.25
1009729 | Ultra Low Temperature Freezer | B (Average): Asset is sound, operationally safe and exhibits only minor deterioration. | Category 3 (Recommended): Minor work required to prevent a deterioration of the service provided by the asset. | 15 | 2021-09-17 | 2.6037 | 76.5284 | x | 4 | 4. Significant | 12027 | Predictive Maintenance | 91.25
1009730 | Ultra Low Temperature Freezer | B (Average): Asset is sound, operationally safe and exhibits only minor deterioration. | Category 3 (Recommended): Minor work required to prevent a deterioration of the service provided by the asset. | 15 | 2023-11-06 | 0.46817 | 79.3758 | x | 4 | 4. Significant | 12027 | Predictive Maintenance | 91.25
1009731 | Laboratory Fume Cupboard | B (Average): Asset is sound, operationally safe and exhibits only minor deterioration. | Category 3 (Recommended): Minor work required to prevent a deterioration of the service provided by the asset. | 15 | 2018-12-05 | 5.3881 | 72.8159 | x | 4 | 4. Significant | 12028 | Predictive Maintenance | 91.25
1009732 | Ultra Low Temperature Freezer | B (Average): Asset is sound, operationally safe and exhibits only minor deterioration. | Category 3 (Recommended): Minor work required to prevent a deterioration of the service provided by the asset. | 15 | 2019-01-16 | 5.2731 | 72.9692 | x | 4 | 4. Significant | 12028 | Predictive Maintenance | 91.25
1009733 | Room Air Conditioners | B (Average): Asset is sound, operationally safe and exhibits only minor deterioration. | Category 3 (Recommended): Minor work required to prevent a deterioration of the service provided by the asset. | 15 | 2015-06-16 | 8.8597 | 74.1871 | x | 1 | 3. Moderate | 12029 | Predictive Maintenance | 91.25
1009734 | Fire Alarm System | B (Average): Asset is sound, operationally safe and exhibits only minor deterioration. | Category 3 (Recommended): Minor work required to prevent a deterioration of the service provided by the asset. | 15 | 2015-08-05 | 8.7228 | 74.3696 | x | 1 | 5. Severe | 12030 | Predictive Maintenance | 28
1009735 | Fire Alarm System | B (Average): Asset is sound, operationally safe and exhibits only minor deterioration. | Category 3 (Recommended): Minor work required to prevent a deterioration of the service provided by the asset. | 15 | 2021-09-10 | 2.6229 | 82.5029 | x | 1 | 5. Severe | 12030 | Predictive Maintenance | 28
1009736 | Fire Alarm System | B (Average): Asset is sound, operationally safe and exhibits only minor deterioration. | Category 3 (Recommended): Minor work required to prevent a deterioration of the service provided by the asset. | 15 | 2017-11-19 | 6.4312 | 77.4251 | x | 1 | 5. Severe | 12030 | Predictive Maintenance | 28
1009737 | Distribution Boards | B (Average): Asset is sound, operationally safe and exhibits only minor deterioration. | Category 3 (Recommended): Minor work required to prevent a deterioration of the service provided by the asset. | 20 | 2019-06-14 | 4.8652 | 81.1348 | x | 1 | 4. Significant | 12031 | Predictive Maintenance | 91.25
1009738 | Distribution Boards | B (Average): Asset is sound, operationally safe and exhibits only minor deterioration. | Category 3 (Recommended): Minor work required to prevent a deterioration of the service provided by the asset. | 20 | 2010-10-25 | 13.5003 | 72.4997 | x | 1 | 4. Significant | 12031 | Predictive Maintenance | 91.25
1009739 | Distribution Boards | B (Average): Asset is sound, operationally safe and exhibits only minor deterioration. | Category 3 (Recommended): Minor work required to prevent a deterioration of the service provided by the asset. | 20 | 2011-04-03 | 13.0623 | 72.9377 | x | 1 | 4. Significant | 12031 | Predictive Maintenance | 91.25
1009741 | Traction Lifts | B (Average): Asset is sound, operationally safe and exhibits only minor deterioration. | Category 3 (Recommended): Minor work required to prevent a deterioration of the service provided by the asset. | 20 | 2013-08-05 | 10.7214 | 75.2786 | x | 1 | 4. Significant | 12032 | Predictive Maintenance | 91.25
1009742 | Gas Detection/Flammable | B (Average): Asset is sound, operationally safe and exhibits only minor deterioration. | Category 3 (Recommended): Minor work required to prevent a deterioration of the service provided by the asset. | 15 | 2010-07-14 | 13.7823 | 67.6235 | x | 1 | 5. Severe | 12033 | Predictive Maintenance | 28
1009743 | Distribution Boards | B (Average): Asset is sound, operationally safe and exhibits only minor deterioration. | Category 3 (Recommended): Minor work required to prevent a deterioration of the service provided by the asset. | 20 | 2023-05-17 | 0.94182 | 85.0582 | x | 1 | 4. Significant | 12034 | Predictive Maintenance | 91.25
1009744 | Emergency Assistance Alarm | B (Average): Asset is sound, operationally safe and exhibits only minor deterioration. | Category 3 (Recommended): Minor work required to prevent a deterioration of the service provided by the asset. | 10 | 2017-02-12 | 7.1978 | 71.6044 | x | 1 | 5. Severe | 12035 | Predictive Maintenance | 28
1009745 | Ventilating Fans - General | B (Average): Asset is sound, operationally safe and exhibits only minor deterioration. | Category 3 (Recommended): Minor work required to prevent a deterioration of the service provided by the asset. | 20 | 2014-11-13 | 9.4483 | 76.5517 | x | 1 | 2. Minor | 12033 | Predictive Maintenance | 182.5
1009746 | Ultra Low Temperature Freezer | B (Average): Asset is sound, operationally safe and exhibits only minor deterioration. | Category 3 (Recommended): Minor work required to prevent a deterioration of the service provided by the asset. | 15 | 2023-12-16 | 0.35866 | 79.5218 | x | 4 | 4. Significant | 12028 | Predictive Maintenance | 91.25
1009749 | Speed Controllers | A (Good): Asset is as new and can be expected to perform adequately to its full normal life if maintained appropriately. | Category 4 (Normal): No work required beyond normal maintenance. | 15 | 2019-02-27 | 5.1581 | 85.1225 | x | 5 | 4. Significant | 10017 | Predictive Maintenance | 162.5
1009750 | Speed Controllers | A (Good): Asset is as new and can be expected to perform adequately to its full normal life if maintained appropriately. | Category 4 (Normal): No work required beyond normal maintenance. | 15 | 2019-08-11 | 4.7064 | 85.7248 | x | 5 | 4. Significant | 10017 | Predictive Maintenance | 162.5
1009751 | Outstations | B (Average): Asset is sound, operationally safe and exhibits only minor deterioration. | Category 3 (Recommended): Minor work required to prevent a deterioration of the service provided by the asset. | 10 | 2016-07-03 | 7.8111 | 62.3778 | x | 5 | 4. Significant | 10017 | Predictive Maintenance | 91.25
1009752 | Outstations | B (Average): Asset is sound, operationally safe and exhibits only minor deterioration. | Category 3 (Recommended): Minor work required to prevent a deterioration of the service provided by the asset. | 10 | 2019-01-10 | 5.2895 | 67.4209 | x | 5 | 4. Significant | 10017 | Predictive Maintenance | 91.25
1009753 | Outstations | B (Average): Asset is sound, operationally safe and exhibits only minor deterioration. | Category 3 (Recommended): Minor work required to prevent a deterioration of the service provided by the asset. | 10 | 2017-10-07 | 6.5489 | 64.9021 | x | 5 | 4. Significant | 10017 | Predictive Maintenance | 91.25
1009754 | Meter Reading - Electric | B (Average): Asset is sound, operationally safe and exhibits only minor deterioration. | Category 3 (Recommended): Minor work required to prevent a deterioration of the service provided by the asset. | 20 | 2017-09-30 | 6.5681 | 71.4319 | x | 5 | 2. Minor | 10017 | Predictive Maintenance | 182.5
1009755 | Meter Reading - Electric | B (Average): Asset is sound, operationally safe and exhibits only minor deterioration. | Category 3 (Recommended): Minor work required to prevent a deterioration of the service provided by the asset. | 20 | 2009-09-04 | 14.6393 | 63.3607 | x | 5 | 2. Minor | 10017 | Predictive Maintenance | 182.5
1009756 | Meter Reading - Electric | B (Average): Asset is sound, operationally safe and exhibits only minor deterioration. | Category 3 (Recommended): Minor work required to prevent a deterioration of the service provided by the asset. | 20 | 2022-08-02 | 1.7303 | 76.2697 | x | 5 | 2. Minor | 10017 | Predictive Maintenance | 182.5
1009757 | Meter Reading - Electric | B (Average): Asset is sound, operationally safe and exhibits only minor deterioration. | Category 3 (Recommended): Minor work required to prevent a deterioration of the service provided by the asset. | 20 | 2012-11-19 | 11.4305 | 66.5695 | x | 5 | 2. Minor | 10017 | Predictive Maintenance | 182.5
1009758 | Speed Controllers | A (Good): Asset is as new and can be expected to perform adequately to its full normal life if maintained appropriately. | Category 4 (Normal): No work required beyond normal maintenance. | 15 | 2012-10-08 | 11.5455 | 76.606 | x | 5 | 4. Significant | 10017 | Predictive Maintenance | 162.5
1009759 | Laboratory Fume Cupboard | B (Average): Asset is sound, operationally safe and exhibits only minor deterioration. | Category 3 (Recommended): Minor work required to prevent a deterioration of the service provided by the asset. | 15 | 2016-08-10 | 7.707 | 69.7239 | x | 4 | 4. Significant | 12036 | Predictive Maintenance | 91.25
1009761 | Laboratory Fume Cupboard | B (Average): Asset is sound, operationally safe and exhibits only minor deterioration. | Category 3 (Recommended): Minor work required to prevent a deterioration of the service provided by the asset. | 15 | 2014-06-25 | 9.8344 | 66.8875 | x | 4 | 4. Significant | 12028 | Predictive Maintenance | 91.25
1009762 | Ventilating Fans - General | A (Good): Asset is as new and can be expected to perform adequately to its full normal life if maintained appropriately. | Category 4 (Normal): No work required beyond normal maintenance. | 20 | 2010-02-11 | 14.2012 | 77.7988 | x | 5 | 2. Minor | 10017 | Predictive Maintenance | 365
1009763 | Ventilating Fans - General | A (Good): Asset is as new and can be expected to perform adequately to its full normal life if maintained appropriately. | Category 4 (Normal): No work required beyond normal maintenance. | 20 | 2022-12-31 | 1.3169 | 90.6831 | x | 5 | 2. Minor | 10017 | Predictive Maintenance | 365
1009764 | Sewage or Drainage Pumps Submersible | B (Average): Asset is sound, operationally safe and exhibits only minor deterioration. | Category 3 (Recommended): Minor work required to prevent a deterioration of the service provided by the asset. | 15 | 2017-03-09 | 7.1294 | 74.4942 | x | 2 | 4. Significant | 10412 | Predictive Maintenance | 91.25
1009765 | Ventilating Fans - General | B (Average): Asset is sound, operationally safe and exhibits only minor deterioration. | Category 3 (Recommended): Minor work required to prevent a deterioration of the service provided by the asset. | 20 | 2022-01-30 | 2.2341 | 75.7659 | x | 5 | 2. Minor | 10017 | Predictive Maintenance | 182.5
1009766 | Ventilating Fans - General | B (Average): Asset is sound, operationally safe and exhibits only minor deterioration. | Category 3 (Recommended): Minor work required to prevent a deterioration of the service provided by the asset. | 20 | 2021-08-07 | 2.7159 | 75.2841 | x | 5 | 2. Minor | 10017 | Predictive Maintenance | 182.5
1009767 | Speed Controllers | B (Average): Asset is sound, operationally safe and exhibits only minor deterioration. | Category 3 (Recommended): Minor work required to prevent a deterioration of the service provided by the asset. | 15 | 2020-08-10 | 3.707 | 73.0573 | x | 5 | 4. Significant | 10017 | Predictive Maintenance | 91.25
1009768 | Speed Controllers | B (Average): Asset is sound, operationally safe and exhibits only minor deterioration. | Category 3 (Recommended): Minor work required to prevent a deterioration of the service provided by the asset. | 15 | 2011-03-27 | 13.0815 | 60.5581 | x | 5 | 4. Significant | 10017 | Predictive Maintenance | 91.25
1009769 | Speed Controllers | B (Average): Asset is sound, operationally safe and exhibits only minor deterioration. | Category 3 (Recommended): Minor work required to prevent a deterioration of the service provided by the asset. | 15 | 2013-02-28 | 11.154 | 63.128 | x | 5 | 4. Significant | 10017 | Predictive Maintenance | 91.25
1009770 | Outstations | A (Good): Asset is as new and can be expected to perform adequately to its full normal life if maintained appropriately. | Category 4 (Normal): No work required beyond normal maintenance. | 10 | 2022-08-20 | 1.681 | 88.6379 | x | 5 | 4. Significant | 10017 | Predictive Maintenance | 162.5
1009771 | Outstations | A (Good): Asset is as new and can be expected to perform adequately to its full normal life if maintained appropriately. | Category 4 (Normal): No work required beyond normal maintenance. | 10 | 2015-03-19 | 9.1034 | 73.7933 | x | 5 | 4. Significant | 10017 | Predictive Maintenance | 162.5
1009772 | Distribution Boards | B (Average): Asset is sound, operationally safe and exhibits only minor deterioration. | Category 3 (Recommended): Minor work required to prevent a deterioration of the service provided by the asset. | 20 | 2018-09-22 | 5.5907 | 72.4093 | x | 5 | 4. Significant | 10017 | Predictive Maintenance | 91.25
1009773 | Distribution Boards | B (Average): Asset is sound, operationally safe and exhibits only minor deterioration. | Category 3 (Recommended): Minor work required to prevent a deterioration of the service provided by the asset. | 20 | 2013-12-09 | 10.3765 | 67.6235 | x | 5 | 4. Significant | 10017 | Predictive Maintenance | 91.25
1009774 | Distribution Boards | B (Average): Asset is sound, operationally safe and exhibits only minor deterioration. | Category 3 (Recommended): Minor work required to prevent a deterioration of the service provided by the asset. | 20 | 2021-06-20 | 2.8474 | 75.1526 | x | 5 | 4. Significant | 10017 | Predictive Maintenance | 91.25
1009776 | Laboratory Incubators | B (Average): Asset is sound, operationally safe and exhibits only minor deterioration. | Category 3 (Recommended): Minor work required to prevent a deterioration of the service provided by the asset. | 15 | 2018-04-19 | 6.0178 | 69.9763 | x | 5 | 3. Moderate | 12037 | Predictive Maintenance | 91.25
1009777 | Laboratory Incubators | B (Average): Asset is sound, operationally safe and exhibits only minor deterioration. | Category 3 (Recommended): Minor work required to prevent a deterioration of the service provided by the asset. | 15 | 2013-11-30 | 10.4011 | 64.1319 | x | 5 | 3. Moderate | 12037 | Predictive Maintenance | 91.25
1009780 | Laboratory Fume Cupboard | B (Average): Asset is sound, operationally safe and exhibits only minor deterioration. | Category 3 (Recommended): Minor work required to prevent a deterioration of the service provided by the asset. | 15 | 2023-06-23 | 0.84052 | 76.8793 | x | 5 | 4. Significant | 12039 | Predictive Maintenance | 91.25
1009781 | Laboratory Fume Cupboard | B (Average): Asset is sound, operationally safe and exhibits only minor deterioration. | Category 3 (Recommended): Minor work required to prevent a deterioration of the service provided by the asset. | 15 | 2021-03-11 | 3.1239 | 73.8348 | x | 5 | 4. Significant | 12038 | Predictive Maintenance | 91.25
1009782 | Laboratory Fume Cupboard | B (Average): Asset is sound, operationally safe and exhibits only minor deterioration. | Category 3 (Recommended): Minor work required to prevent a deterioration of the service provided by the asset. | 15 | 2015-02-20 | 9.1773 | 65.7636 | x | 5 | 4. Significant | 12038 | Predictive Maintenance | 91.25
1009783 | Laboratory Fume Cupboard | B (Average): Asset is sound, operationally safe and exhibits only minor deterioration. | Category 3 (Recommended): Minor work required to prevent a deterioration of the service provided by the asset. | 15 | 2010-01-05 | 14.3025 | 58.93 | x | 5 | 4. Significant | 12038 | Predictive Maintenance | 91.25
1009784 | Distribution Boards | B (Average): Asset is sound, operationally safe and exhibits only minor deterioration. | Category 3 (Recommended): Minor work required to prevent a deterioration of the service provided by the asset. | 20 | 2023-12-31 | 0.31759 | 77.6824 | x | 5 | 4. Significant | 10050 | Predictive Maintenance | 91.25
1009785 | Distribution Boards | B (Average): Asset is sound, operationally safe and exhibits only minor deterioration. | Category 3 (Recommended): Minor work required to prevent a deterioration of the service provided by the asset. | 20 | 2004-11-26 | 19.4114 | 58.5886 | x | 5 | 4. Significant | 10050 | Predictive Maintenance | 91.25
1009786 | Distribution Boards | B (Average): Asset is sound, operationally safe and exhibits only minor deterioration. | Category 3 (Recommended): Minor work required to prevent a deterioration of the service provided by the asset. | 20 | 2022-08-31 | 1.6509 | 76.3491 | x | 5 | 4. Significant | 10050 | Predictive Maintenance | 91.25
1009787 | Distribution Boards | B (Average): Asset is sound, operationally safe and exhibits only minor deterioration. | Category 3 (Recommended): Minor work required to prevent a deterioration of the service provided by the asset. | 20 | 2014-04-23 | 10.0068 | 67.9932 | x | 5 | 4. Significant | 10050 | Predictive Maintenance | 91.25
1009788 | Distribution Boards | B (Average): Asset is sound, operationally safe and exhibits only minor deterioration. | Category 3 (Recommended): Minor work required to prevent a deterioration of the service provided by the asset. | 20 | 2022-07-01 | 1.8179 | 76.1821 | x | 5 | 4. Significant | 10050 | Predictive Maintenance | 91.25
1009789 | Distribution Boards | B (Average): Asset is sound, operationally safe and exhibits only minor deterioration. | Category 3 (Recommended): Minor work required to prevent a deterioration of the service provided by the asset. | 20 | 2008-05-08 | 15.9644 | 62.0356 | x | 5 | 4. Significant | 10050 | Predictive Maintenance | 91.25
1009790 | Distribution Boards | B (Average): Asset is sound, operationally safe and exhibits only minor deterioration. | Category 3 (Recommended): Minor work required to prevent a deterioration of the service provided by the asset. | 20 | 2016-06-15 | 7.8604 | 70.1396 | x | 5 | 4. Significant | 10050 | Predictive Maintenance | 91.25
1009791 | Distribution Boards | B (Average): Asset is sound, operationally safe and exhibits only minor deterioration. | Category 3 (Recommended): Minor work required to prevent a deterioration of the service provided by the asset. | 20 | 2020-03-15 | 4.1123 | 73.8877 | x | 5 | 4. Significant | 10050 | Predictive Maintenance | 91.25
1009792 | Distribution Boards | B (Average): Asset is sound, operationally safe and exhibits only minor deterioration. | Category 3 (Recommended): Minor work required to prevent a deterioration of the service provided by the asset. | 20 | 2008-09-14 | 15.6112 | 62.3888 | x | 5 | 4. Significant | 10050 | Predictive Maintenance | 91.25
1009793 | Distribution Boards | B (Average): Asset is sound, operationally safe and exhibits only minor deterioration. | Category 3 (Recommended): Minor work required to prevent a deterioration of the service provided by the asset. | 20 | 2010-01-03 | 14.308 | 63.692 | x | 5 | 4. Significant | 10050 | Predictive Maintenance | 91.25
1009794 | Distribution Boards | B (Average): Asset is sound, operationally safe and exhibits only minor deterioration. | Category 3 (Recommended): Minor work required to prevent a deterioration of the service provided by the asset. | 20 | 2006-03-29 | 18.0753 | 59.9247 | x | 5 | 4. Significant | 10050 | Predictive Maintenance | 91.25
1009795 | Distribution Boards | B (Average): Asset is sound, operationally safe and exhibits only minor deterioration. | Category 3 (Recommended): Minor work required to prevent a deterioration of the service provided by the asset. | 20 | 2021-02-13 | 3.1951 | 74.8049 | x | 5 | 4. Significant | 10050 | Predictive Maintenance | 91.25
1009796 | Laboratory Incubators | B (Average): Asset is sound, operationally safe and exhibits only minor deterioration. | Category 3 (Recommended): Minor work required to prevent a deterioration of the service provided by the asset. | 15 | 2012-10-31 | 11.4825 | 62.6899 | x | 5 | 3. Moderate | 12040 | Predictive Maintenance | 91.25
1009797 | Laboratory Incubators | B (Average): Asset is sound, operationally safe and exhibits only minor deterioration. | Category 3 (Recommended): Minor work required to prevent a deterioration of the service provided by the asset. | 15 | 2021-01-04 | 3.3046 | 73.5939 | x | 5 | 3. Moderate | 12040 | Predictive Maintenance | 91.25
1009798 | Laboratory Fume Cupboard | B (Average): Asset is sound, operationally safe and exhibits only minor deterioration. | Category 3 (Recommended): Minor work required to prevent a deterioration of the service provided by the asset. | 15 | 2015-04-23 | 9.0075 | 65.99 | x | 5 | 4. Significant | 12040 | Predictive Maintenance | 91.25
1009799 | Laboratory Fume Cupboard | B (Average): Asset is sound, operationally safe and exhibits only minor deterioration. | Category 3 (Recommended): Minor work required to prevent a deterioration of the service provided by the asset. | 15 | 2022-05-29 | 1.9083 | 75.4556 | x | 5 | 4. Significant | 12040 | Predictive Maintenance | 91.25
1009801 | Cold Rooms | B (Average): Asset is sound, operationally safe and exhibits only minor deterioration. | Category 3 (Recommended): Minor work required to prevent a deterioration of the service provided by the asset. | 15 | 2014-08-05 | 9.7221 | 65.0372 | x | 5 | 4. Significant | 12041 | Predictive Maintenance | 91.25
1009802 | Ultra Low Temperature Freezer | B (Average): Asset is sound, operationally safe and exhibits only minor deterioration. | Category 3 (Recommended): Minor work required to prevent a deterioration of the service provided by the asset. | 15 | 2021-01-24 | 3.2498 | 73.6669 | x | 5 | 4. Significant | 12042 | Predictive Maintenance | 91.25
1009803 | Laboratory Fume Cupboard | B (Average): Asset is sound, operationally safe and exhibits only minor deterioration. | Category 3 (Recommended): Minor work required to prevent a deterioration of the service provided by the asset. | 15 | 2024-01-10 | 0.29021 | 77.6131 | x | 5 | 4. Significant | 12042 | Predictive Maintenance | 91.25
1009804 | Laboratory Incubators | B (Average): Asset is sound, operationally safe and exhibits only minor deterioration. | Category 3 (Recommended): Minor work required to prevent a deterioration of the service provided by the asset. | 15 | 2011-05-08 | 12.9665 | 60.7114 | x | 5 | 3. Moderate | 12043 | Predictive Maintenance | 91.25
1009806 | Laboratory Fume Cupboard | B (Average): Asset is sound, operationally safe and exhibits only minor deterioration. | Category 3 (Recommended): Minor work required to prevent a deterioration of the service provided by the asset. | 15 | 2011-01-13 | 13.2813 | 60.2916 | x | 5 | 4. Significant | 12043 | Predictive Maintenance | 91.25
1009807 | Laboratory Fume Cupboard | B (Average): Asset is sound, operationally safe and exhibits only minor deterioration. | Category 3 (Recommended): Minor work required to prevent a deterioration of the service provided by the asset. | 15 | 2021-12-28 | 2.3244 | 74.9008 | x | 5 | 4. Significant | 12043 | Predictive Maintenance | 91.25
1009808 | Cold Rooms | B (Average): Asset is sound, operationally safe and exhibits only minor deterioration. | Category 3 (Recommended): Minor work required to prevent a deterioration of the service provided by the asset. | 15 | 2013-05-19 | 10.935 | 63.42 | x | 5 | 4. Significant | 12044 | Predictive Maintenance | 91.25
1009809 | Laboratory Incubators | B (Average): Asset is sound, operationally safe and exhibits only minor deterioration. | Category 3 (Recommended): Minor work required to prevent a deterioration of the service provided by the asset. | 15 | 2015-01-02 | 9.3114 | 67.5848 | x | 4 | 3. Moderate | 12045 | Predictive Maintenance | 91.25
1009810 | Laboratory Incubators | B (Average): Asset is sound, operationally safe and exhibits only minor deterioration. | Category 3 (Recommended): Minor work required to prevent a deterioration of the service provided by the asset. | 15 | 2013-07-28 | 10.7433 | 65.6756 | x | 4 | 3. Moderate | 12045 | Predictive Maintenance | 91.25
1009811 | Laboratory Fume Cupboard | B (Average): Asset is sound, operationally safe and exhibits only minor deterioration. | Category 3 (Recommended): Minor work required to prevent a deterioration of the service provided by the asset. | 15 | 2014-08-17 | 9.6893 | 67.081 | x | 4 | 4. Significant | 12045 | Predictive Maintenance | 91.25
1009812 | Laboratory Fume Cupboard | B (Average): Asset is sound, operationally safe and exhibits only minor deterioration. | Category 3 (Recommended): Minor work required to prevent a deterioration of the service provided by the asset. | 15 | 2011-11-22 | 12.4244 | 63.4342 | x | 4 | 4. Significant | 12045 | Predictive Maintenance | 91.25
1009813 | Laboratory Incubators | B (Average): Asset is sound, operationally safe and exhibits only minor deterioration. | Category 3 (Recommended): Minor work required to prevent a deterioration of the service provided by the asset. | 15 | 2020-11-11 | 3.4524 | 75.3968 | x | 4 | 3. Moderate | 12046 | Predictive Maintenance | 91.25
1009814 | Laboratory Incubators | B (Average): Asset is sound, operationally safe and exhibits only minor deterioration. | Category 3 (Recommended): Minor work required to prevent a deterioration of the service provided by the asset. | 15 | 2023-07-28 | 0.7447 | 79.0071 | x | 4 | 3. Moderate | 12046 | Predictive Maintenance | 91.25
1009815 | Laboratory Fume Cupboard | B (Average): Asset is sound, operationally safe and exhibits only minor deterioration. | Category 3 (Recommended): Minor work required to prevent a deterioration of the service provided by the asset. | 15 | 2010-10-23 | 13.5058 | 61.9922 | x | 4 | 4. Significant | 12046 | Predictive Maintenance | 91.25
1009816 | Laboratory Fume Cupboard | B (Average): Asset is sound, operationally safe and exhibits only minor deterioration. | Category 3 (Recommended): Minor work required to prevent a deterioration of the service provided by the asset. | 15 | 2010-08-05 | 13.7221 | 61.7039 | x | 4 | 4. Significant | 12046 | Predictive Maintenance | 91.25
1009817 | Ultra Low Temperature Freezer | B (Average): Asset is sound, operationally safe and exhibits only minor deterioration. | Category 3 (Recommended): Minor work required to prevent a deterioration of the service provided by the asset. | 15 | 2020-10-01 | 3.5647 | 75.2471 | x | 4 | 4. Significant | 12047 | Predictive Maintenance | 91.25
1009818 | Laboratory Fume Cupboard | B (Average): Asset is sound, operationally safe and exhibits only minor deterioration. | Category 3 (Recommended): Minor work required to prevent a deterioration of the service provided by the asset. | 15 | 2010-01-18 | 14.2669 | 60.9774 | x | 4 | 4. Significant | 12047 | Predictive Maintenance | 91.25
1009821 | Laboratory Fume Cupboard | B (Average): Asset is sound, operationally safe and exhibits only minor deterioration. | Category 3 (Recommended): Minor work required to prevent a deterioration of the service provided by the asset. | 15 | 2013-08-05 | 10.7214 | 65.7048 | x | 4 | 4. Significant | 12049 | Predictive Maintenance | 91.25
1009822 | Laboratory Fume Cupboard | B (Average): Asset is sound, operationally safe and exhibits only minor deterioration. | Category 3 (Recommended): Minor work required to prevent a deterioration of the service provided by the asset. | 15 | 2012-10-31 | 11.4825 | 64.6899 | x | 4 | 4. Significant | 12049 | Predictive Maintenance | 91.25
1009825 | Laboratory Incubators | B (Average): Asset is sound, operationally safe and exhibits only minor deterioration. | Category 3 (Recommended): Minor work required to prevent a deterioration of the service provided by the asset. | 15 | 2016-05-03 | 7.9781 | 69.3625 | x | 4 | 3. Moderate | 12049 | Predictive Maintenance | 91.25
1009826 | Ultra Low Temperature Freezer | B (Average): Asset is sound, operationally safe and exhibits only minor deterioration. | Category 3 (Recommended): Minor work required to prevent a deterioration of the service provided by the asset. | 15 | 2020-02-09 | 4.2081 | 72.3892 | x | 5 | 4. Significant | 12039 | Predictive Maintenance | 91.25
1009828 | Laboratory Incubators | B (Average): Asset is sound, operationally safe and exhibits only minor deterioration. | Category 3 (Recommended): Minor work required to prevent a deterioration of the service provided by the asset. | 15 | 2022-12-27 | 1.3279 | 78.2295 | x | 4 | 3. Moderate | 12050 | Predictive Maintenance | 91.25
1009829 | Laboratory Fume Cupboard | B (Average): Asset is sound, operationally safe and exhibits only minor deterioration. | Category 3 (Recommended): Minor work required to prevent a deterioration of the service provided by the asset. | 15 | 2018-10-19 | 5.5168 | 72.6443 | x | 4 | 4. Significant | 12050 | Predictive Maintenance | 91.25
1009830 | Laboratory Fume Cupboard | B (Average): Asset is sound, operationally safe and exhibits only minor deterioration. | Category 3 (Recommended): Minor work required to prevent a deterioration of the service provided by the asset. | 15 | 2020-07-28 | 3.7426 | 75.0098 | x | 4 | 4. Significant | 12050 | Predictive Maintenance | 91.25
1009831 | Laboratory Fume Cupboard | B (Average): Asset is sound, operationally safe and exhibits only minor deterioration. | Category 3 (Recommended): Minor work required to prevent a deterioration of the service provided by the asset. | 15 | 2011-09-26 | 12.5804 | 63.2261 | x | 4 | 4. Significant | 12048 | Predictive Maintenance | 91.25
1009832 | Laboratory Fume Cupboard | B (Average): Asset is sound, operationally safe and exhibits only minor deterioration. | Category 3 (Recommended): Minor work required to prevent a deterioration of the service provided by the asset. | 15 | 2019-02-24 | 5.1663 | 73.1116 | x | 4 | 4. Significant | 12048 | Predictive Maintenance | 91.25
1009841 | Laboratory Fume Cupboard | B (Average): Asset is sound, operationally safe and exhibits only minor deterioration. | Category 3 (Recommended): Minor work required to prevent a deterioration of the service provided by the asset. | 15 | 2019-02-16 | 5.1882 | 71.0824 | x | 5 | 4. Significant | 12037 | Predictive Maintenance | 91.25
1009842 | Laboratory Fume Cupboard | B (Average): Asset is sound, operationally safe and exhibits only minor deterioration. | Category 3 (Recommended): Minor work required to prevent a deterioration of the service provided by the asset. | 15 | 2016-04-22 | 8.0082 | 67.3224 | x | 5 | 4. Significant | 12039 | Predictive Maintenance | 91.25
1009843 | Atmospheric Gas Burner - Condensing Boiler | A (Good): Asset is as new and can be expected to perform adequately to its full normal life if maintained appropriately. | Category 4 (Normal): No work required beyond normal maintenance. | 20 | 2021-02-04 | 3.2197 | 88.7803 | x | 5 | 4. Significant | 10017 | Predictive Maintenance | 162.5
1009844 | Atmospheric Gas Burner - Condensing Boiler | A (Good): Asset is as new and can be expected to perform adequately to its full normal life if maintained appropriately. | Category 4 (Normal): No work required beyond normal maintenance. | 20 | 2019-04-21 | 5.013 | 86.987 | x | 5 | 4. Significant | 10017 | Predictive Maintenance | 162.5
1009845 | Pressurisation Units - Chilled Water, Condenser Water and LTHW Types | A (Good): Asset is as new and can be expected to perform adequately to its full normal life if maintained appropriately. | Category 4 (Normal): No work required beyond normal maintenance. | 15 | 2017-02-20 | 7.1759 | 82.4321 | x | 5 | 4. Significant | 10017 | Predictive Maintenance | 162.5
1009846 | Pressurisation Units - Chilled Water, Condenser Water and LTHW Types | A (Good): Asset is as new and can be expected to perform adequately to its full normal life if maintained appropriately. | Category 4 (Normal): No work required beyond normal maintenance. | 15 | 2018-04-22 | 6.0096 | 83.9872 | x | 5 | 4. Significant | 10017 | Predictive Maintenance | 162.5
1009847 | Expansion Vessels | B (Average): Asset is sound, operationally safe and exhibits only minor deterioration. | Category 3 (Recommended): Minor work required to prevent a deterioration of the service provided by the asset. | 15 | 2014-10-18 | 9.5195 | 65.3073 | x | 5 | 4. Significant | 10017 | Predictive Maintenance | 91.25
1009848 | Expansion Vessels | B (Average): Asset is sound, operationally safe and exhibits only minor deterioration. | Category 3 (Recommended): Minor work required to prevent a deterioration of the service provided by the asset. | 15 | 2014-07-14 | 9.7823 | 64.9569 | x | 5 | 4. Significant | 10017 | Predictive Maintenance | 91.25
1009849 | Expansion Vessels | B (Average): Asset is sound, operationally safe and exhibits only minor deterioration. | Category 3 (Recommended): Minor work required to prevent a deterioration of the service provided by the asset. | 15 | 2019-09-07 | 4.6324 | 71.8234 | x | 5 | 4. Significant | 10017 | Predictive Maintenance | 91.25
1009850 | Pressurisation Units - Chilled Water, Condenser Water and LTHW Types | A (Good): Asset is as new and can be expected to perform adequately to its full normal life if maintained appropriately. | Category 4 (Normal): No work required beyond normal maintenance. | 15 | 2013-03-17 | 11.1075 | 77.1901 | x | 5 | 4. Significant | 10017 | Predictive Maintenance | 162.5
1009851 | Pressurisation Units - Chilled Water, Condenser Water and LTHW Types | A (Good): Asset is as new and can be expected to perform adequately to its full normal life if maintained appropriately. | Category 4 (Normal): No work required beyond normal maintenance. | 15 | 2010-01-14 | 14.2779 | 72.9628 | x | 5 | 4. Significant | 10017 | Predictive Maintenance | 162.5
1009852 | Chemical Dosing | B (Average): Asset is sound, operationally safe and exhibits only minor deterioration. | Category 3 (Recommended): Minor work required to prevent a deterioration of the service provided by the asset. | 10 | 2021-10-31 | 2.4832 | 73.0335 | x | 5 | 4. Significant | 10017 | Predictive Maintenance | 91.25
1009853 | Pumps - General | B (Average): Asset is sound, operationally safe and exhibits only minor deterioration. | Category 3 (Recommended): Minor work required to prevent a deterioration of the service provided by the asset. | 20 | 2007-11-27 | 16.4107 | 61.5893 | x | 5 | 4. Significant | 10017 | Predictive Maintenance | 91.25
1009854 | Sewage or Drainage Pumps Submersible | A (Good): Asset is as new and can be expected to perform adequately to its full normal life if maintained appropriately. | Category 4 (Normal): No work required beyond normal maintenance. | 15 | 2014-05-05 | 9.974 | 78.7013 | x | 5 | 4. Significant | 10017 | Predictive Maintenance | 162.5
1009855 | Pressurisation Units - Chilled Water, Condenser Water and LTHW Types | B (Average): Asset is sound, operationally safe and exhibits only minor deterioration. | Category 3 (Recommended): Minor work required to prevent a deterioration of the service provided by the asset. | 15 | 2022-08-19 | 1.6838 | 75.755 | x | 5 | 4. Significant | 10017 | Predictive Maintenance | 91.25
1009856 | Water Buffer/Surge Tanks | B (Average): Asset is sound, operationally safe and exhibits only minor deterioration. | Category 3 (Recommended): Minor work required to prevent a deterioration of the service provided by the asset. | 25 | 2015-12-22 | 8.3422 | 71.3262 | x | 5 | 4. Significant | 10017 | Predictive Maintenance | 91.25
1009857 | Expansion Vessels | B (Average): Asset is sound, operationally safe and exhibits only minor deterioration. | Category 3 (Recommended): Minor work required to prevent a deterioration of the service provided by the asset. | 15 | 2019-08-23 | 4.6735 | 71.7687 | x | 5 | 4. Significant | 10017 | Predictive Maintenance | 91.25
1009858 | Expansion Vessels | B (Average): Asset is sound, operationally safe and exhibits only minor deterioration. | Category 3 (Recommended): Minor work required to prevent a deterioration of the service provided by the asset. | 15 | 2019-01-22 | 5.2567 | 70.9911 | x | 5 | 4. Significant | 10017 | Predictive Maintenance | 91.25
1009859 | Air Compressors and Receivers | B (Average): Asset is sound, operationally safe and exhibits only minor deterioration. | Category 3 (Recommended): Minor work required to prevent a deterioration of the service provided by the asset. | 20 | 2008-08-26 | 15.6632 | 62.3368 | x | 5 | 3. Moderate | 10017 | Predictive Maintenance | 91.25
1009860 | Nitrogen Generator, Vessels & Associated Valves & Controls | B (Average): Asset is sound, operationally safe and exhibits only minor deterioration. | Category 3 (Recommended): Minor work required to prevent a deterioration of the service provided by the asset. | 15 | 2018-10-30 | 5.4867 | 70.6845 | x | 5 | 4. Significant | 10017 | Predictive Maintenance | 91.25
1009861 | Nitrogen Generator, Vessels & Associated Valves & Controls | B (Average): Asset is sound, operationally safe and exhibits only minor deterioration. | Category 3 (Recommended): Minor work required to prevent a deterioration of the service provided by the asset. | 15 | 2022-06-10 | 1.8754 | 75.4994 | x | 5 | 4. Significant | 10017 | Predictive Maintenance | 91.25
1009862 | Expansion Vessels | B (Average): Asset is sound, operationally safe and exhibits only minor deterioration. | Category 3 (Recommended): Minor work required to prevent a deterioration of the service provided by the asset. | 15 | 2021-03-30 | 3.0719 | 73.9042 | x | 5 | 4. Significant | 10017 | Predictive Maintenance | 91.25
1009863 | Air Handling Units - General | A (Good): Asset is as new and can be expected to perform adequately to its full normal life if maintained appropriately. | Category 4 (Normal): No work required beyond normal maintenance. | 20 | 2014-07-22 | 9.7604 | 82.2396 | x | 5 | 3. Moderate | 10017 | Predictive Maintenance | 365
1009864 | Air Handling Units - General | A (Good): Asset is as new and can be expected to perform adequately to its full normal life if maintained appropriately. | Category 4 (Normal): No work required beyond normal maintenance. | 20 | 2006-06-21 | 17.8453 | 74.1547 | x | 5 | 3. Moderate | 10017 | Predictive Maintenance | 365
1009865 | Air Compressors and Receivers | B (Average): Asset is sound, operationally safe and exhibits only minor deterioration. | Category 3 (Recommended): Minor work required to prevent a deterioration of the service provided by the asset. | 20 | 2018-09-07 | 5.6318 | 72.3682 | x | 5 | 3. Moderate | 10017 | Predictive Maintenance | 91.25
1009866 | Air Compressors and Receivers | B (Average): Asset is sound, operationally safe and exhibits only minor deterioration. | Category 3 (Recommended): Minor work required to prevent a deterioration of the service provided by the asset. | 20 | 2005-02-26 | 19.1595 | 58.8405 | x | 5 | 3. Moderate | 10017 | Predictive Maintenance | 91.25
1009867 | Air Compressors and Receivers | B (Average): Asset is sound, operationally safe and exhibits only minor deterioration. | Category 3 (Recommended): Minor work required to prevent a deterioration of the service provided by the asset. | 20 | 2004-03-31 | 20.0684 | 57.9316 | x | 5 | 3. Moderate | 10017 | Predictive Maintenance | 91.25
1009868 | Vacuum Systems - General | B (Average): Asset is sound, operationally safe and exhibits only minor deterioration. | Category 3 (Recommended): Minor work required to prevent a deterioration of the service provided by the asset. | 20 | 2017-11-15 | 6.4422 | 71.5578 | x | 5 | 4. Significant | 10017 | Predictive Maintenance | 91.25
1009869 | Expansion Vessels | B (Average): Asset is sound, operationally safe and exhibits only minor deterioration. | Category 3 (Recommended): Minor work required to prevent a deterioration of the service provided by the asset. | 15 | 2016-04-13 | 8.0329 | 67.2895 | x | 5 | 4. Significant | 10017 | Predictive Maintenance | 91.25
1009870 | Expansion Vessels | B (Average): Asset is sound, operationally safe and exhibits only minor deterioration. | Category 3 (Recommended): Minor work required to prevent a deterioration of the service provided by the asset. | 15 | 2015-12-23 | 8.3395 | 66.8807 | x | 5 | 4. Significant | 10017 | Predictive Maintenance | 91.25
1009871 | Reverse Osmosis | B (Average): Asset is sound, operationally safe and exhibits only minor deterioration. | Category 3 (Recommended): Minor work required to prevent a deterioration of the service provided by the asset. | 10 | 2023-07-28 | 0.7447 | 76.5106 | x | 5 | 4. Significant | 10017 | Predictive Maintenance | 91.25
1009872 | Expansion Vessels | B (Average): Asset is sound, operationally safe and exhibits only minor deterioration. | Category 3 (Recommended): Minor work required to prevent a deterioration of the service provided by the asset. | 15 | 2015-07-23 | 8.7584 | 66.3222 | x | 5 | 4. Significant | 10017 | Predictive Maintenance | 91.25
1009873 | Expansion Vessels | B (Average): Asset is sound, operationally safe and exhibits only minor deterioration. | Category 3 (Recommended): Minor work required to prevent a deterioration of the service provided by the asset. | 15 | 2012-10-31 | 11.4825 | 62.6899 | x | 5 | 4. Significant | 10017 | Predictive Maintenance | 91.25
1009874 | Direct Fired Water Heaters | D (Very Poor): Asset runs a serious risk of imminent breakdown or poses a health and safety risk. | Category 4 (Normal): No work required beyond normal maintenance. | 15 | 2010-07-16 | 13.7769 | 45.6308 | x | 5 | 4. Significant | 10017 | Predictive Maintenance | 162.5
1009875 | Expansion Vessels | B (Average): Asset is sound, operationally safe and exhibits only minor deterioration. | Category 3 (Recommended): Minor work required to prevent a deterioration of the service provided by the asset. | 15 | 2017-03-13 | 7.1184 | 68.5088 | x | 5 | 4. Significant | 10017 | Predictive Maintenance | 91.25
1009876 | Ventilating Fans - General | A (Good): Asset is as new and can be expected to perform adequately to its full normal life if maintained appropriately. | Category 4 (Normal): No work required beyond normal maintenance. | 20 | 2020-04-13 | 4.0329 | 87.9671 | x | 5 | 2. Minor | 10017 | Predictive Maintenance | 365
1009877 | Ventilating Fans - General | A (Good): Asset is as new and can be expected to perform adequately to its full normal life if maintained appropriately. | Category 4 (Normal): No work required beyond normal maintenance. | 20 | 2021-02-06 | 3.2142 | 88.7858 | x | 5 | 2. Minor | 10017 | Predictive Maintenance | 365
1009878 | Ventilating Fans - General | B (Average): Asset is sound, operationally safe and exhibits only minor deterioration. | Category 3 (Recommended): Minor work required to prevent a deterioration of the service provided by the asset. | 20 | 2010-07-28 | 13.744 | 64.256 | x | 5 | 2. Minor | 10017 | Predictive Maintenance | 182.5
1009879 | Ventilating Fans - General | B (Average): Asset is sound, operationally safe and exhibits only minor deterioration. | Category 3 (Recommended): Minor work required to prevent a deterioration of the service provided by the asset. | 20 | 2004-03-05 | 20.1396 | 57.8604 | x | 5 | 2. Minor | 10017 | Predictive Maintenance | 182.5
1009880 | Ventilating Fans - General | B (Average): Asset is sound, operationally safe and exhibits only minor deterioration. | Category 3 (Recommended): Minor work required to prevent a deterioration of the service provided by the asset. | 20 | 2011-06-03 | 12.8953 | 65.1047 | x | 5 | 2. Minor | 10017 | Predictive Maintenance | 182.5
1009881 | Speed Controllers | B (Average): Asset is sound, operationally safe and exhibits only minor deterioration. | Category 3 (Recommended): Minor work required to prevent a deterioration of the service provided by the asset. | 15 | 2016-04-29 | 7.989 | 67.3479 | x | 5 | 4. Significant | 10017 | Predictive Maintenance | 91.25
1009882 | Gas Detection/Flammable | B (Average): Asset is sound, operationally safe and exhibits only minor deterioration. | Category 3 (Recommended): Minor work required to prevent a deterioration of the service provided by the asset. | 15 | 2012-01-28 | 12.2409 | 61.6788 | x | 5 | 5. Severe | 10017 | Predictive Maintenance | 28
1009883 | Speed Controllers | A (Good): Asset is as new and can be expected to perform adequately to its full normal life if maintained appropriately. | Category 4 (Normal): No work required beyond normal maintenance. | 15 | 2023-01-26 | 1.2457 | 90.339 | x | 5 | 4. Significant | 10017 | Predictive Maintenance | 162.5
1009884 | Meter Reading - Electric | B (Average): Asset is sound, operationally safe and exhibits only minor deterioration. | Category 3 (Recommended): Minor work required to prevent a deterioration of the service provided by the asset. | 20 | 2010-06-21 | 13.8453 | 66.1547 | x | 4 | 2. Minor | 12052 | Predictive Maintenance | 182.5
1009885 | Meter Reading - Electric | B (Average): Asset is sound, operationally safe and exhibits only minor deterioration. | Category 3 (Recommended): Minor work required to prevent a deterioration of the service provided by the asset. | 20 | 2010-03-31 | 14.0698 | 65.9302 | x | 4 | 2. Minor | 12052 | Predictive Maintenance | 182.5
1009886 | Meter Reading - Electric | B (Average): Asset is sound, operationally safe and exhibits only minor deterioration. | Category 3 (Recommended): Minor work required to prevent a deterioration of the service provided by the asset. | 20 | 2015-10-21 | 8.512 | 71.488 | x | 4 | 2. Minor | 12052 | Predictive Maintenance | 182.5
1009887 | Meter Reading - Electric | B (Average): Asset is sound, operationally safe and exhibits only minor deterioration. | Category 3 (Recommended): Minor work required to prevent a deterioration of the service provided by the asset. | 20 | 2017-11-09 | 6.4586 | 73.5414 | x | 4 | 2. Minor | 12052 | Predictive Maintenance | 182.5
1009888 | Meter Reading - Electric | B (Average): Asset is sound, operationally safe and exhibits only minor deterioration. | Category 3 (Recommended): Minor work required to prevent a deterioration of the service provided by the asset. | 20 | 2016-08-16 | 7.6906 | 72.3094 | x | 4 | 2. Minor | 12052 | Predictive Maintenance | 182.5
1009889 | Meter Reading - Electric | B (Average): Asset is sound, operationally safe and exhibits only minor deterioration. | Category 3 (Recommended): Minor work required to prevent a deterioration of the service provided by the asset. | 20 | 2022-04-21 | 2.0123 | 77.9877 | x | 4 | 2. Minor | 12052 | Predictive Maintenance | 182.5
1009890 | Meter Reading - Electric | B (Average): Asset is sound, operationally safe and exhibits only minor deterioration. | Category 3 (Recommended): Minor work required to prevent a deterioration of the service provided by the asset. | 20 | 2015-10-25 | 8.501 | 71.499 | x | 4 | 2. Minor | 12052 | Predictive Maintenance | 182.5
1009891 | Meter Reading - Electric | B (Average): Asset is sound, operationally safe and exhibits only minor deterioration. | Category 3 (Recommended): Minor work required to prevent a deterioration of the service provided by the asset. | 20 | 2019-01-28 | 5.2402 | 74.7598 | x | 4 | 2. Minor | 12052 | Predictive Maintenance | 182.5
1009892 | Meter Reading - Electric | B (Average): Asset is sound, operationally safe and exhibits only minor deterioration. | Category 3 (Recommended): Minor work required to prevent a deterioration of the service provided by the asset. | 20 | 2007-08-06 | 16.7201 | 63.2799 | x | 4 | 2. Minor | 12052 | Predictive Maintenance | 182.5
1009893 | Meter Reading - Electric | B (Average): Asset is sound, operationally safe and exhibits only minor deterioration. | Category 3 (Recommended): Minor work required to prevent a deterioration of the service provided by the asset. | 20 | 2011-08-30 | 12.6543 | 67.3457 | x | 4 | 2. Minor | 12052 | Predictive Maintenance | 182.5
1009894 | Meter Reading - Electric | B (Average): Asset is sound, operationally safe and exhibits only minor deterioration. | Category 3 (Recommended): Minor work required to prevent a deterioration of the service provided by the asset. | 20 | 2017-10-28 | 6.4914 | 73.5086 | x | 4 | 2. Minor | 12052 | Predictive Maintenance | 182.5
1009895 | Gas Detection/Flammable | B (Average): Asset is sound, operationally safe and exhibits only minor deterioration. | Category 3 (Recommended): Minor work required to prevent a deterioration of the service provided by the asset. | 15 | 2012-08-26 | 11.6632 | 64.449 | x | 4 | 5. Severe | 12053 | Predictive Maintenance | 28
1009896 | Gas Detection/Flammable | B (Average): Asset is sound, operationally safe and exhibits only minor deterioration. | Category 3 (Recommended): Minor work required to prevent a deterioration of the service provided by the asset. | 15 | 2016-11-16 | 7.4387 | 70.0817 | x | 4 | 5. Severe | 12054 | Predictive Maintenance | 28
1009899 | Meter Reading - Electric | B (Average): Asset is sound, operationally safe and exhibits only minor deterioration. | Category 3 (Recommended): Minor work required to prevent a deterioration of the service provided by the asset. | 20 | 2012-10-07 | 11.5483 | 74.4517 | x | 1 | 2. Minor | 12055 | Predictive Maintenance | 182.5
1009900 | Meter Reading - Electric | B (Average): Asset is sound, operationally safe and exhibits only minor deterioration. | Category 3 (Recommended): Minor work required to prevent a deterioration of the service provided by the asset. | 20 | 2006-02-26 | 18.1602 | 67.8398 | x | 1 | 2. Minor | 12055 | Predictive Maintenance | 182.5
1009901 | Meter Reading - Electric | B (Average): Asset is sound, operationally safe and exhibits only minor deterioration. | Category 3 (Recommended): Minor work required to prevent a deterioration of the service provided by the asset. | 20 | 2020-12-25 | 3.332 | 82.668 | x | 1 | 2. Minor | 12055 | Predictive Maintenance | 182.5
1009902 | Meter Reading - Electric | B (Average): Asset is sound, operationally safe and exhibits only minor deterioration. | Category 3 (Recommended): Minor work required to prevent a deterioration of the service provided by the asset. | 20 | 2011-04-18 | 13.0212 | 72.9788 | x | 1 | 2. Minor | 12056 | Predictive Maintenance | 182.5
1009903 | Meter Reading - Electric | B (Average): Asset is sound, operationally safe and exhibits only minor deterioration. | Category 3 (Recommended): Minor work required to prevent a deterioration of the service provided by the asset. | 20 | 2019-02-27 | 5.1581 | 80.8419 | x | 1 | 2. Minor | 12056 | Predictive Maintenance | 182.5
1009904 | Meter Reading - Electric | B (Average): Asset is sound, operationally safe and exhibits only minor deterioration. | Category 3 (Recommended): Minor work required to prevent a deterioration of the service provided by the asset. | 20 | 2018-07-06 | 5.8042 | 80.1958 | x | 1 | 2. Minor | 12056 | Predictive Maintenance | 182.5
1009905 | Meter Reading - Electric | B (Average): Asset is sound, operationally safe and exhibits only minor deterioration. | Category 3 (Recommended): Minor work required to prevent a deterioration of the service provided by the asset. | 20 | 2018-10-23 | 5.5058 | 80.4942 | x | 1 | 2. Minor | 12056 | Predictive Maintenance | 182.5
1009906 | Meter Reading - Electric | B (Average): Asset is sound, operationally safe and exhibits only minor deterioration. | Category 3 (Recommended): Minor work required to prevent a deterioration of the service provided by the asset. | 20 | 2010-02-05 | 14.2177 | 71.7823 | x | 1 | 2. Minor | 12056 | Predictive Maintenance | 182.5
1009907 | Meter Reading - Electric | B (Average): Asset is sound, operationally safe and exhibits only minor deterioration. | Category 3 (Recommended): Minor work required to prevent a deterioration of the service provided by the asset. | 20 | 2006-03-13 | 18.1191 | 67.8809 | x | 1 | 2. Minor | 12056 | Predictive Maintenance | 182.5
1009908 | Meter Reading - Electric | B (Average): Asset is sound, operationally safe and exhibits only minor deterioration. | Category 3 (Recommended): Minor work required to prevent a deterioration of the service provided by the asset. | 20 | 2021-11-18 | 2.4339 | 83.5661 | x | 1 | 2. Minor | 12056 | Predictive Maintenance | 182.5
1009909 | Meter Reading - Electric | B (Average): Asset is sound, operationally safe and exhibits only minor deterioration. | Category 3 (Recommended): Minor work required to prevent a deterioration of the service provided by the asset. | 20 | 2009-02-04 | 15.2197 | 70.7803 | x | 1 | 2. Minor | 12056 | Predictive Maintenance | 182.5
1009910 | Meter Reading - Electric | B (Average): Asset is sound, operationally safe and exhibits only minor deterioration. | Category 3 (Recommended): Minor work required to prevent a deterioration of the service provided by the asset. | 20 | 2007-05-22 | 16.9281 | 69.0719 | x | 1 | 2. Minor | 12056 | Predictive Maintenance | 182.5
1009911 | Laboratory Fume Cupboard | A (Good): Asset is as new and can be expected to perform adequately to its full normal life if maintained appropriately. | Category 4 (Normal): No work required beyond normal maintenance. | 15 | 2018-02-11 | 6.2012 | 83.7317 | x | 5 | 4. Significant | 12057 | Predictive Maintenance | 162.5
1009912 | Laboratory Fume Cupboard | B (Average): Asset is sound, operationally safe and exhibits only minor deterioration. | Category 3 (Recommended): Minor work required to prevent a deterioration of the service provided by the asset. | 15 | 2023-11-24 | 0.41889 | 79.4415 | x | 4 | 4. Significant | 12058 | Predictive Maintenance | 91.25
1009913 | Laboratory Fume Cupboard | B (Average): Asset is sound, operationally safe and exhibits only minor deterioration. | Category 3 (Recommended): Minor work required to prevent a deterioration of the service provided by the asset. | 15 | 2019-11-13 | 4.449 | 74.068 | x | 4 | 4. Significant | 10046 | Predictive Maintenance | 91.25
1009914 | Laboratory Fume Cupboard | B (Average): Asset is sound, operationally safe and exhibits only minor deterioration. | Category 3 (Recommended): Minor work required to prevent a deterioration of the service provided by the asset. | 15 | 2022-03-24 | 2.089 | 77.2147 | x | 4 | 4. Significant | 10046 | Predictive Maintenance | 91.25
1009915 | Laboratory Fume Cupboard | B (Average): Asset is sound, operationally safe and exhibits only minor deterioration. | Category 3 (Recommended): Minor work required to prevent a deterioration of the service provided by the asset. | 15 | 2020-07-10 | 3.7919 | 74.9441 | x | 4 | 4. Significant | 10046 | Predictive Maintenance | 91.25
1009916 | Laboratory Fume Cupboard | B (Average): Asset is sound, operationally safe and exhibits only minor deterioration. | Category 3 (Recommended): Minor work required to prevent a deterioration of the service provided by the asset. | 15 | 2018-01-23 | 6.2533 | 71.6623 | x | 4 | 4. Significant | 10046 | Predictive Maintenance | 91.25
1009917 | Laboratory Fume Cupboard | B (Average): Asset is sound, operationally safe and exhibits only minor deterioration. | Category 3 (Recommended): Minor work required to prevent a deterioration of the service provided by the asset. | 15 | 2018-03-02 | 6.1492 | 71.801 | x | 4 | 4. Significant | 10046 | Predictive Maintenance | 91.25
1009918 | Laboratory Fume Cupboard | B (Average): Asset is sound, operationally safe and exhibits only minor deterioration. | Category 3 (Recommended): Minor work required to prevent a deterioration of the service provided by the asset. | 15 | 2022-05-07 | 1.9685 | 77.3753 | x | 4 | 4. Significant | 10046 | Predictive Maintenance | 91.25
1009919 | Laboratory Fume Cupboard | B (Average): Asset is sound, operationally safe and exhibits only minor deterioration. | Category 3 (Recommended): Minor work required to prevent a deterioration of the service provided by the asset. | 15 | 2017-04-04 | 7.0582 | 70.5891 | x | 4 | 4. Significant | 10015 | Predictive Maintenance | 91.25
1009920 | Laboratory Fume Cupboard | B (Average): Asset is sound, operationally safe and exhibits only minor deterioration. | Category 3 (Recommended): Minor work required to prevent a deterioration of the service provided by the asset. | 15 | 2017-03-20 | 7.0992 | 70.5343 | x | 4 | 4. Significant | 10015 | Predictive Maintenance | 91.25
1009921 | Laboratory Fume Cupboard | B (Average): Asset is sound, operationally safe and exhibits only minor deterioration. | Category 3 (Recommended): Minor work required to prevent a deterioration of the service provided by the asset. | 15 | 2022-02-28 | 2.1547 | 77.1271 | x | 4 | 4. Significant | 10015 | Predictive Maintenance | 91.25
1009922 | Laboratory Fume Cupboard | B (Average): Asset is sound, operationally safe and exhibits only minor deterioration. | Category 3 (Recommended): Minor work required to prevent a deterioration of the service provided by the asset. | 15 | 2013-09-12 | 10.6174 | 65.8435 | x | 4 | 4. Significant | 10015 | Predictive Maintenance | 91.25
1009923 | Laboratory Fume Cupboard | B (Average): Asset is sound, operationally safe and exhibits only minor deterioration. | Category 3 (Recommended): Minor work required to prevent a deterioration of the service provided by the asset. | 15 | 2020-07-27 | 3.7454 | 75.0062 | x | 4 | 4. Significant | 10015 | Predictive Maintenance | 91.25
1009924 | Laboratory Fume Cupboard | B (Average): Asset is sound, operationally safe and exhibits only minor deterioration. | Category 3 (Recommended): Minor work required to prevent a deterioration of the service provided by the asset. | 15 | 2020-08-06 | 3.718 | 75.0427 | x | 4 | 4. Significant | 10015 | Predictive Maintenance | 91.25
1009925 | Emergency Assistance Alarm | B (Average): Asset is sound, operationally safe and exhibits only minor deterioration. | Category 3 (Recommended): Minor work required to prevent a deterioration of the service provided by the asset. | 10 | 2018-08-01 | 5.7331 | 68.5339 | x | 4 | 5. Severe | 12059 | Predictive Maintenance | 28
1009926 | Laboratory Fume Cupboard | B (Average): Asset is sound, operationally safe and exhibits only minor deterioration. | Category 3 (Recommended): Minor work required to prevent a deterioration of the service provided by the asset. | 15 | 2022-06-11 | 1.8727 | 83.5031 | x | 1 | 4. Significant | 10014 | Predictive Maintenance | 91.25
1009927 | Laboratory Fume Cupboard | B (Average): Asset is sound, operationally safe and exhibits only minor deterioration. | Category 3 (Recommended): Minor work required to prevent a deterioration of the service provided by the asset. | 15 | 2015-10-10 | 8.5421 | 74.6105 | x | 1 | 4. Significant | 10014 | Predictive Maintenance | 91.25
1009928 | Laboratory Fume Cupboard | B (Average): Asset is sound, operationally safe and exhibits only minor deterioration. | Category 3 (Recommended): Minor work required to prevent a deterioration of the service provided by the asset. | 15 | 2014-09-13 | 9.6153 | 73.1796 | x | 1 | 4. Significant | 10014 | Predictive Maintenance | 91.25
1009929 | Terminal Units - Fan Coil | B (Average): Asset is sound, operationally safe and exhibits only minor deterioration. | Category 3 (Recommended): Minor work required to prevent a deterioration of the service provided by the asset. | 15 | 2020-10-19 | 3.5154 | 81.3128 | x | 1 | 4. Significant | 12060 | Predictive Maintenance | 91.25
1009930 | Terminal Units - Fan Coil | B (Average): Asset is sound, operationally safe and exhibits only minor deterioration. | Category 3 (Recommended): Minor work required to prevent a deterioration of the service provided by the asset. | 15 | 2018-01-21 | 6.2587 | 77.655 | x | 1 | 4. Significant | 12060 | Predictive Maintenance | 91.25
1009931 | Terminal Units - Fan Coil | B (Average): Asset is sound, operationally safe and exhibits only minor deterioration. | Category 3 (Recommended): Minor work required to prevent a deterioration of the service provided by the asset. | 15 | 2013-09-03 | 10.642 | 65.8106 | x | 4 | 4. Significant | 12061 | Predictive Maintenance | 91.25
1009932 | Terminal Units - Fan Coil | B (Average): Asset is sound, operationally safe and exhibits only minor deterioration. | Category 3 (Recommended): Minor work required to prevent a deterioration of the service provided by the asset. | 15 | 2023-05-30 | 0.90623 | 78.7917 | x | 4 | 4. Significant | 12061 | Predictive Maintenance | 91.25
1009933 | Laboratory Fume Cupboard | B (Average): Asset is sound, operationally safe and exhibits only minor deterioration. | Category 3 (Recommended): Minor work required to prevent a deterioration of the service provided by the asset. | 15 | 2022-06-23 | 1.8398 | 77.5469 | x | 4 | 4. Significant | 10034 | Predictive Maintenance | 91.25
1009934 | Terminal Units - Fan Coil | B (Average): Asset is sound, operationally safe and exhibits only minor deterioration. | Category 3 (Recommended): Minor work required to prevent a deterioration of the service provided by the asset. | 15 | 2016-08-26 | 7.6632 | 75.7823 | x | 1 | 4. Significant | 12062 | Predictive Maintenance | 91.25
1009935 | Terminal Units - Fan Coil | B (Average): Asset is sound, operationally safe and exhibits only minor deterioration. | Category 3 (Recommended): Minor work required to prevent a deterioration of the service provided by the asset. | 15 | 2011-02-24 | 13.1663 | 68.4449 | x | 1 | 4. Significant | 12063 | Predictive Maintenance | 91.25
1009936 | Terminal Units - Fan Coil | B (Average): Asset is sound, operationally safe and exhibits only minor deterioration. | Category 3 (Recommended): Minor work required to prevent a deterioration of the service provided by the asset. | 15 | 2018-09-16 | 5.6071 | 78.5238 | x | 1 | 4. Significant | 12064 | Predictive Maintenance | 91.25
1009937 | Terminal Units - Fan Coil | B (Average): Asset is sound, operationally safe and exhibits only minor deterioration. | Category 3 (Recommended): Minor work required to prevent a deterioration of the service provided by the asset. | 15 | 2015-11-23 | 8.4216 | 74.7712 | x | 1 | 4. Significant | 12065 | Predictive Maintenance | 91.25
1009938 | Terminal Units - Fan Coil | B (Average): Asset is sound, operationally safe and exhibits only minor deterioration. | Category 3 (Recommended): Minor work required to prevent a deterioration of the service provided by the asset. | 15 | 2022-06-18 | 1.8535 | 83.5286 | x | 1 | 4. Significant | 12066 | Predictive Maintenance | 91.25
1009939 | Ultra Low Temperature Freezer | B (Average): Asset is sound, operationally safe and exhibits only minor deterioration. | Category 3 (Recommended): Minor work required to prevent a deterioration of the service provided by the asset. | 15 | 2012-07-19 | 11.7673 | 70.3103 | x | 1 | 4. Significant | 12066 | Predictive Maintenance | 91.25
1009940 | Laboratory Fume Cupboard | B (Average): Asset is sound, operationally safe and exhibits only minor deterioration. | Category 3 (Recommended): Minor work required to prevent a deterioration of the service provided by the asset. | 15 | 2015-07-27 | 8.7474 | 74.3368 | x | 1 | 4. Significant | 12067 | Predictive Maintenance | 91.25
1009941 | Gas Detection/Flammable | B (Average): Asset is sound, operationally safe and exhibits only minor deterioration. | Category 3 (Recommended): Minor work required to prevent a deterioration of the service provided by the asset. | 15 | 2011-03-29 | 13.076 | 68.5654 | x | 1 | 5. Severe | 12068 | Predictive Maintenance | 28
1009942 | Gas Detection/Flammable | B (Average): Asset is sound, operationally safe and exhibits only minor deterioration. | Category 3 (Recommended): Minor work required to prevent a deterioration of the service provided by the asset. | 15 | 2013-06-10 | 10.8747 | 71.5003 | x | 1 | 5. Severe | 12069 | Predictive Maintenance | 28
1009945 | Medical gas pipework, manifolds, outlets & accessories | B (Average): Asset is sound, operationally safe and exhibits only minor deterioration. | Category 3 (Recommended): Minor work required to prevent a deterioration of the service provided by the asset. | 20 | 2023-01-22 | 1.2567 | 84.7433 | x | 1 | 4. Significant | 12068 | Predictive Maintenance | 91.25
1009946 | Medical gas pipework, manifolds, outlets & accessories | B (Average): Asset is sound, operationally safe and exhibits only minor deterioration. | Category 3 (Recommended): Minor work required to prevent a deterioration of the service provided by the asset. | 20 | 2011-03-12 | 13.1225 | 72.8775 | x | 1 | 4. Significant | 12068 | Predictive Maintenance | 91.25
1009947 | Medical gas pipework, manifolds, outlets & accessories | B (Average): Asset is sound, operationally safe and exhibits only minor deterioration. | Category 3 (Recommended): Minor work required to prevent a deterioration of the service provided by the asset. | 20 | 2020-04-25 | 4 | 82 | x | 1 | 4. Significant | 12068 | Predictive Maintenance | 91.25
1009948 | Terminal Units - Fan Coil | B (Average): Asset is sound, operationally safe and exhibits only minor deterioration. | Category 3 (Recommended): Minor work required to prevent a deterioration of the service provided by the asset. | 15 | 2022-03-04 | 2.1437 | 83.1417 | x | 1 | 4. Significant | 12070 | Predictive Maintenance | 91.25
1009949 | Emergency Assistance Alarm | B (Average): Asset is sound, operationally safe and exhibits only minor deterioration. | Category 3 (Recommended): Minor work required to prevent a deterioration of the service provided by the asset. | 10 | 2021-11-10 | 2.4559 | 81.0883 | x | 1 | 5. Severe | 12071 | Predictive Maintenance | 28
1009950 | Terminal Units - Fan Coil | B (Average): Asset is sound, operationally safe and exhibits only minor deterioration. | Category 3 (Recommended): Minor work required to prevent a deterioration of the service provided by the asset. | 15 | 2015-02-26 | 9.1608 | 73.7855 | x | 1 | 4. Significant | 12072 | Predictive Maintenance | 91.25
1009951 | Terminal Units - Fan Coil | B (Average): Asset is sound, operationally safe and exhibits only minor deterioration. | Category 3 (Recommended): Minor work required to prevent a deterioration of the service provided by the asset. | 15 | 2022-05-30 | 1.9055 | 75.4593 | x | 5 | 4. Significant | 12073 | Predictive Maintenance | 91.25
1009952 | Terminal Units - Fan Coil | B (Average): Asset is sound, operationally safe and exhibits only minor deterioration. | Category 3 (Recommended): Minor work required to prevent a deterioration of the service provided by the asset. | 15 | 2014-06-23 | 9.8398 | 64.8802 | x | 5 | 4. Significant | 12073 | Predictive Maintenance | 91.25
1009953 | Meter Reading - Electric | B (Average): Asset is sound, operationally safe and exhibits only minor deterioration. | Category 3 (Recommended): Minor work required to prevent a deterioration of the service provided by the asset. | 20 | 2007-12-17 | 16.3559 | 61.6441 | x | 5 | 2. Minor | 12074 | Predictive Maintenance | 182.5
1009954 | Meter Reading - Electric | B (Average): Asset is sound, operationally safe and exhibits only minor deterioration. | Category 3 (Recommended): Minor work required to prevent a deterioration of the service provided by the asset. | 20 | 2023-11-04 | 0.47365 | 77.5264 | x | 5 | 2. Minor | 12074 | Predictive Maintenance | 182.5
1009955 | Meter Reading - Electric | B (Average): Asset is sound, operationally safe and exhibits only minor deterioration. | Category 3 (Recommended): Minor work required to prevent a deterioration of the service provided by the asset. | 20 | 2019-07-30 | 4.7392 | 73.2608 | x | 5 | 2. Minor | 12074 | Predictive Maintenance | 182.5
1009956 | Meter Reading - Electric | B (Average): Asset is sound, operationally safe and exhibits only minor deterioration. | Category 3 (Recommended): Minor work required to prevent a deterioration of the service provided by the asset. | 20 | 2020-05-13 | 3.9507 | 74.0493 | x | 5 | 2. Minor | 12074 | Predictive Maintenance | 182.5
1009957 | Terminal Units - Fan Coil | B (Average): Asset is sound, operationally safe and exhibits only minor deterioration. | Category 3 (Recommended): Minor work required to prevent a deterioration of the service provided by the asset. | 15 | 2012-01-17 | 12.271 | 61.6386 | x | 5 | 4. Significant | 10032 | Predictive Maintenance | 91.25
1009958 | Meter Reading - Electric | B (Average): Asset is sound, operationally safe and exhibits only minor deterioration. | Category 3 (Recommended): Minor work required to prevent a deterioration of the service provided by the asset. | 20 | 2016-02-22 | 8.1725 | 69.8275 | x | 5 | 2. Minor | 12074 | Predictive Maintenance | 182.5
1009959 | Meter Reading - Electric | B (Average): Asset is sound, operationally safe and exhibits only minor deterioration. | Category 3 (Recommended): Minor work required to prevent a deterioration of the service provided by the asset. | 20 | 2011-05-25 | 12.9199 | 65.0801 | x | 5 | 2. Minor | 12074 | Predictive Maintenance | 182.5
1009960 | Meter Reading - Electric | B (Average): Asset is sound, operationally safe and exhibits only minor deterioration. | Category 3 (Recommended): Minor work required to prevent a deterioration of the service provided by the asset. | 20 | 2011-06-07 | 12.8843 | 65.1157 | x | 5 | 2. Minor | 12074 | Predictive Maintenance | 182.5
1009961 | Meter Reading - Electric | B (Average): Asset is sound, operationally safe and exhibits only minor deterioration. | Category 3 (Recommended): Minor work required to prevent a deterioration of the service provided by the asset. | 20 | 2004-12-24 | 19.3347 | 58.6653 | x | 5 | 2. Minor | 12074 | Predictive Maintenance | 182.5
1009962 | Meter Reading - Electric | B (Average): Asset is sound, operationally safe and exhibits only minor deterioration. | Category 3 (Recommended): Minor work required to prevent a deterioration of the service provided by the asset. | 20 | 2011-05-28 | 12.9117 | 65.0883 | x | 5 | 2. Minor | 12074 | Predictive Maintenance | 182.5
1009963 | Meter Reading - Electric | B (Average): Asset is sound, operationally safe and exhibits only minor deterioration. | Category 3 (Recommended): Minor work required to prevent a deterioration of the service provided by the asset. | 20 | 2014-08-03 | 9.7276 | 68.2724 | x | 5 | 2. Minor | 12074 | Predictive Maintenance | 182.5
1009964 | Distribution Boards | B (Average): Asset is sound, operationally safe and exhibits only minor deterioration. | Category 3 (Recommended): Minor work required to prevent a deterioration of the service provided by the asset. | 20 | 2009-02-22 | 15.1704 | 62.8296 | x | 5 | 4. Significant | 11207 | Predictive Maintenance | 91.25
1009965 | Distribution Boards | B (Average): Asset is sound, operationally safe and exhibits only minor deterioration. | Category 3 (Recommended): Minor work required to prevent a deterioration of the service provided by the asset. | 20 | 2011-08-21 | 12.679 | 65.321 | x | 5 | 4. Significant | 11207 | Predictive Maintenance | 91.25
1009966 | Distribution Boards | B (Average): Asset is sound, operationally safe and exhibits only minor deterioration. | Category 3 (Recommended): Minor work required to prevent a deterioration of the service provided by the asset. | 20 | 2011-07-25 | 12.7529 | 65.2471 | x | 5 | 4. Significant | 11207 | Predictive Maintenance | 91.25
1009967 | Emergency Assistance Alarm | B (Average): Asset is sound, operationally safe and exhibits only minor deterioration. | Category 3 (Recommended): Minor work required to prevent a deterioration of the service provided by the asset. | 10 | 2021-12-22 | 2.3409 | 73.3183 | x | 5 | 5. Severe | 12075 | Predictive Maintenance | 28
1009968 | Terminal Units - Fan Coil | B (Average): Asset is sound, operationally safe and exhibits only minor deterioration. | Category 3 (Recommended): Minor work required to prevent a deterioration of the service provided by the asset. | 15 | 2020-01-08 | 4.2957 | 72.2724 | x | 5 | 4. Significant | 12076 | Predictive Maintenance | 91.25
1009969 | Terminal Units - Fan Coil | B (Average): Asset is sound, operationally safe and exhibits only minor deterioration. | Category 3 (Recommended): Minor work required to prevent a deterioration of the service provided by the asset. | 15 | 2021-02-24 | 3.165 | 73.7801 | x | 5 | 4. Significant | 12077 | Predictive Maintenance | 91.25
1009970 | Terminal Units - Fan Coil | B (Average): Asset is sound, operationally safe and exhibits only minor deterioration. | Category 3 (Recommended): Minor work required to prevent a deterioration of the service provided by the asset. | 15 | 2018-05-12 | 5.9548 | 70.0602 | x | 5 | 4. Significant | 12078 | Predictive Maintenance | 91.25
1009971 | Gas Detection/Flammable | B (Average): Asset is sound, operationally safe and exhibits only minor deterioration. | Category 3 (Recommended): Minor work required to prevent a deterioration of the service provided by the asset. | 15 | 2022-05-31 | 1.9028 | 75.4629 | x | 5 | 5. Severe | 12079 | Predictive Maintenance | 28
1009972 | Medical gas pipework, manifolds, outlets & accessories | B (Average): Asset is sound, operationally safe and exhibits only minor deterioration. | Category 3 (Recommended): Minor work required to prevent a deterioration of the service provided by the asset. | 20 | 2004-12-18 | 19.3511 | 58.6489 | x | 5 | 4. Significant | 12079 | Predictive Maintenance | 91.25
1009973 | Packaged Chiller Units | B (Average): Asset is sound, operationally safe and exhibits only minor deterioration. | Category 3 (Recommended): Minor work required to prevent a deterioration of the service provided by the asset. | 20 | 2004-06-22 | 19.8412 | 58.1588 | x | 5 | 4. Significant | 12079 | Predictive Maintenance | 91.25
1009974 | Gas Detection/Flammable | B (Average): Asset is sound, operationally safe and exhibits only minor deterioration. | Category 3 (Recommended): Minor work required to prevent a deterioration of the service provided by the asset. | 15 | 2013-03-18 | 11.1047 | 63.1937 | x | 5 | 5. Severe | 12080 | Predictive Maintenance | 28
1009975 | Laboratory Fume Cupboard | B (Average): Asset is sound, operationally safe and exhibits only minor deterioration. | Category 3 (Recommended): Minor work required to prevent a deterioration of the service provided by the asset. | 15 | 2012-05-12 | 11.9535 | 62.0621 | x | 5 | 4. Significant | 10032 | Predictive Maintenance | 91.25
1009976 | Terminal Units - Fan Coil | B (Average): Asset is sound, operationally safe and exhibits only minor deterioration. | Category 3 (Recommended): Minor work required to prevent a deterioration of the service provided by the asset. | 15 | 2014-11-23 | 9.4209 | 65.4387 | x | 5 | 4. Significant | 10032 | Predictive Maintenance | 91.25
1009977 | Terminal Units - Fan Coil | B (Average): Asset is sound, operationally safe and exhibits only minor deterioration. | Category 3 (Recommended): Minor work required to prevent a deterioration of the service provided by the asset. | 15 | 2016-09-22 | 7.5893 | 67.8809 | x | 5 | 4. Significant | 10032 | Predictive Maintenance | 91.25
1009978 | Laboratory Fume Cupboard | B (Average): Asset is sound, operationally safe and exhibits only minor deterioration. | Category 3 (Recommended): Minor work required to prevent a deterioration of the service provided by the asset. | 15 | 2020-04-10 | 4.0411 | 72.6119 | x | 5 | 4. Significant | 12081 | Predictive Maintenance | 91.25
1009979 | Laboratory Fume Cupboard | B (Average): Asset is sound, operationally safe and exhibits only minor deterioration. | Category 3 (Recommended): Minor work required to prevent a deterioration of the service provided by the asset. | 15 | 2015-10-04 | 8.5585 | 66.5886 | x | 5 | 4. Significant | 12081 | Predictive Maintenance | 91.25
1009980 | Terminal Units - Fan Coil | B (Average): Asset is sound, operationally safe and exhibits only minor deterioration. | Category 3 (Recommended): Minor work required to prevent a deterioration of the service provided by the asset. | 15 | 2013-10-20 | 10.5133 | 63.9822 | x | 5 | 4. Significant | 10032 | Predictive Maintenance | 91.25
1009981 | Terminal Units - Fan Coil | B (Average): Asset is sound, operationally safe and exhibits only minor deterioration. | Category 3 (Recommended): Minor work required to prevent a deterioration of the service provided by the asset. | 15 | 2022-07-03 | 1.8125 | 75.5834 | x | 5 | 4. Significant | 12082 | Predictive Maintenance | 91.25
1009982 | Terminal Units - Fan Coil | B (Average): Asset is sound, operationally safe and exhibits only minor deterioration. | Category 3 (Recommended): Minor work required to prevent a deterioration of the service provided by the asset. | 15 | 2013-10-15 | 10.527 | 63.964 | x | 5 | 4. Significant | 12082 | Predictive Maintenance | 91.25
1009983 | Laboratory Incubators | B (Average): Asset is sound, operationally safe and exhibits only minor deterioration. | Category 3 (Recommended): Minor work required to prevent a deterioration of the service provided by the asset. | 15 | 2018-02-06 | 6.2149 | 69.7134 | x | 5 | 3. Moderate | 12083 | Predictive Maintenance | 91.25
1009986 | Traction Lifts | B (Average): Asset is sound, operationally safe and exhibits only minor deterioration. | Category 3 (Recommended): Minor work required to prevent a deterioration of the service provided by the asset. | 20 | 2006-06-25 | 17.8344 | 60.1656 | x | 5 | 4. Significant | 12084 | Predictive Maintenance | 91.25
1009987 | Emergency Voice Communication (EVC) Systems | B (Average): Asset is sound, operationally safe and exhibits only minor deterioration. | Category 3 (Recommended): Minor work required to prevent a deterioration of the service provided by the asset. | 15 | 2010-01-17 | 14.2697 | 58.9738 | x | 5 | 5. Severe | 12085 | Predictive Maintenance | 28
1009989 | Revolving Doors | B (Average): Asset is sound, operationally safe and exhibits only minor deterioration. | Category 3 (Recommended): Minor work required to prevent a deterioration of the service provided by the asset. | 15 | 2012-10-16 | 11.5236 | 62.6352 | x | 5 | 3. Moderate | 12085 | Predictive Maintenance | 91.25
1009990 | Distribution Boards | B (Average): Asset is sound, operationally safe and exhibits only minor deterioration. | Category 3 (Recommended): Minor work required to prevent a deterioration of the service provided by the asset. | 20 | 2015-11-01 | 8.4819 | 69.5181 | x | 5 | 4. Significant | 12086 | Predictive Maintenance | 91.25
1009991 | Room Air Conditioners | B (Average): Asset is sound, operationally safe and exhibits only minor deterioration. | Category 3 (Recommended): Minor work required to prevent a deterioration of the service provided by the asset. | 15 | 2011-05-03 | 12.9802 | 60.6931 | x | 5 | 3. Moderate | 12086 | Predictive Maintenance | 91.25
1009994 | Cold Water Storage Tanks and Cisterns | B (Average): Asset is sound, operationally safe and exhibits only minor deterioration. | Category 3 (Recommended): Minor work required to prevent a deterioration of the service provided by the asset. | 15 | 2020-05-04 | 3.9754 | 76.6995 | x | 3 | 4. Significant | 10036 | Predictive Maintenance | 91.25
1009995 | Water Leak Detection Systems | B (Average): Asset is sound, operationally safe and exhibits only minor deterioration. | Category 3 (Recommended): Minor work required to prevent a deterioration of the service provided by the asset. | 15 | 2021-12-12 | 2.3682 | 78.8423 | x | 3 | 4. Significant | 10036 | Predictive Maintenance | 91.25
1009996 | Outstations | B (Average): Asset is sound, operationally safe and exhibits only minor deterioration. | Category 4 (Normal): No work required beyond normal maintenance. | 10 | 2020-07-26 | 3.7481 | 81.5038 | x | 3 | 4. Significant | 10036 | Predictive Maintenance | 162.5
1009997 | Emergency Assistance Alarm | B (Average): Asset is sound, operationally safe and exhibits only minor deterioration. | Category 3 (Recommended): Minor work required to prevent a deterioration of the service provided by the asset. | 10 | 2016-06-09 | 7.8768 | 66.2464 | x | 3 | 5. Severe | 12087 | Predictive Maintenance | 28
1009998 | Gas Detection/Flammable | B (Average): Asset is sound, operationally safe and exhibits only minor deterioration. | Category 3 (Recommended): Minor work required to prevent a deterioration of the service provided by the asset. | 15 | 2013-09-26 | 10.5791 | 67.8946 | x | 3 | 5. Severe | 12088 | Predictive Maintenance | 28
1009999 | Outstations | B (Average): Asset is sound, operationally safe and exhibits only minor deterioration. | Category 3 (Recommended): Minor work required to prevent a deterioration of the service provided by the asset. | 10 | 2020-12-24 | 3.3347 | 75.3306 | x | 3 | 4. Significant | 12089 | Predictive Maintenance | 91.25
1010000 | Electrical Services (excluding Electrical Controllers and Pneumatic Relays) | B (Average): Asset is sound, operationally safe and exhibits only minor deterioration. | Category 3 (Recommended): Minor work required to prevent a deterioration of the service provided by the asset. | 15 | 2021-10-27 | 2.4942 | 78.6744 | x | 3 | 4. Significant | 12089 | Predictive Maintenance | 91.25
1010001 | Electrical Services (excluding Electrical Controllers and Pneumatic Relays) | B (Average): Asset is sound, operationally safe and exhibits only minor deterioration. | Category 3 (Recommended): Minor work required to prevent a deterioration of the service provided by the asset. | 15 | 2021-11-10 | 2.4559 | 78.7255 | x | 3 | 4. Significant | 12089 | Predictive Maintenance | 91.25
1010002 | Laboratory Fume Cupboard | B (Average): Asset is sound, operationally safe and exhibits only minor deterioration. | Category 3 (Recommended): Minor work required to prevent a deterioration of the service provided by the asset. | 15 | 2017-01-06 | 7.2991 | 72.2679 | x | 3 | 4. Significant | 12090 | Predictive Maintenance | 91.25
1010003 | Laboratory Fume Cupboard | B (Average): Asset is sound, operationally safe and exhibits only minor deterioration. | Category 3 (Recommended): Minor work required to prevent a deterioration of the service provided by the asset. | 15 | 2020-12-28 | 3.3238 | 77.5683 | x | 3 | 4. Significant | 12090 | Predictive Maintenance | 91.25
1010004 | Laboratory Incubators | B (Average): Asset is sound, operationally safe and exhibits only minor deterioration. | Category 3 (Recommended): Minor work required to prevent a deterioration of the service provided by the asset. | 15 | 2012-02-02 | 12.2272 | 65.697 | x | 3 | 3. Moderate | 12090 | Predictive Maintenance | 91.25
1010005 | Laboratory Fume Cupboard | B (Average): Asset is sound, operationally safe and exhibits only minor deterioration. | Category 3 (Recommended): Minor work required to prevent a deterioration of the service provided by the asset. | 15 | 2017-12-29 | 6.3217 | 73.5711 | x | 3 | 4. Significant | 12090 | Predictive Maintenance | 91.25
1010006 | Laboratory Incubators | B (Average): Asset is sound, operationally safe and exhibits only minor deterioration. | Category 3 (Recommended): Minor work required to prevent a deterioration of the service provided by the asset. | 15 | 2014-10-07 | 9.5496 | 69.2672 | x | 3 | 3. Moderate | 12091 | Predictive Maintenance | 91.25
1010007 | Terminal Units - Fan Coil | B (Average): Asset is sound, operationally safe and exhibits only minor deterioration. | Category 3 (Recommended): Minor work required to prevent a deterioration of the service provided by the asset. | 15 | 2017-06-15 | 6.8611 | 72.8519 | x | 3 | 4. Significant | 12091 | Predictive Maintenance | 91.25
1010008 | Distribution Boards | B (Average): Asset is sound, operationally safe and exhibits only minor deterioration. | Category 3 (Recommended): Minor work required to prevent a deterioration of the service provided by the asset. | 20 | 2020-09-14 | 3.6112 | 78.3888 | x | 3 | 4. Significant | 12092 | Predictive Maintenance | 91.25
1010009 | Terminal Units - Fan Coil | B (Average): Asset is sound, operationally safe and exhibits only minor deterioration. | Category 3 (Recommended): Minor work required to prevent a deterioration of the service provided by the asset. | 15 | 2012-05-28 | 11.9097 | 66.1205 | x | 3 | 4. Significant | 12093 | Predictive Maintenance | 91.25
1010010 | Terminal Units - Fan Coil | B (Average): Asset is sound, operationally safe and exhibits only minor deterioration. | Category 3 (Recommended): Minor work required to prevent a deterioration of the service provided by the asset. | 15 | 2020-01-06 | 4.3012 | 76.2651 | x | 3 | 4. Significant | 12094 | Predictive Maintenance | 91.25
1010011 | Terminal Units - Fan Coil | B (Average): Asset is sound, operationally safe and exhibits only minor deterioration. | Category 3 (Recommended): Minor work required to prevent a deterioration of the service provided by the asset. | 15 | 2014-07-25 | 9.7522 | 68.997 | x | 3 | 4. Significant | 12094 | Predictive Maintenance | 91.25
1010014 | Distribution Boards | B (Average): Asset is sound, operationally safe and exhibits only minor deterioration. | Category 3 (Recommended): Minor work required to prevent a deterioration of the service provided by the asset. | 20 | 2013-11-12 | 10.4504 | 71.5496 | x | 3 | 4. Significant | 12095 | Predictive Maintenance | 91.25
1010015 | Outstations | B (Average): Asset is sound, operationally safe and exhibits only minor deterioration. | Category 3 (Recommended): Minor work required to prevent a deterioration of the service provided by the asset. | 10 | 2015-02-18 | 9.1828 | 63.6345 | x | 3 | 4. Significant | 12095 | Predictive Maintenance | 91.25
1010016 | Terminal Units - Fan Coil | B (Average): Asset is sound, operationally safe and exhibits only minor deterioration. | Category 3 (Recommended): Minor work required to prevent a deterioration of the service provided by the asset. | 15 | 2016-06-04 | 7.8905 | 71.4794 | x | 3 | 4. Significant | 12095 | Predictive Maintenance | 91.25
1010017 | Distribution Boards | B (Average): Asset is sound, operationally safe and exhibits only minor deterioration. | Category 3 (Recommended): Minor work required to prevent a deterioration of the service provided by the asset. | 20 | 2008-10-17 | 15.5209 | 66.4791 | x | 3 | 4. Significant | 12095 | Predictive Maintenance | 91.25
1010018 | Terminal Units - Fan Coil | B (Average): Asset is sound, operationally safe and exhibits only minor deterioration. | Category 3 (Recommended): Minor work required to prevent a deterioration of the service provided by the asset. | 15 | 2017-08-12 | 6.7023 | 73.0637 | x | 3 | 4. Significant | 12095 | Predictive Maintenance | 91.25
1010019 | Laboratory Fume Cupboard | B (Average): Asset is sound, operationally safe and exhibits only minor deterioration. | Category 3 (Recommended): Minor work required to prevent a deterioration of the service provided by the asset. | 15 | 2012-03-20 | 12.0986 | 65.8686 | x | 3 | 4. Significant | 12096 | Predictive Maintenance | 91.25
1010020 | Laboratory Fume Cupboard | B (Average): Asset is sound, operationally safe and exhibits only minor deterioration. | Category 3 (Recommended): Minor work required to prevent a deterioration of the service provided by the asset. | 15 | 2011-09-27 | 12.5777 | 65.2298 | x | 3 | 4. Significant | 12096 | Predictive Maintenance | 91.25
1010021 | Terminal Units - Fan Coil | B (Average): Asset is sound, operationally safe and exhibits only minor deterioration. | Category 3 (Recommended): Minor work required to prevent a deterioration of the service provided by the asset. | 15 | 2015-07-11 | 8.7912 | 70.2783 | x | 3 | 4. Significant | 12097 | Predictive Maintenance | 91.25
1010022 | Terminal Units - Fan Coil | B (Average): Asset is sound, operationally safe and exhibits only minor deterioration. | Category 3 (Recommended): Minor work required to prevent a deterioration of the service provided by the asset. | 15 | 2018-07-01 | 5.8179 | 74.2428 | x | 3 | 4. Significant | 12098 | Predictive Maintenance | 91.25
1010023 | Gas Detection/Flammable | B (Average): Asset is sound, operationally safe and exhibits only minor deterioration. | Category 3 (Recommended): Minor work required to prevent a deterioration of the service provided by the asset. | 15 | 2015-08-12 | 8.7036 | 70.3952 | x | 3 | 5. Severe | 10045 | Predictive Maintenance | 28
1010024 | Expansion Vessels | B (Average): Asset is sound, operationally safe and exhibits only minor deterioration. | Category 3 (Recommended): Minor work required to prevent a deterioration of the service provided by the asset. | 15 | 2016-07-06 | 7.8029 | 71.5962 | x | 3 | 4. Significant | 10045 | Predictive Maintenance | 91.25
1010025 | Outstations | A (Good): Asset is as new and can be expected to perform adequately to its full normal life if maintained appropriately. | Category 4 (Normal): No work required beyond normal maintenance. | 10 | 2018-08-15 | 5.6947 | 84.6105 | x | 3 | 4. Significant | 10045 | Predictive Maintenance | 162.5
1010026 | Outstations | A (Good): Asset is as new and can be expected to perform adequately to its full normal life if maintained appropriately. | Category 4 (Normal): No work required beyond normal maintenance. | 10 | 2019-06-21 | 4.846 | 86.308 | x | 3 | 4. Significant | 10045 | Predictive Maintenance | 162.5
1010027 | Medical gas pipework, manifolds, outlets & accessories | B (Average): Asset is sound, operationally safe and exhibits only minor deterioration. | Category 3 (Recommended): Minor work required to prevent a deterioration of the service provided by the asset. | 20 | 2012-04-02 | 12.063 | 69.937 | x | 3 | 4. Significant | 10045 | Predictive Maintenance | 91.25
1010028 | Distribution Boards | B (Average): Asset is sound, operationally safe and exhibits only minor deterioration. | Category 3 (Recommended): Minor work required to prevent a deterioration of the service provided by the asset. | 20 | 2017-08-14 | 6.6968 | 75.3032 | x | 3 | 4. Significant | 12099 | Predictive Maintenance | 91.25
1010029 | Distribution Boards | B (Average): Asset is sound, operationally safe and exhibits only minor deterioration. | Category 3 (Recommended): Minor work required to prevent a deterioration of the service provided by the asset. | 20 | 2022-12-22 | 1.3415 | 80.6585 | x | 3 | 4. Significant | 12099 | Predictive Maintenance | 91.25
1010030 | Distribution Boards | B (Average): Asset is sound, operationally safe and exhibits only minor deterioration. | Category 3 (Recommended): Minor work required to prevent a deterioration of the service provided by the asset. | 20 | 2019-01-26 | 5.2457 | 76.7543 | x | 3 | 4. Significant | 12099 | Predictive Maintenance | 91.25
1010031 | Air Compressors and Receivers | B (Average): Asset is sound, operationally safe and exhibits only minor deterioration. | Category 3 (Recommended): Minor work required to prevent a deterioration of the service provided by the asset. | 20 | 2017-03-20 | 7.0992 | 74.9008 | x | 3 | 3. Moderate | 10045 | Predictive Maintenance | 91.25
1010032 | Air Compressors and Receivers | B (Average): Asset is sound, operationally safe and exhibits only minor deterioration. | Category 3 (Recommended): Minor work required to prevent a deterioration of the service provided by the asset. | 20 | 2020-01-24 | 4.2519 | 77.7481 | x | 3 | 3. Moderate | 10045 | Predictive Maintenance | 91.25
1010033 | Meter Reading - Electric | B (Average): Asset is sound, operationally safe and exhibits only minor deterioration. | Category 3 (Recommended): Minor work required to prevent a deterioration of the service provided by the asset. | 20 | 2004-03-16 | 20.1095 | 61.8905 | x | 3 | 2. Minor | 12099 | Predictive Maintenance | 182.5
1010034 | Meter Reading - Electric | B (Average): Asset is sound, operationally safe and exhibits only minor deterioration. | Category 3 (Recommended): Minor work required to prevent a deterioration of the service provided by the asset. | 20 | 2022-12-26 | 1.3306 | 80.6694 | x | 3 | 2. Minor | 12099 | Predictive Maintenance | 182.5
1010035 | Meter Reading - Electric | B (Average): Asset is sound, operationally safe and exhibits only minor deterioration. | Category 3 (Recommended): Minor work required to prevent a deterioration of the service provided by the asset. | 20 | 2022-01-06 | 2.2998 | 79.7002 | x | 3 | 2. Minor | 12099 | Predictive Maintenance | 182.5
1010036 | Meter Reading - Electric | B (Average): Asset is sound, operationally safe and exhibits only minor deterioration. | Category 3 (Recommended): Minor work required to prevent a deterioration of the service provided by the asset. | 20 | 2010-07-31 | 13.7358 | 68.2642 | x | 3 | 2. Minor | 12099 | Predictive Maintenance | 182.5
1010037 | Meter Reading - Electric | B (Average): Asset is sound, operationally safe and exhibits only minor deterioration. | Category 3 (Recommended): Minor work required to prevent a deterioration of the service provided by the asset. | 20 | 2012-12-25 | 11.332 | 70.668 | x | 3 | 2. Minor | 12099 | Predictive Maintenance | 182.5
1010038 | Meter Reading - Electric | B (Average): Asset is sound, operationally safe and exhibits only minor deterioration. | Category 3 (Recommended): Minor work required to prevent a deterioration of the service provided by the asset. | 20 | 2008-10-14 | 15.5291 | 66.4709 | x | 3 | 2. Minor | 12099 | Predictive Maintenance | 182.5
1010039 | Meter Reading - Electric | B (Average): Asset is sound, operationally safe and exhibits only minor deterioration. | Category 3 (Recommended): Minor work required to prevent a deterioration of the service provided by the asset. | 20 | 2012-07-30 | 11.7372 | 70.2628 | x | 3 | 2. Minor | 12099 | Predictive Maintenance | 182.5
1010040 | Meter Reading - Electric | B (Average): Asset is sound, operationally safe and exhibits only minor deterioration. | Category 3 (Recommended): Minor work required to prevent a deterioration of the service provided by the asset. | 20 | 2023-07-05 | 0.80767 | 81.1923 | x | 3 | 2. Minor | 12099 | Predictive Maintenance | 182.5
1010041 | Smoke Relief - Powered Smoke and Heat Exhaust Ventilators | A (Good): Asset is as new and can be expected to perform adequately to its full normal life if maintained appropriately. | Category 4 (Normal): No work required beyond normal maintenance. | 30 | 1997-06-25 | 26.8337 | 78.1109 | x | 3 | 5. Severe | 12099 | Predictive Maintenance | 162.5
1010042 | Meter Reading - Electric | B (Average): Asset is sound, operationally safe and exhibits only minor deterioration. | Category 3 (Recommended): Minor work required to prevent a deterioration of the service provided by the asset. | 20 | 2023-02-14 | 1.1937 | 80.8063 | x | 3 | 2. Minor | 12099 | Predictive Maintenance | 182.5
1010043 | Meter Reading - Electric | B (Average): Asset is sound, operationally safe and exhibits only minor deterioration. | Category 3 (Recommended): Minor work required to prevent a deterioration of the service provided by the asset. | 20 | 2005-04-29 | 18.9897 | 63.0103 | x | 3 | 2. Minor | 12099 | Predictive Maintenance | 182.5
1010044 | Meter Reading - Electric | B (Average): Asset is sound, operationally safe and exhibits only minor deterioration. | Category 3 (Recommended): Minor work required to prevent a deterioration of the service provided by the asset. | 20 | 2011-09-17 | 12.6051 | 69.3949 | x | 3 | 2. Minor | 12099 | Predictive Maintenance | 182.5
1010045 | Meter Reading - Electric | B (Average): Asset is sound, operationally safe and exhibits only minor deterioration. | Category 3 (Recommended): Minor work required to prevent a deterioration of the service provided by the asset. | 20 | 2013-05-11 | 10.9569 | 71.0431 | x | 3 | 2. Minor | 12099 | Predictive Maintenance | 182.5
1010046 | Meter Reading - Electric | B (Average): Asset is sound, operationally safe and exhibits only minor deterioration. | Category 3 (Recommended): Minor work required to prevent a deterioration of the service provided by the asset. | 20 | 2016-02-13 | 8.1971 | 73.8029 | x | 3 | 2. Minor | 12099 | Predictive Maintenance | 182.5
1010047 | Meter Reading - Electric | B (Average): Asset is sound, operationally safe and exhibits only minor deterioration. | Category 3 (Recommended): Minor work required to prevent a deterioration of the service provided by the asset. | 20 | 2018-05-01 | 5.9849 | 76.0151 | x | 3 | 2. Minor | 12099 | Predictive Maintenance | 182.5
1010048 | Meter Reading - Electric | B (Average): Asset is sound, operationally safe and exhibits only minor deterioration. | Category 3 (Recommended): Minor work required to prevent a deterioration of the service provided by the asset. | 20 | 2016-02-25 | 8.1643 | 73.8357 | x | 3 | 2. Minor | 12099 | Predictive Maintenance | 182.5
1010049 | Meter Reading - Electric | B (Average): Asset is sound, operationally safe and exhibits only minor deterioration. | Category 3 (Recommended): Minor work required to prevent a deterioration of the service provided by the asset. | 20 | 2010-11-23 | 13.4209 | 68.5791 | x | 3 | 2. Minor | 12099 | Predictive Maintenance | 182.5
1010050 | Meter Reading - Electric | B (Average): Asset is sound, operationally safe and exhibits only minor deterioration. | Category 3 (Recommended): Minor work required to prevent a deterioration of the service provided by the asset. | 20 | 2015-01-12 | 9.2841 | 68.7159 | x | 5 | 2. Minor | 12100 | Predictive Maintenance | 182.5
1010051 | Meter Reading - Electric | B (Average): Asset is sound, operationally safe and exhibits only minor deterioration. | Category 3 (Recommended): Minor work required to prevent a deterioration of the service provided by the asset. | 20 | 2016-08-18 | 7.6851 | 70.3149 | x | 5 | 2. Minor | 12100 | Predictive Maintenance | 182.5
1010052 | Meter Reading - Electric | B (Average): Asset is sound, operationally safe and exhibits only minor deterioration. | Category 3 (Recommended): Minor work required to prevent a deterioration of the service provided by the asset. | 20 | 2021-04-29 | 2.9897 | 75.0103 | x | 5 | 2. Minor | 12100 | Predictive Maintenance | 182.5
1010053 | Meter Reading - Electric | B (Average): Asset is sound, operationally safe and exhibits only minor deterioration. | Category 3 (Recommended): Minor work required to prevent a deterioration of the service provided by the asset. | 20 | 2007-02-25 | 17.1636 | 60.8364 | x | 5 | 2. Minor | 12100 | Predictive Maintenance | 182.5
1010054 | Meter Reading - Electric | B (Average): Asset is sound, operationally safe and exhibits only minor deterioration. | Category 3 (Recommended): Minor work required to prevent a deterioration of the service provided by the asset. | 20 | 2018-12-13 | 5.3662 | 72.6338 | x | 5 | 2. Minor | 12100 | Predictive Maintenance | 182.5
1010055 | Meter Reading - Electric | B (Average): Asset is sound, operationally safe and exhibits only minor deterioration. | Category 3 (Recommended): Minor work required to prevent a deterioration of the service provided by the asset. | 20 | 2010-11-10 | 13.4565 | 64.5435 | x | 5 | 2. Minor | 12100 | Predictive Maintenance | 182.5
1010056 | Meter Reading - Electric | B (Average): Asset is sound, operationally safe and exhibits only minor deterioration. | Category 3 (Recommended): Minor work required to prevent a deterioration of the service provided by the asset. | 20 | 2020-04-29 | 3.989 | 74.011 | x | 5 | 2. Minor | 12100 | Predictive Maintenance | 182.5
1010057 | Meter Reading - Electric | B (Average): Asset is sound, operationally safe and exhibits only minor deterioration. | Category 3 (Recommended): Minor work required to prevent a deterioration of the service provided by the asset. | 20 | 2010-12-09 | 13.3771 | 64.6229 | x | 5 | 2. Minor | 12100 | Predictive Maintenance | 182.5
1010058 | Meter Reading - Electric | B (Average): Asset is sound, operationally safe and exhibits only minor deterioration. | Category 3 (Recommended): Minor work required to prevent a deterioration of the service provided by the asset. | 20 | 2013-01-08 | 11.2936 | 66.7064 | x | 5 | 2. Minor | 12100 | Predictive Maintenance | 182.5
1010059 | Meter Reading - Electric | B (Average): Asset is sound, operationally safe and exhibits only minor deterioration. | Category 3 (Recommended): Minor work required to prevent a deterioration of the service provided by the asset. | 20 | 2020-02-16 | 4.1889 | 73.8111 | x | 5 | 2. Minor | 12100 | Predictive Maintenance | 182.5
1010060 | Meter Reading - Electric | B (Average): Asset is sound, operationally safe and exhibits only minor deterioration. | Category 3 (Recommended): Minor work required to prevent a deterioration of the service provided by the asset. | 20 | 2019-04-28 | 4.9938 | 73.0062 | x | 5 | 2. Minor | 12100 | Predictive Maintenance | 182.5
1010061 | Meter Reading - Electric | B (Average): Asset is sound, operationally safe and exhibits only minor deterioration. | Category 3 (Recommended): Minor work required to prevent a deterioration of the service provided by the asset. | 20 | 2010-12-28 | 13.3251 | 64.6749 | x | 5 | 2. Minor | 12100 | Predictive Maintenance | 182.5
1010062 | Meter Reading - Electric | B (Average): Asset is sound, operationally safe and exhibits only minor deterioration. | Category 3 (Recommended): Minor work required to prevent a deterioration of the service provided by the asset. | 20 | 2006-01-04 | 18.3053 | 59.6947 | x | 5 | 2. Minor | 12100 | Predictive Maintenance | 182.5
1010063 | Meter Reading - Electric | B (Average): Asset is sound, operationally safe and exhibits only minor deterioration. | Category 3 (Recommended): Minor work required to prevent a deterioration of the service provided by the asset. | 20 | 2006-08-18 | 17.6865 | 60.3135 | x | 5 | 2. Minor | 12100 | Predictive Maintenance | 182.5
1010064 | Meter Reading - Electric | B (Average): Asset is sound, operationally safe and exhibits only minor deterioration. | Category 3 (Recommended): Minor work required to prevent a deterioration of the service provided by the asset. | 20 | 2008-10-26 | 15.4962 | 62.5038 | x | 5 | 2. Minor | 12100 | Predictive Maintenance | 182.5
1010065 | Meter Reading - Electric | B (Average): Asset is sound, operationally safe and exhibits only minor deterioration. | Category 3 (Recommended): Minor work required to prevent a deterioration of the service provided by the asset. | 20 | 2007-02-20 | 17.1773 | 60.8227 | x | 5 | 2. Minor | 12100 | Predictive Maintenance | 182.5
1010066 | Meter Reading - Electric | B (Average): Asset is sound, operationally safe and exhibits only minor deterioration. | Category 3 (Recommended): Minor work required to prevent a deterioration of the service provided by the asset. | 20 | 2017-06-07 | 6.883 | 71.117 | x | 5 | 2. Minor | 12100 | Predictive Maintenance | 182.5
1010067 | Meter Reading - Electric | B (Average): Asset is sound, operationally safe and exhibits only minor deterioration. | Category 3 (Recommended): Minor work required to prevent a deterioration of the service provided by the asset. | 20 | 2017-07-18 | 6.7707 | 71.2293 | x | 5 | 2. Minor | 12100 | Predictive Maintenance | 182.5
1010068 | Meter Reading - Electric | B (Average): Asset is sound, operationally safe and exhibits only minor deterioration. | Category 3 (Recommended): Minor work required to prevent a deterioration of the service provided by the asset. | 20 | 2008-11-26 | 15.4114 | 62.5886 | x | 5 | 2. Minor | 12100 | Predictive Maintenance | 182.5
1010069 | Meter Reading - Electric | B (Average): Asset is sound, operationally safe and exhibits only minor deterioration. | Category 3 (Recommended): Minor work required to prevent a deterioration of the service provided by the asset. | 20 | 2023-04-23 | 1.0075 | 76.9925 | x | 5 | 2. Minor | 12100 | Predictive Maintenance | 182.5
1010070 | Meter Reading - Electric | B (Average): Asset is sound, operationally safe and exhibits only minor deterioration. | Category 3 (Recommended): Minor work required to prevent a deterioration of the service provided by the asset. | 20 | 2019-04-29 | 4.9911 | 73.0089 | x | 5 | 2. Minor | 12100 | Predictive Maintenance | 182.5
1010071 | Meter Reading - Electric | B (Average): Asset is sound, operationally safe and exhibits only minor deterioration. | Category 3 (Recommended): Minor work required to prevent a deterioration of the service provided by the asset. | 20 | 2010-06-04 | 13.8919 | 64.1081 | x | 5 | 2. Minor | 12100 | Predictive Maintenance | 182.5
1010072 | Meter Reading - Electric | B (Average): Asset is sound, operationally safe and exhibits only minor deterioration. | Category 3 (Recommended): Minor work required to prevent a deterioration of the service provided by the asset. | 20 | 2008-12-21 | 15.3429 | 62.6571 | x | 5 | 2. Minor | 12100 | Predictive Maintenance | 182.5
1010073 | Meter Reading - Electric | B (Average): Asset is sound, operationally safe and exhibits only minor deterioration. | Category 3 (Recommended): Minor work required to prevent a deterioration of the service provided by the asset. | 20 | 2008-09-10 | 15.6222 | 62.3778 | x | 5 | 2. Minor | 12100 | Predictive Maintenance | 182.5
1010074 | Meter Reading - Electric | B (Average): Asset is sound, operationally safe and exhibits only minor deterioration. | Category 3 (Recommended): Minor work required to prevent a deterioration of the service provided by the asset. | 20 | 2015-05-04 | 8.9774 | 69.0226 | x | 5 | 2. Minor | 12100 | Predictive Maintenance | 182.5
1010075 | Meter Reading - Electric | B (Average): Asset is sound, operationally safe and exhibits only minor deterioration. | Category 3 (Recommended): Minor work required to prevent a deterioration of the service provided by the asset. | 20 | 2017-05-27 | 6.9131 | 71.0869 | x | 5 | 2. Minor | 12100 | Predictive Maintenance | 182.5
1010076 | Meter Reading - Electric | B (Average): Asset is sound, operationally safe and exhibits only minor deterioration. | Category 3 (Recommended): Minor work required to prevent a deterioration of the service provided by the asset. | 20 | 2005-12-10 | 18.3737 | 59.6263 | x | 5 | 2. Minor | 12100 | Predictive Maintenance | 182.5
1010077 | Meter Reading - Electric | B (Average): Asset is sound, operationally safe and exhibits only minor deterioration. | Category 3 (Recommended): Minor work required to prevent a deterioration of the service provided by the asset. | 20 | 2006-06-13 | 17.8672 | 60.1328 | x | 5 | 2. Minor | 12100 | Predictive Maintenance | 182.5
1010078 | Meter Reading - Electric | B (Average): Asset is sound, operationally safe and exhibits only minor deterioration. | Category 3 (Recommended): Minor work required to prevent a deterioration of the service provided by the asset. | 20 | 2018-09-24 | 5.5852 | 72.4148 | x | 5 | 2. Minor | 12100 | Predictive Maintenance | 182.5
1010079 | Meter Reading - Electric | B (Average): Asset is sound, operationally safe and exhibits only minor deterioration. | Category 3 (Recommended): Minor work required to prevent a deterioration of the service provided by the asset. | 20 | 2017-02-03 | 7.2225 | 70.7775 | x | 5 | 2. Minor | 12100 | Predictive Maintenance | 182.5
1010080 | Meter Reading - Electric | B (Average): Asset is sound, operationally safe and exhibits only minor deterioration. | Category 3 (Recommended): Minor work required to prevent a deterioration of the service provided by the asset. | 20 | 2005-05-29 | 18.9076 | 59.0924 | x | 5 | 2. Minor | 12100 | Predictive Maintenance | 182.5
1010081 | Meter Reading - Electric | B (Average): Asset is sound, operationally safe and exhibits only minor deterioration. | Category 3 (Recommended): Minor work required to prevent a deterioration of the service provided by the asset. | 20 | 2007-10-01 | 16.5667 | 61.4333 | x | 5 | 2. Minor | 12100 | Predictive Maintenance | 182.5
1010082 | Meter Reading - Electric | B (Average): Asset is sound, operationally safe and exhibits only minor deterioration. | Category 3 (Recommended): Minor work required to prevent a deterioration of the service provided by the asset. | 20 | 2010-10-08 | 13.5469 | 64.4531 | x | 5 | 2. Minor | 12100 | Predictive Maintenance | 182.5
1010083 | Meter Reading - Electric | B (Average): Asset is sound, operationally safe and exhibits only minor deterioration. | Category 3 (Recommended): Minor work required to prevent a deterioration of the service provided by the asset. | 20 | 2022-08-09 | 1.7112 | 76.2888 | x | 5 | 2. Minor | 12100 | Predictive Maintenance | 182.5
1010084 | Meter Reading - Electric | B (Average): Asset is sound, operationally safe and exhibits only minor deterioration. | Category 3 (Recommended): Minor work required to prevent a deterioration of the service provided by the asset. | 20 | 2015-12-18 | 8.3532 | 69.6468 | x | 5 | 2. Minor | 12100 | Predictive Maintenance | 182.5
1010085 | Meter Reading - Electric | B (Average): Asset is sound, operationally safe and exhibits only minor deterioration. | Category 3 (Recommended): Minor work required to prevent a deterioration of the service provided by the asset. | 20 | 2015-05-27 | 8.9144 | 69.0856 | x | 5 | 2. Minor | 12100 | Predictive Maintenance | 182.5
1010086 | Meter Reading - Electric | B (Average): Asset is sound, operationally safe and exhibits only minor deterioration. | Category 3 (Recommended): Minor work required to prevent a deterioration of the service provided by the asset. | 20 | 2011-05-27 | 12.9144 | 65.0856 | x | 5 | 2. Minor | 12100 | Predictive Maintenance | 182.5
1010087 | Meter Reading - Electric | B (Average): Asset is sound, operationally safe and exhibits only minor deterioration. | Category 3 (Recommended): Minor work required to prevent a deterioration of the service provided by the asset. | 20 | 2019-10-25 | 4.501 | 73.499 | x | 5 | 2. Minor | 12100 | Predictive Maintenance | 182.5
1010088 | Meter Reading - Electric | B (Average): Asset is sound, operationally safe and exhibits only minor deterioration. | Category 3 (Recommended): Minor work required to prevent a deterioration of the service provided by the asset. | 20 | 2023-07-17 | 0.77481 | 77.2252 | x | 5 | 2. Minor | 12100 | Predictive Maintenance | 182.5
1010089 | Meter Reading - Electric | B (Average): Asset is sound, operationally safe and exhibits only minor deterioration. | Category 3 (Recommended): Minor work required to prevent a deterioration of the service provided by the asset. | 20 | 2023-08-05 | 0.72279 | 77.2772 | x | 5 | 2. Minor | 12100 | Predictive Maintenance | 182.5
1010090 | Distribution Boards | B (Average): Asset is sound, operationally safe and exhibits only minor deterioration. | Category 3 (Recommended): Minor work required to prevent a deterioration of the service provided by the asset. | 20 | 2014-12-23 | 9.3388 | 68.6612 | x | 5 | 4. Significant | 12100 | Predictive Maintenance | 91.25
1010091 | Terminal Units - Fan Coil | B (Average): Asset is sound, operationally safe and exhibits only minor deterioration. | Category 3 (Recommended): Minor work required to prevent a deterioration of the service provided by the asset. | 15 | 2017-02-08 | 7.2088 | 68.3883 | x | 5 | 4. Significant | 12101 | Predictive Maintenance | 91.25
1010092 | Atmospheric Gas Burner - Free Standing Boiler | B (Average): Asset is sound, operationally safe and exhibits only minor deterioration. | Category 3 (Recommended): Minor work required to prevent a deterioration of the service provided by the asset. | 20 | 2014-01-16 | 10.2724 | 71.7276 | x | 3 | 4. Significant | 10035 | Predictive Maintenance | 91.25
1010093 | Atmospheric Gas Burner - Free Standing Boiler | B (Average): Asset is sound, operationally safe and exhibits only minor deterioration. | Category 3 (Recommended): Minor work required to prevent a deterioration of the service provided by the asset. | 20 | 2012-07-27 | 11.7454 | 70.2546 | x | 3 | 4. Significant | 10035 | Predictive Maintenance | 91.25
1010094 | Atmospheric Gas Burner - Free Standing Boiler | B (Average): Asset is sound, operationally safe and exhibits only minor deterioration. | Category 3 (Recommended): Minor work required to prevent a deterioration of the service provided by the asset. | 20 | 2014-08-18 | 9.6865 | 72.3135 | x | 3 | 4. Significant | 10035 | Predictive Maintenance | 91.25
1010095 | Atmospheric Gas Burner - Free Standing Boiler | B (Average): Asset is sound, operationally safe and exhibits only minor deterioration. | Category 3 (Recommended): Minor work required to prevent a deterioration of the service provided by the asset. | 20 | 2021-12-23 | 2.3381 | 79.6619 | x | 3 | 4. Significant | 10035 | Predictive Maintenance | 91.25
1010096 | Gas Detection/Flammable | B (Average): Asset is sound, operationally safe and exhibits only minor deterioration. | Category 3 (Recommended): Minor work required to prevent a deterioration of the service provided by the asset. | 15 | 2023-08-11 | 0.70637 | 81.0582 | x | 3 | 5. Severe | 10035 | Predictive Maintenance | 28
1010097 | Outstations | B (Average): Asset is sound, operationally safe and exhibits only minor deterioration. | Category 3 (Recommended): Minor work required to prevent a deterioration of the service provided by the asset. | 10 | 2023-09-10 | 0.62423 | 80.7515 | x | 3 | 4. Significant | 10035 | Predictive Maintenance | 91.25
1010098 | Outstations | B (Average): Asset is sound, operationally safe and exhibits only minor deterioration. | Category 3 (Recommended): Minor work required to prevent a deterioration of the service provided by the asset. | 10 | 2018-03-22 | 6.0945 | 69.8111 | x | 3 | 4. Significant | 10035 | Predictive Maintenance | 91.25
1010099 | Expansion Vessels | B (Average): Asset is sound, operationally safe and exhibits only minor deterioration. | Category 3 (Recommended): Minor work required to prevent a deterioration of the service provided by the asset. | 15 | 2018-03-15 | 6.1136 | 73.8485 | x | 3 | 4. Significant | 10035 | Predictive Maintenance | 91.25
1010100 | Hot Water Calorifiers - Heated by LTHW | B (Average): Asset is sound, operationally safe and exhibits only minor deterioration. | Category 3 (Recommended): Minor work required to prevent a deterioration of the service provided by the asset. | 20 | 2009-10-12 | 14.5352 | 67.4648 | x | 3 | 4. Significant | 10035 | Predictive Maintenance | 91.25
1010101 | Electric Immersion Water | B (Average): Asset is sound, operationally safe and exhibits only minor deterioration. | Category 3 (Recommended): Minor work required to prevent a deterioration of the service provided by the asset. | 15 | 2012-12-29 | 11.321 | 66.9053 | x | 3 | 3. Moderate | 10035 | Predictive Maintenance | 91.25
1010102 | Electric Immersion Water | B (Average): Asset is sound, operationally safe and exhibits only minor deterioration. | Category 3 (Recommended): Minor work required to prevent a deterioration of the service provided by the asset. | 15 | 2015-04-23 | 9.0075 | 69.99 | x | 3 | 3. Moderate | 10035 | Predictive Maintenance | 91.25
1010103 | Fire Alarms - Associated Equipment | B (Average): Asset is sound, operationally safe and exhibits only minor deterioration. | Category 3 (Recommended): Minor work required to prevent a deterioration of the service provided by the asset. | 10 | 2018-09-03 | 5.6427 | 72.7146 | x | 2 | 5. Severe | 12022 | Predictive Maintenance | 28
1010104 | Fire Alarm System | B (Average): Asset is sound, operationally safe and exhibits only minor deterioration. | Category 3 (Recommended): Minor work required to prevent a deterioration of the service provided by the asset. | 15 | 2019-06-04 | 4.8925 | 77.4766 | x | 2 | 5. Severe | 12102 | Predictive Maintenance | 28
1010106 | Smoke Curtains | B (Average): Asset is sound, operationally safe and exhibits only minor deterioration. | Category 3 (Recommended): Minor work required to prevent a deterioration of the service provided by the asset. | 20 | 2015-04-05 | 9.0568 | 74.9432 | x | 2 | 5. Severe | 12022 | Predictive Maintenance | 28
1010107 | Smoke Curtains | B (Average): Asset is sound, operationally safe and exhibits only minor deterioration. | Category 3 (Recommended): Minor work required to prevent a deterioration of the service provided by the asset. | 20 | 2017-09-06 | 6.6338 | 77.3662 | x | 2 | 5. Severe | 12022 | Predictive Maintenance | 28
1010108 | Smoke Curtains | B (Average): Asset is sound, operationally safe and exhibits only minor deterioration. | Category 3 (Recommended): Minor work required to prevent a deterioration of the service provided by the asset. | 20 | 2008-11-14 | 15.4442 | 68.5558 | x | 2 | 5. Severe | 12022 | Predictive Maintenance | 28
1010109 | Distribution Boards | B (Average): Asset is sound, operationally safe and exhibits only minor deterioration. | Category 3 (Recommended): Minor work required to prevent a deterioration of the service provided by the asset. | 20 | 2005-10-29 | 18.4887 | 65.5113 | x | 2 | 4. Significant | 12103 | Predictive Maintenance | 91.25
1010110 | Traction Lifts | B (Average): Asset is sound, operationally safe and exhibits only minor deterioration. | Category 3 (Recommended): Minor work required to prevent a deterioration of the service provided by the asset. | 20 | 2019-07-21 | 4.7639 | 77.2361 | x | 3 | 4. Significant | 12104 | Predictive Maintenance | 91.25
1010111 | Distribution Boards | B (Average): Asset is sound, operationally safe and exhibits only minor deterioration. | Category 3 (Recommended): Minor work required to prevent a deterioration of the service provided by the asset. | 20 | 2006-10-29 | 17.4894 | 64.5106 | x | 3 | 4. Significant | 10041 | Predictive Maintenance | 91.25
1010112 | Distribution Boards | B (Average): Asset is sound, operationally safe and exhibits only minor deterioration. | Category 3 (Recommended): Minor work required to prevent a deterioration of the service provided by the asset. | 20 | 2019-04-27 | 4.9966 | 77.0034 | x | 3 | 4. Significant | 10041 | Predictive Maintenance | 91.25
1010113 | Distribution Boards | B (Average): Asset is sound, operationally safe and exhibits only minor deterioration. | Category 3 (Recommended): Minor work required to prevent a deterioration of the service provided by the asset. | 20 | 2021-01-26 | 3.2444 | 78.7556 | x | 3 | 4. Significant | 10041 | Predictive Maintenance | 91.25
1010114 | Outstations | B (Average): Asset is sound, operationally safe and exhibits only minor deterioration. | Category 3 (Recommended): Minor work required to prevent a deterioration of the service provided by the asset. | 10 | 2018-10-12 | 5.5359 | 70.9281 | x | 3 | 4. Significant | 12105 | Predictive Maintenance | 91.25
1010115 | Cold Water Storage Tanks and Cisterns | B (Average): Asset is sound, operationally safe and exhibits only minor deterioration. | Category 3 (Recommended): Minor work required to prevent a deterioration of the service provided by the asset. | 15 | 2011-10-31 | 12.4846 | 65.3539 | x | 3 | 4. Significant | 12106 | Predictive Maintenance | 91.25
1010116 | Distribution Boards | B (Average): Asset is sound, operationally safe and exhibits only minor deterioration. | Category 3 (Recommended): Minor work required to prevent a deterioration of the service provided by the asset. | 20 | 2005-01-15 | 19.2745 | 62.7255 | x | 3 | 4. Significant | 12107 | Predictive Maintenance | 91.25
1010117 | Emergency Assistance Alarm | B (Average): Asset is sound, operationally safe and exhibits only minor deterioration. | Category 3 (Recommended): Minor work required to prevent a deterioration of the service provided by the asset. | 10 | 2018-01-07 | 6.2971 | 67.4059 | x | 4 | 5. Severe | 12108 | Predictive Maintenance | 28
1010118 | Distribution Boards | B (Average): Asset is sound, operationally safe and exhibits only minor deterioration. | Category 3 (Recommended): Minor work required to prevent a deterioration of the service provided by the asset. | 20 | 2014-07-11 | 9.7906 | 70.2094 | x | 4 | 4. Significant | 12109 | Predictive Maintenance | 91.25
1010119 | Distribution Boards | B (Average): Asset is sound, operationally safe and exhibits only minor deterioration. | Category 3 (Recommended): Minor work required to prevent a deterioration of the service provided by the asset. | 20 | 2009-03-08 | 15.1321 | 64.8679 | x | 4 | 4. Significant | 12109 | Predictive Maintenance | 91.25
1010120 | Smoke Curtains | B (Average): Asset is sound, operationally safe and exhibits only minor deterioration. | Category 3 (Recommended): Minor work required to prevent a deterioration of the service provided by the asset. | 20 | 2023-06-26 | 0.83231 | 79.1677 | x | 4 | 5. Severe | 12110 | Predictive Maintenance | 28
1010121 | Smoke Curtains | B (Average): Asset is sound, operationally safe and exhibits only minor deterioration. | Category 3 (Recommended): Minor work required to prevent a deterioration of the service provided by the asset. | 20 | 2004-10-02 | 19.5619 | 60.4381 | x | 4 | 5. Severe | 12110 | Predictive Maintenance | 28
1010122 | Fire Alarms - Associated Equipment | B (Average): Asset is sound, operationally safe and exhibits only minor deterioration. | Category 3 (Recommended): Minor work required to prevent a deterioration of the service provided by the asset. | 10 | 2019-06-28 | 4.8268 | 70.3463 | x | 4 | 5. Severe | 12110 | Predictive Maintenance | 28
1010123 | Fire Alarms - Associated Equipment | B (Average): Asset is sound, operationally safe and exhibits only minor deterioration. | Category 3 (Recommended): Minor work required to prevent a deterioration of the service provided by the asset. | 10 | 2022-08-15 | 1.6947 | 76.6105 | x | 4 | 5. Severe | 12110 | Predictive Maintenance | 28
1010124 | Meter Reading - Electric | B (Average): Asset is sound, operationally safe and exhibits only minor deterioration. | Category 3 (Recommended): Minor work required to prevent a deterioration of the service provided by the asset. | 20 | 2012-08-10 | 11.707 | 68.293 | x | 4 | 2. Minor | 12109 | Predictive Maintenance | 182.5
1010125 | Meter Reading - Electric | B (Average): Asset is sound, operationally safe and exhibits only minor deterioration. | Category 3 (Recommended): Minor work required to prevent a deterioration of the service provided by the asset. | 20 | 2007-10-01 | 16.5667 | 63.4333 | x | 4 | 2. Minor | 12109 | Predictive Maintenance | 182.5
1010126 | Meter Reading - Electric | B (Average): Asset is sound, operationally safe and exhibits only minor deterioration. | Category 3 (Recommended): Minor work required to prevent a deterioration of the service provided by the asset. | 20 | 2009-06-22 | 14.8419 | 65.1581 | x | 4 | 2. Minor | 12109 | Predictive Maintenance | 182.5
1010127 | Meter Reading - Electric | B (Average): Asset is sound, operationally safe and exhibits only minor deterioration. | Category 3 (Recommended): Minor work required to prevent a deterioration of the service provided by the asset. | 20 | 2006-04-27 | 17.9959 | 62.0041 | x | 4 | 2. Minor | 12109 | Predictive Maintenance | 182.5
1010128 | Meter Reading - Electric | B (Average): Asset is sound, operationally safe and exhibits only minor deterioration. | Category 3 (Recommended): Minor work required to prevent a deterioration of the service provided by the asset. | 20 | 2017-08-26 | 6.6639 | 73.3361 | x | 4 | 2. Minor | 12109 | Predictive Maintenance | 182.5
1010129 | Meter Reading - Electric | B (Average): Asset is sound, operationally safe and exhibits only minor deterioration. | Category 3 (Recommended): Minor work required to prevent a deterioration of the service provided by the asset. | 20 | 2017-10-02 | 6.5626 | 73.4374 | x | 4 | 2. Minor | 12109 | Predictive Maintenance | 182.5
1010130 | Terminal Units - Fan Coil | B (Average): Asset is sound, operationally safe and exhibits only minor deterioration. | Category 3 (Recommended): Minor work required to prevent a deterioration of the service provided by the asset. | 15 | 2014-04-16 | 10.026 | 66.632 | x | 4 | 4. Significant | 10075 | Predictive Maintenance | 91.25
1010131 | Terminal Units - Fan Coil | B (Average): Asset is sound, operationally safe and exhibits only minor deterioration. | Category 3 (Recommended): Minor work required to prevent a deterioration of the service provided by the asset. | 15 | 2017-05-14 | 6.9487 | 70.7351 | x | 4 | 4. Significant | 10023 | Predictive Maintenance | 91.25
1010132 | Expansion Vessels | B (Average): Asset is sound, operationally safe and exhibits only minor deterioration. | Category 3 (Recommended): Minor work required to prevent a deterioration of the service provided by the asset. | 15 | 2014-09-28 | 9.5743 | 65.2343 | x | 5 | 4. Significant | 10016 | Predictive Maintenance | 91.25
1010133 | Outstations | B (Average): Asset is sound, operationally safe and exhibits only minor deterioration. | Category 3 (Recommended): Minor work required to prevent a deterioration of the service provided by the asset. | 10 | 2022-09-06 | 1.6345 | 74.731 | x | 5 | 4. Significant | 10012 | Predictive Maintenance | 91.25
1010134 | Gas Detection/Flammable | B (Average): Asset is sound, operationally safe and exhibits only minor deterioration. | Category 3 (Recommended): Minor work required to prevent a deterioration of the service provided by the asset. | 15 | 2023-03-13 | 1.1198 | 76.507 | x | 5 | 5. Severe | 10012 | Predictive Maintenance | 28
1010135 | Gas Detection/Flammable | B (Average): Asset is sound, operationally safe and exhibits only minor deterioration. | Category 3 (Recommended): Minor work required to prevent a deterioration of the service provided by the asset. | 15 | 2021-09-03 | 2.642 | 74.4773 | x | 5 | 5. Severe | 10012 | Predictive Maintenance | 28
1010136 | Gas Detection/Flammable | B (Average): Asset is sound, operationally safe and exhibits only minor deterioration. | Category 3 (Recommended): Minor work required to prevent a deterioration of the service provided by the asset. | 15 | 2014-12-26 | 9.3306 | 65.5592 | x | 5 | 5. Severe | 10012 | Predictive Maintenance | 28
1010137 | Direct Fired Water Heaters | A (Good): Asset is as new and can be expected to perform adequately to its full normal life if maintained appropriately. | Category 4 (Normal): No work required beyond normal maintenance. | 15 | 2019-12-10 | 4.3751 | 86.1666 | x | 5 | 4. Significant | 10012 | Predictive Maintenance | 162.5
1010138 | Direct Fired Water Heaters | A (Good): Asset is as new and can be expected to perform adequately to its full normal life if maintained appropriately. | Category 4 (Normal): No work required beyond normal maintenance. | 15 | 2010-10-04 | 13.5578 | 73.9229 | x | 5 | 4. Significant | 10012 | Predictive Maintenance | 162.5
1010139 | Expansion Vessels | B (Average): Asset is sound, operationally safe and exhibits only minor deterioration. | Category 3 (Recommended): Minor work required to prevent a deterioration of the service provided by the asset. | 15 | 2014-02-20 | 10.1766 | 64.4312 | x | 5 | 4. Significant | 10012 | Predictive Maintenance | 91.25
1010140 | Expansion Vessels | B (Average): Asset is sound, operationally safe and exhibits only minor deterioration. | Category 3 (Recommended): Minor work required to prevent a deterioration of the service provided by the asset. | 15 | 2014-09-10 | 9.6235 | 65.1686 | x | 5 | 4. Significant | 10012 | Predictive Maintenance | 91.25
1010141 | Outstations | B (Average): Asset is sound, operationally safe and exhibits only minor deterioration. | Category 3 (Recommended): Minor work required to prevent a deterioration of the service provided by the asset. | 10 | 2015-02-16 | 9.1882 | 59.6235 | x | 5 | 4. Significant | 10012 | Predictive Maintenance | 91.25
1010142 | Expansion Vessels | B (Average): Asset is sound, operationally safe and exhibits only minor deterioration. | Category 3 (Recommended): Minor work required to prevent a deterioration of the service provided by the asset. | 15 | 2012-04-30 | 11.9863 | 62.0183 | x | 5 | 4. Significant | 10012 | Predictive Maintenance | 91.25
1010143 | Pressurisation Units - Chilled Water, Condenser Water and LTHW Types | B (Average): Asset is sound, operationally safe and exhibits only minor deterioration. | Category 3 (Recommended): Minor work required to prevent a deterioration of the service provided by the asset. | 15 | 2017-05-02 | 6.9815 | 68.6913 | x | 5 | 4. Significant | 10012 | Predictive Maintenance | 91.25
1010144 | Pressurisation Units - Chilled Water, Condenser Water and LTHW Types | B (Average): Asset is sound, operationally safe and exhibits only minor deterioration. | Category 3 (Recommended): Minor work required to prevent a deterioration of the service provided by the asset. | 15 | 2021-08-27 | 2.6612 | 74.4517 | x | 5 | 4. Significant | 10012 | Predictive Maintenance | 91.25
1010145 | Expansion Vessels | B (Average): Asset is sound, operationally safe and exhibits only minor deterioration. | Category 3 (Recommended): Minor work required to prevent a deterioration of the service provided by the asset. | 15 | 2010-06-06 | 13.8864 | 59.4848 | x | 5 | 4. Significant | 10012 | Predictive Maintenance | 91.25
1010146 | Pressurisation Units - Chilled Water, Condenser Water and LTHW Types | B (Average): Asset is sound, operationally safe and exhibits only minor deterioration. | Category 3 (Recommended): Minor work required to prevent a deterioration of the service provided by the asset. | 15 | 2017-04-16 | 7.0253 | 68.6329 | x | 5 | 4. Significant | 10012 | Predictive Maintenance | 91.25
1010147 | Pressurisation Units - Chilled Water, Condenser Water and LTHW Types | B (Average): Asset is sound, operationally safe and exhibits only minor deterioration. | Category 3 (Recommended): Minor work required to prevent a deterioration of the service provided by the asset. | 15 | 2011-12-05 | 12.3888 | 61.4816 | x | 5 | 4. Significant | 10012 | Predictive Maintenance | 91.25
1010148 | Hot Water Calorifiers - Heated by LTHW | B (Average): Asset is sound, operationally safe and exhibits only minor deterioration. | Category 3 (Recommended): Minor work required to prevent a deterioration of the service provided by the asset. | 20 | 2009-06-14 | 14.8638 | 63.1362 | x | 5 | 4. Significant | 10012 | Predictive Maintenance | 91.25
1010149 | Chemical Dosing | B (Average): Asset is sound, operationally safe and exhibits only minor deterioration. | Category 3 (Recommended): Minor work required to prevent a deterioration of the service provided by the asset. | 10 | 2015-06-13 | 8.8679 | 60.2642 | x | 5 | 4. Significant | 10012 | Predictive Maintenance | 91.25
1010150 | Chemical Dosing | B (Average): Asset is sound, operationally safe and exhibits only minor deterioration. | Category 3 (Recommended): Minor work required to prevent a deterioration of the service provided by the asset. | 10 | 2019-06-29 | 4.8241 | 68.3518 | x | 5 | 4. Significant | 10012 | Predictive Maintenance | 91.25
1010151 | Terminal Units - Fan Coil | B (Average): Asset is sound, operationally safe and exhibits only minor deterioration. | Category 3 (Recommended): Minor work required to prevent a deterioration of the service provided by the asset. | 15 | 2012-12-17 | 11.3539 | 64.8615 | x | 4 | 4. Significant | 10077 | Predictive Maintenance | 91.25
1010152 | Terminal Units - Fan Coil | B (Average): Asset is sound, operationally safe and exhibits only minor deterioration. | Category 3 (Recommended): Minor work required to prevent a deterioration of the service provided by the asset. | 15 | 2015-10-01 | 8.5667 | 68.5777 | x | 4 | 4. Significant | 10077 | Predictive Maintenance | 91.25
1010153 | Terminal Units - Fan Coil | B (Average): Asset is sound, operationally safe and exhibits only minor deterioration. | Category 3 (Recommended): Minor work required to prevent a deterioration of the service provided by the asset. | 15 | 2016-03-15 | 8.1123 | 69.1837 | x | 4 | 4. Significant | 10077 | Predictive Maintenance | 91.25
1010154 | Terminal Units - Fan Coil | B (Average): Asset is sound, operationally safe and exhibits only minor deterioration. | Category 3 (Recommended): Minor work required to prevent a deterioration of the service provided by the asset. | 15 | 2017-06-15 | 6.8611 | 70.8519 | x | 4 | 4. Significant | 10077 | Predictive Maintenance | 91.25
1010155 | Terminal Units - Fan Coil | B (Average): Asset is sound, operationally safe and exhibits only minor deterioration. | Category 3 (Recommended): Minor work required to prevent a deterioration of the service provided by the asset. | 15 | 2018-03-08 | 6.1328 | 71.823 | x | 4 | 4. Significant | 10077 | Predictive Maintenance | 91.25
1010156 | Terminal Units - Fan Coil | B (Average): Asset is sound, operationally safe and exhibits only minor deterioration. | Category 3 (Recommended): Minor work required to prevent a deterioration of the service provided by the asset. | 15 | 2020-06-07 | 3.8823 | 74.8236 | x | 4 | 4. Significant | 10085 | Predictive Maintenance | 91.25
1010157 | Terminal Units - Fan Coil | B (Average): Asset is sound, operationally safe and exhibits only minor deterioration. | Category 3 (Recommended): Minor work required to prevent a deterioration of the service provided by the asset. | 15 | 2011-08-04 | 12.7255 | 67.0326 | x | 2 | 4. Significant | 10084 | Predictive Maintenance | 91.25
1010158 | Terminal Units - Fan Coil | B (Average): Asset is sound, operationally safe and exhibits only minor deterioration. | Category 3 (Recommended): Minor work required to prevent a deterioration of the service provided by the asset. | 15 | 2012-08-14 | 11.6961 | 68.4052 | x | 2 | 4. Significant | 10076 | Predictive Maintenance | 91.25
1010159 | Smoke Relief - Powered Smoke and Heat Exhaust Ventilators | B (Average): Asset is sound, operationally safe and exhibits only minor deterioration. | Category 3 (Recommended): Minor work required to prevent a deterioration of the service provided by the asset. | 30 | 1999-06-19 | 24.8515 | 67.4324 | x | 2 | 5. Severe | 12111 | Predictive Maintenance | 28
1010160 | Room Air Conditioners | B (Average): Asset is sound, operationally safe and exhibits only minor deterioration. | Category 3 (Recommended): Minor work required to prevent a deterioration of the service provided by the asset. | 15 | 2015-10-01 | 8.5667 | 72.5777 | x | 2 | 3. Moderate | 12111 | Predictive Maintenance | 91.25
1010161 | Distribution Boards | B (Average): Asset is sound, operationally safe and exhibits only minor deterioration. | Category 3 (Recommended): Minor work required to prevent a deterioration of the service provided by the asset. | 20 | 2021-08-16 | 2.6913 | 81.3087 | x | 2 | 4. Significant | 12112 | Predictive Maintenance | 91.25
1010162 | Distribution Boards | B (Average): Asset is sound, operationally safe and exhibits only minor deterioration. | Category 3 (Recommended): Minor work required to prevent a deterioration of the service provided by the asset. | 20 | 2011-12-12 | 12.3696 | 71.6304 | x | 2 | 4. Significant | 12112 | Predictive Maintenance | 91.25
1010163 | Distribution Boards | B (Average): Asset is sound, operationally safe and exhibits only minor deterioration. | Category 3 (Recommended): Minor work required to prevent a deterioration of the service provided by the asset. | 20 | 2018-03-25 | 6.0862 | 77.9138 | x | 2 | 4. Significant | 12112 | Predictive Maintenance | 91.25
1010164 | Meter Reading - Electric | B (Average): Asset is sound, operationally safe and exhibits only minor deterioration. | Category 3 (Recommended): Minor work required to prevent a deterioration of the service provided by the asset. | 20 | 2009-07-06 | 14.8036 | 69.1964 | x | 2 | 2. Minor | 12112 | Predictive Maintenance | 182.5
1010165 | Meter Reading - Electric | B (Average): Asset is sound, operationally safe and exhibits only minor deterioration. | Category 3 (Recommended): Minor work required to prevent a deterioration of the service provided by the asset. | 20 | 2015-07-06 | 8.8049 | 75.1951 | x | 2 | 2. Minor | 12112 | Predictive Maintenance | 182.5
1010166 | Meter Reading - Electric | B (Average): Asset is sound, operationally safe and exhibits only minor deterioration. | Category 3 (Recommended): Minor work required to prevent a deterioration of the service provided by the asset. | 20 | 2008-11-06 | 15.4661 | 68.5339 | x | 2 | 2. Minor | 12112 | Predictive Maintenance | 182.5
1010167 | Meter Reading - Electric | B (Average): Asset is sound, operationally safe and exhibits only minor deterioration. | Category 3 (Recommended): Minor work required to prevent a deterioration of the service provided by the asset. | 20 | 2018-03-18 | 6.1054 | 77.8946 | x | 2 | 2. Minor | 12112 | Predictive Maintenance | 182.5
1010168 | Meter Reading - Electric | B (Average): Asset is sound, operationally safe and exhibits only minor deterioration. | Category 3 (Recommended): Minor work required to prevent a deterioration of the service provided by the asset. | 20 | 2009-10-03 | 14.5599 | 69.4401 | x | 2 | 2. Minor | 12112 | Predictive Maintenance | 182.5
1010169 | Meter Reading - Electric | B (Average): Asset is sound, operationally safe and exhibits only minor deterioration. | Category 3 (Recommended): Minor work required to prevent a deterioration of the service provided by the asset. | 20 | 2012-10-03 | 11.5592 | 72.4408 | x | 2 | 2. Minor | 12112 | Predictive Maintenance | 182.5
1010170 | Emergency Assistance Alarm | B (Average): Asset is sound, operationally safe and exhibits only minor deterioration. | Category 3 (Recommended): Minor work required to prevent a deterioration of the service provided by the asset. | 10 | 2016-03-27 | 8.0794 | 67.8412 | x | 2 | 5. Severe | 12113 | Predictive Maintenance | 28
1010171 | Terminal Units - Fan Coil | B (Average): Asset is sound, operationally safe and exhibits only minor deterioration. | Category 3 (Recommended): Minor work required to prevent a deterioration of the service provided by the asset. | 15 | 2010-04-02 | 14.0643 | 65.2475 | x | 2 | 4. Significant | 10083 | Predictive Maintenance | 91.25
1010172 | Terminal Units - Fan Coil | B (Average): Asset is sound, operationally safe and exhibits only minor deterioration. | Category 3 (Recommended): Minor work required to prevent a deterioration of the service provided by the asset. | 15 | 2021-05-30 | 2.9049 | 80.1269 | x | 2 | 4. Significant | 10082 | Predictive Maintenance | 91.25
1010173 | Terminal Units - Fan Coil | B (Average): Asset is sound, operationally safe and exhibits only minor deterioration. | Category 3 (Recommended): Minor work required to prevent a deterioration of the service provided by the asset. | 15 | 2016-06-17 | 7.8549 | 73.5268 | x | 2 | 4. Significant | 10078 | Predictive Maintenance | 91.25
1010174 | Automatic Transfer Switch | B (Average): Asset is sound, operationally safe and exhibits only minor deterioration. | Category 3 (Recommended): Minor work required to prevent a deterioration of the service provided by the asset. | 15 | 2011-04-26 | 12.9993 | 62.6676 | x | 4 | 4. Significant | 12114 | Predictive Maintenance | 91.25
1010175 | Distribution Boards | B (Average): Asset is sound, operationally safe and exhibits only minor deterioration. | Category 3 (Recommended): Minor work required to prevent a deterioration of the service provided by the asset. | 20 | 2007-10-31 | 16.4846 | 65.5154 | x | 3 | 4. Significant | 12115 | Predictive Maintenance | 91.25
1010176 | Distribution Boards | B (Average): Asset is sound, operationally safe and exhibits only minor deterioration. | Category 3 (Recommended): Minor work required to prevent a deterioration of the service provided by the asset. | 20 | 2012-01-06 | 12.3012 | 69.6988 | x | 3 | 4. Significant | 12115 | Predictive Maintenance | 91.25
1010177 | Distribution Boards | B (Average): Asset is sound, operationally safe and exhibits only minor deterioration. | Category 3 (Recommended): Minor work required to prevent a deterioration of the service provided by the asset. | 20 | 2023-06-29 | 0.82409 | 81.1759 | x | 3 | 4. Significant | 12115 | Predictive Maintenance | 91.25
1010178 | Meter Reading - Electric | B (Average): Asset is sound, operationally safe and exhibits only minor deterioration. | Category 3 (Recommended): Minor work required to prevent a deterioration of the service provided by the asset. | 20 | 2006-02-01 | 18.2286 | 63.7714 | x | 3 | 2. Minor | 12115 | Predictive Maintenance | 182.5
1010179 | Meter Reading - Electric | B (Average): Asset is sound, operationally safe and exhibits only minor deterioration. | Category 3 (Recommended): Minor work required to prevent a deterioration of the service provided by the asset. | 20 | 2005-10-20 | 18.5133 | 63.4867 | x | 3 | 2. Minor | 12115 | Predictive Maintenance | 182.5
1010180 | Meter Reading - Electric | B (Average): Asset is sound, operationally safe and exhibits only minor deterioration. | Category 3 (Recommended): Minor work required to prevent a deterioration of the service provided by the asset. | 20 | 2006-02-25 | 18.1629 | 63.8371 | x | 3 | 2. Minor | 12115 | Predictive Maintenance | 182.5
1010181 | Meter Reading - Electric | B (Average): Asset is sound, operationally safe and exhibits only minor deterioration. | Category 3 (Recommended): Minor work required to prevent a deterioration of the service provided by the asset. | 20 | 2022-02-12 | 2.1985 | 79.8015 | x | 3 | 2. Minor | 12115 | Predictive Maintenance | 182.5
1010182 | Meter Reading - Electric | B (Average): Asset is sound, operationally safe and exhibits only minor deterioration. | Category 3 (Recommended): Minor work required to prevent a deterioration of the service provided by the asset. | 20 | 2022-05-07 | 1.9685 | 80.0315 | x | 3 | 2. Minor | 12115 | Predictive Maintenance | 182.5
1010183 | Meter Reading - Electric | B (Average): Asset is sound, operationally safe and exhibits only minor deterioration. | Category 3 (Recommended): Minor work required to prevent a deterioration of the service provided by the asset. | 20 | 2010-04-07 | 14.0507 | 67.9493 | x | 3 | 2. Minor | 12115 | Predictive Maintenance | 182.5
1010184 | Traction Lifts | B (Average): Asset is sound, operationally safe and exhibits only minor deterioration. | Category 3 (Recommended): Minor work required to prevent a deterioration of the service provided by the asset. | 20 | 2008-10-10 | 15.54 | 66.46 | x | 3 | 4. Significant | 12116 | Predictive Maintenance | 91.25
1010185 | Traction Lifts | B (Average): Asset is sound, operationally safe and exhibits only minor deterioration. | Category 3 (Recommended): Minor work required to prevent a deterioration of the service provided by the asset. | 20 | 2007-01-11 | 17.2868 | 64.7132 | x | 3 | 4. Significant | 12116 | Predictive Maintenance | 91.25
1010186 | Sliding Doors | B (Average): Asset is sound, operationally safe and exhibits only minor deterioration. | Category 3 (Recommended): Minor work required to prevent a deterioration of the service provided by the asset. | 15 | 2010-04-14 | 14.0315 | 63.2914 | x | 3 | 3. Moderate | 12117 | Predictive Maintenance | 91.25
1010188 | Roller Shutter Doors | B (Average): Asset is sound, operationally safe and exhibits only minor deterioration. | Category 3 (Recommended): Minor work required to prevent a deterioration of the service provided by the asset. | 15 | 2014-02-03 | 10.2231 | 68.3692 | x | 3 | 3. Moderate | 12118 | Predictive Maintenance | 91.25
1010189 | Emergency Assistance Alarm | B (Average): Asset is sound, operationally safe and exhibits only minor deterioration. | Category 3 (Recommended): Minor work required to prevent a deterioration of the service provided by the asset. | 10 | 2015-01-17 | 9.2704 | 63.4593 | x | 3 | 5. Severe | 12119 | Predictive Maintenance | 28
1010190 | Emergency Assistance Alarm | B (Average): Asset is sound, operationally safe and exhibits only minor deterioration. | Category 3 (Recommended): Minor work required to prevent a deterioration of the service provided by the asset. | 10 | 2019-09-03 | 4.6434 | 72.7132 | x | 3 | 5. Severe | 12120 | Predictive Maintenance | 28
1010191 | Cold Water Storage Tanks and Cisterns | B (Average): Asset is sound, operationally safe and exhibits only minor deterioration. | Category 3 (Recommended): Minor work required to prevent a deterioration of the service provided by the asset. | 20 | 2013-11-22 | 10.423 | 71.577 | x | 3 | 4. Significant | 10081 | Predictive Maintenance | 91.25
1010192 | Outstations | B (Average): Asset is sound, operationally safe and exhibits only minor deterioration. | Category 3 (Recommended): Minor work required to prevent a deterioration of the service provided by the asset. | 10 | 2023-11-19 | 0.43258 | 81.1348 | x | 3 | 4. Significant | 10081 | Predictive Maintenance | 91.25
1010193 | Revolving Doors | B (Average): Asset is sound, operationally safe and exhibits only minor deterioration. | Category 3 (Recommended): Minor work required to prevent a deterioration of the service provided by the asset. | 15 | 2014-02-03 | 10.2231 | 68.3692 | x | 3 | 3. Moderate | 12121 | Predictive Maintenance | 91.25
1010194 | Revolving Doors | B (Average): Asset is sound, operationally safe and exhibits only minor deterioration. | Category 3 (Recommended): Minor work required to prevent a deterioration of the service provided by the asset. | 15 | 2023-09-21 | 0.59411 | 81.2078 | x | 3 | 3. Moderate | 12121 | Predictive Maintenance | 91.25
1010197 | Outstations | B (Average): Asset is sound, operationally safe and exhibits only minor deterioration. | Category 3 (Recommended): Minor work required to prevent a deterioration of the service provided by the asset. | 10 | 2020-09-14 | 3.6112 | 74.7775 | x | 3 | 4. Significant | 10139 | Predictive Maintenance | 91.25
1010198 | Room Air Conditioners | B (Average): Asset is sound, operationally safe and exhibits only minor deterioration. | Category 3 (Recommended): Minor work required to prevent a deterioration of the service provided by the asset. | 15 | 2023-10-24 | 0.50376 | 85.3283 | x | 1 | 3. Moderate | 12122 | Predictive Maintenance | 91.25
1010199 | Room Air Conditioners | B (Average): Asset is sound, operationally safe and exhibits only minor deterioration. | Category 3 (Recommended): Minor work required to prevent a deterioration of the service provided by the asset. | 15 | 2015-03-17 | 9.1088 | 73.8549 | x | 1 | 3. Moderate | 12122 | Predictive Maintenance | 91.25
1010200 | Room Air Conditioners | B (Average): Asset is sound, operationally safe and exhibits only minor deterioration. | Category 3 (Recommended): Minor work required to prevent a deterioration of the service provided by the asset. | 15 | 2012-12-20 | 11.3457 | 70.8725 | x | 1 | 3. Moderate | 12122 | Predictive Maintenance | 91.25
1010201 | Distribution Boards | B (Average): Asset is sound, operationally safe and exhibits only minor deterioration. | Category 3 (Recommended): Minor work required to prevent a deterioration of the service provided by the asset. | 20 | 2007-11-17 | 16.4381 | 69.5619 | x | 1 | 4. Significant | 12122 | Predictive Maintenance | 91.25
1010202 | Room Air Conditioners | B (Average): Asset is sound, operationally safe and exhibits only minor deterioration. | Category 3 (Recommended): Minor work required to prevent a deterioration of the service provided by the asset. | 15 | 2011-07-02 | 12.8159 | 68.9122 | x | 1 | 3. Moderate | 10897 | Predictive Maintenance | 91.25
1010203 | Room Air Conditioners | B (Average): Asset is sound, operationally safe and exhibits only minor deterioration. | Category 3 (Recommended): Minor work required to prevent a deterioration of the service provided by the asset. | 15 | 2019-01-23 | 5.2539 | 78.9948 | x | 1 | 3. Moderate | 10897 | Predictive Maintenance | 91.25
1010204 | Emergency Assistance Alarm | B (Average): Asset is sound, operationally safe and exhibits only minor deterioration. | Category 3 (Recommended): Minor work required to prevent a deterioration of the service provided by the asset. | 10 | 2021-05-22 | 2.9268 | 80.1465 | x | 1 | 5. Severe | 12123 | Predictive Maintenance | 28
1010205 | Distribution Boards | B (Average): Asset is sound, operationally safe and exhibits only minor deterioration. | Category 3 (Recommended): Minor work required to prevent a deterioration of the service provided by the asset. | 20 | 2013-02-07 | 11.2115 | 74.7885 | x | 1 | 4. Significant | 12124 | Predictive Maintenance | 91.25
1010206 | Distribution Boards | B (Average): Asset is sound, operationally safe and exhibits only minor deterioration. | Category 3 (Recommended): Minor work required to prevent a deterioration of the service provided by the asset. | 20 | 2024-01-30 | 0.23546 | 85.7645 | x | 1 | 4. Significant | 12124 | Predictive Maintenance | 91.25
1010207 | Distribution Boards | B (Average): Asset is sound, operationally safe and exhibits only minor deterioration. | Category 3 (Recommended): Minor work required to prevent a deterioration of the service provided by the asset. | 20 | 2013-03-30 | 11.0719 | 74.9281 | x | 1 | 4. Significant | 12124 | Predictive Maintenance | 91.25
1010208 | Distribution Boards | B (Average): Asset is sound, operationally safe and exhibits only minor deterioration. | Category 3 (Recommended): Minor work required to prevent a deterioration of the service provided by the asset. | 20 | 2004-05-26 | 19.9151 | 66.0849 | x | 1 | 4. Significant | 12124 | Predictive Maintenance | 91.25
1010209 | Distribution Boards | B (Average): Asset is sound, operationally safe and exhibits only minor deterioration. | Category 3 (Recommended): Minor work required to prevent a deterioration of the service provided by the asset. | 20 | 2006-09-19 | 17.5989 | 68.4011 | x | 1 | 4. Significant | 12124 | Predictive Maintenance | 91.25
1010210 | Distribution Boards | B (Average): Asset is sound, operationally safe and exhibits only minor deterioration. | Category 3 (Recommended): Minor work required to prevent a deterioration of the service provided by the asset. | 20 | 2004-12-25 | 19.332 | 66.668 | x | 1 | 4. Significant | 12124 | Predictive Maintenance | 91.25
1010211 | Distribution Boards | B (Average): Asset is sound, operationally safe and exhibits only minor deterioration. | Category 3 (Recommended): Minor work required to prevent a deterioration of the service provided by the asset. | 20 | 2008-10-29 | 15.488 | 70.512 | x | 1 | 4. Significant | 12124 | Predictive Maintenance | 91.25
1010212 | Distribution Boards | B (Average): Asset is sound, operationally safe and exhibits only minor deterioration. | Category 3 (Recommended): Minor work required to prevent a deterioration of the service provided by the asset. | 20 | 2006-06-16 | 17.859 | 68.141 | x | 1 | 4. Significant | 12124 | Predictive Maintenance | 91.25
1010213 | Distribution Boards | B (Average): Asset is sound, operationally safe and exhibits only minor deterioration. | Category 3 (Recommended): Minor work required to prevent a deterioration of the service provided by the asset. | 20 | 2012-10-25 | 11.499 | 74.501 | x | 1 | 4. Significant | 12124 | Predictive Maintenance | 91.25
1010214 | Room Air Conditioners | B (Average): Asset is sound, operationally safe and exhibits only minor deterioration. | Category 3 (Recommended): Minor work required to prevent a deterioration of the service provided by the asset. | 15 | 2011-01-01 | 13.3142 | 68.2478 | x | 1 | 3. Moderate | 12125 | Predictive Maintenance | 91.25
1010215 | Pumps - General | B (Average): Asset is sound, operationally safe and exhibits only minor deterioration. | Category 3 (Recommended): Minor work required to prevent a deterioration of the service provided by the asset. | 20 | 2011-06-23 | 12.8405 | 73.1595 | x | 1 | 4. Significant | 12125 | Predictive Maintenance | 91.25
1010216 | Room Air Conditioners | B (Average): Asset is sound, operationally safe and exhibits only minor deterioration. | Category 3 (Recommended): Minor work required to prevent a deterioration of the service provided by the asset. | 15 | 2021-01-30 | 3.2334 | 81.6888 | x | 1 | 3. Moderate | 12126 | Predictive Maintenance | 91.25
1010217 | Pumps - General | B (Average): Asset is sound, operationally safe and exhibits only minor deterioration. | Category 3 (Recommended): Minor work required to prevent a deterioration of the service provided by the asset. | 20 | 2016-08-06 | 7.718 | 78.282 | x | 1 | 4. Significant | 12126 | Predictive Maintenance | 91.25
1010218 | Distribution Boards | B (Average): Asset is sound, operationally safe and exhibits only minor deterioration. | Category 3 (Recommended): Minor work required to prevent a deterioration of the service provided by the asset. | 20 | 2017-10-04 | 6.5572 | 75.4428 | x | 3 | 4. Significant | 12127 | Predictive Maintenance | 91.25
1010219 | Distribution Boards | B (Average): Asset is sound, operationally safe and exhibits only minor deterioration. | Category 3 (Recommended): Minor work required to prevent a deterioration of the service provided by the asset. | 20 | 2009-11-11 | 14.4531 | 67.5469 | x | 3 | 4. Significant | 12127 | Predictive Maintenance | 91.25
1010220 | Distribution Boards | B (Average): Asset is sound, operationally safe and exhibits only minor deterioration. | Category 3 (Recommended): Minor work required to prevent a deterioration of the service provided by the asset. | 20 | 2013-05-01 | 10.9843 | 71.0157 | x | 3 | 4. Significant | 12127 | Predictive Maintenance | 91.25
1010221 | Emergency Assistance Alarm | B (Average): Asset is sound, operationally safe and exhibits only minor deterioration. | Category 3 (Recommended): Minor work required to prevent a deterioration of the service provided by the asset. | 10 | 2018-09-06 | 5.6345 | 70.731 | x | 3 | 5. Severe | 12128 | Predictive Maintenance | 28
1010222 | Emergency Assistance Alarm | B (Average): Asset is sound, operationally safe and exhibits only minor deterioration. | Category 3 (Recommended): Minor work required to prevent a deterioration of the service provided by the asset. | 10 | 2018-01-23 | 6.2533 | 69.4935 | x | 3 | 5. Severe | 12129 | Predictive Maintenance | 28
1010223 | Emergency Assistance Alarm | B (Average): Asset is sound, operationally safe and exhibits only minor deterioration. | Category 3 (Recommended): Minor work required to prevent a deterioration of the service provided by the asset. | 10 | 2018-04-26 | 5.9986 | 70.0027 | x | 3 | 5. Severe | 12130 | Predictive Maintenance | 28
1010224 | Distribution Boards | B (Average): Asset is sound, operationally safe and exhibits only minor deterioration. | Category 3 (Recommended): Minor work required to prevent a deterioration of the service provided by the asset. | 20 | 2005-07-29 | 18.7406 | 63.2594 | x | 3 | 4. Significant | 12131 | Predictive Maintenance | 91.25
1010225 | Distribution Boards | B (Average): Asset is sound, operationally safe and exhibits only minor deterioration. | Category 3 (Recommended): Minor work required to prevent a deterioration of the service provided by the asset. | 20 | 2011-01-03 | 13.3087 | 68.6913 | x | 3 | 4. Significant | 12131 | Predictive Maintenance | 91.25
1010226 | Air Handling Units - General | B (Average): Asset is sound, operationally safe and exhibits only minor deterioration. | Category 3 (Recommended): Minor work required to prevent a deterioration of the service provided by the asset. | 20 | 2023-05-01 | 0.98563 | 81.0144 | x | 3 | 3. Moderate | 12132 | Predictive Maintenance | 91.25
1010227 | Meter Reading - Electric | B (Average): Asset is sound, operationally safe and exhibits only minor deterioration. | Category 3 (Recommended): Minor work required to prevent a deterioration of the service provided by the asset. | 20 | 2013-08-11 | 10.705 | 71.295 | x | 3 | 2. Minor | 12132 | Predictive Maintenance | 182.5
1010228 | Distribution Boards | B (Average): Asset is sound, operationally safe and exhibits only minor deterioration. | Category 3 (Recommended): Minor work required to prevent a deterioration of the service provided by the asset. | 20 | 2023-01-26 | 1.2457 | 80.7543 | x | 3 | 4. Significant | 11216 | Predictive Maintenance | 91.25
1010230 | Distribution Boards | B (Average): Asset is sound, operationally safe and exhibits only minor deterioration. | Category 3 (Recommended): Minor work required to prevent a deterioration of the service provided by the asset. | 20 | 2013-09-17 | 10.6037 | 73.3963 | x | 2 | 4. Significant | 12134 | Predictive Maintenance | 91.25
1010231 | Distribution Boards | B (Average): Asset is sound, operationally safe and exhibits only minor deterioration. | Category 3 (Recommended): Minor work required to prevent a deterioration of the service provided by the asset. | 20 | 2014-09-25 | 9.5825 | 74.4175 | x | 2 | 4. Significant | 12134 | Predictive Maintenance | 91.25
1010232 | Distribution Boards | B (Average): Asset is sound, operationally safe and exhibits only minor deterioration. | Category 3 (Recommended): Minor work required to prevent a deterioration of the service provided by the asset. | 20 | 2020-12-17 | 3.3539 | 80.6461 | x | 2 | 4. Significant | 12134 | Predictive Maintenance | 91.25
1010233 | Distribution Boards | B (Average): Asset is sound, operationally safe and exhibits only minor deterioration. | Category 3 (Recommended): Minor work required to prevent a deterioration of the service provided by the asset. | 20 | 2016-11-13 | 7.447 | 76.553 | x | 2 | 4. Significant | 12135 | Predictive Maintenance | 91.25
1010234 | Distribution Boards | B (Average): Asset is sound, operationally safe and exhibits only minor deterioration. | Category 3 (Recommended): Minor work required to prevent a deterioration of the service provided by the asset. | 20 | 2014-05-17 | 9.9411 | 74.0589 | x | 2 | 4. Significant | 12135 | Predictive Maintenance | 91.25
1010235 | Distribution Boards | B (Average): Asset is sound, operationally safe and exhibits only minor deterioration. | Category 3 (Recommended): Minor work required to prevent a deterioration of the service provided by the asset. | 20 | 2008-11-20 | 15.4278 | 68.5722 | x | 2 | 4. Significant | 12135 | Predictive Maintenance | 91.25
1010236 | Roller Shutter Doors | B (Average): Asset is sound, operationally safe and exhibits only minor deterioration. | Category 3 (Recommended): Minor work required to prevent a deterioration of the service provided by the asset. | 15 | 2021-04-06 | 3.0527 | 79.9297 | x | 2 | 3. Moderate | 12136 | Predictive Maintenance | 91.25
1010237 | Distribution Boards | B (Average): Asset is sound, operationally safe and exhibits only minor deterioration. | Category 3 (Recommended): Minor work required to prevent a deterioration of the service provided by the asset. | 20 | 2014-10-10 | 9.5414 | 74.4586 | x | 2 | 4. Significant | 11106 | Predictive Maintenance | 91.25
1010238 | Distribution Boards | B (Average): Asset is sound, operationally safe and exhibits only minor deterioration. | Category 3 (Recommended): Minor work required to prevent a deterioration of the service provided by the asset. | 20 | 2011-01-26 | 13.2457 | 70.7543 | x | 2 | 4. Significant | 11106 | Predictive Maintenance | 91.25
1010239 | Distribution Boards | B (Average): Asset is sound, operationally safe and exhibits only minor deterioration. | Category 3 (Recommended): Minor work required to prevent a deterioration of the service provided by the asset. | 20 | 2005-04-03 | 19.0609 | 64.9391 | x | 2 | 4. Significant | 11106 | Predictive Maintenance | 91.25
1010240 | Distribution Boards | B (Average): Asset is sound, operationally safe and exhibits only minor deterioration. | Category 3 (Recommended): Minor work required to prevent a deterioration of the service provided by the asset. | 20 | 2019-12-24 | 4.3368 | 73.6632 | x | 5 | 4. Significant | 10106 | Predictive Maintenance | 91.25
1010241 | Distribution Boards | B (Average): Asset is sound, operationally safe and exhibits only minor deterioration. | Category 3 (Recommended): Minor work required to prevent a deterioration of the service provided by the asset. | 20 | 2023-09-14 | 0.61328 | 77.3867 | x | 5 | 4. Significant | 10106 | Predictive Maintenance | 91.25
1010242 | Electrical Services (excluding Electrical Controllers and Pneumatic Relays) | B (Average): Asset is sound, operationally safe and exhibits only minor deterioration. | Category 3 (Recommended): Minor work required to prevent a deterioration of the service provided by the asset. | 15 | 2012-01-11 | 12.2875 | 61.6167 | x | 5 | 4. Significant | 10106 | Predictive Maintenance | 91.25
1010243 | Electrical Services (excluding Electrical Controllers and Pneumatic Relays) | B (Average): Asset is sound, operationally safe and exhibits only minor deterioration. | Category 3 (Recommended): Minor work required to prevent a deterioration of the service provided by the asset. | 15 | 2011-11-23 | 12.4216 | 61.4378 | x | 5 | 4. Significant | 10106 | Predictive Maintenance | 91.25
1010244 | Distribution Boards | B (Average): Asset is sound, operationally safe and exhibits only minor deterioration. | Category 3 (Recommended): Minor work required to prevent a deterioration of the service provided by the asset. | 20 | 2010-03-11 | 14.1246 | 71.8754 | x | 1 | 4. Significant | 10110 | Predictive Maintenance | 91.25
1010245 | Room Air Conditioners | B (Average): Asset is sound, operationally safe and exhibits only minor deterioration. | Category 3 (Recommended): Minor work required to prevent a deterioration of the service provided by the asset. | 15 | 2011-02-17 | 13.1855 | 66.4193 | x | 2 | 3. Moderate | 12137 | Predictive Maintenance | 91.25
1010246 | Room Air Conditioners | B (Average): Asset is sound, operationally safe and exhibits only minor deterioration. | Category 3 (Recommended): Minor work required to prevent a deterioration of the service provided by the asset. | 15 | 2012-10-08 | 11.5455 | 68.606 | x | 2 | 3. Moderate | 12137 | Predictive Maintenance | 91.25
1010247 | Room Air Conditioners | B (Average): Asset is sound, operationally safe and exhibits only minor deterioration. | Category 3 (Recommended): Minor work required to prevent a deterioration of the service provided by the asset. | 15 | 2012-01-11 | 12.2875 | 67.6167 | x | 2 | 3. Moderate | 12138 | Predictive Maintenance | 91.25
1010248 | Distribution Boards | B (Average): Asset is sound, operationally safe and exhibits only minor deterioration. | Category 3 (Recommended): Minor work required to prevent a deterioration of the service provided by the asset. | 20 | 2016-02-12 | 8.1999 | 69.8001 | x | 5 | 4. Significant | 12139 | Predictive Maintenance | 91.25
1010249 | Distribution Boards | B (Average): Asset is sound, operationally safe and exhibits only minor deterioration. | Category 3 (Recommended): Minor work required to prevent a deterioration of the service provided by the asset. | 20 | 2005-07-11 | 18.7899 | 59.2101 | x | 5 | 4. Significant | 12139 | Predictive Maintenance | 91.25
1010250 | Room Air Conditioners | B (Average): Asset is sound, operationally safe and exhibits only minor deterioration. | Category 3 (Recommended): Minor work required to prevent a deterioration of the service provided by the asset. | 15 | 2020-06-01 | 3.8987 | 72.8017 | x | 5 | 3. Moderate | 12139 | Predictive Maintenance | 91.25
1010251 | Room Air Conditioners | B (Average): Asset is sound, operationally safe and exhibits only minor deterioration. | Category 3 (Recommended): Minor work required to prevent a deterioration of the service provided by the asset. | 15 | 2010-03-13 | 14.1191 | 67.1745 | x | 1 | 3. Moderate | 10110 | Predictive Maintenance | 91.25
1010252 | Distribution Boards | B (Average): Asset is sound, operationally safe and exhibits only minor deterioration. | Category 3 (Recommended): Minor work required to prevent a deterioration of the service provided by the asset. | 20 | 2018-05-13 | 5.9521 | 78.0479 | x | 2 | 4. Significant | 12140 | Predictive Maintenance | 91.25
1010253 | Distribution Boards | B (Average): Asset is sound, operationally safe and exhibits only minor deterioration. | Category 3 (Recommended): Minor work required to prevent a deterioration of the service provided by the asset. | 20 | 2005-10-10 | 18.5407 | 65.4593 | x | 2 | 4. Significant | 12140 | Predictive Maintenance | 91.25
1010254 | Distribution Boards | B (Average): Asset is sound, operationally safe and exhibits only minor deterioration. | Category 3 (Recommended): Minor work required to prevent a deterioration of the service provided by the asset. | 20 | 2015-08-19 | 8.6845 | 75.3155 | x | 2 | 4. Significant | 12140 | Predictive Maintenance | 91.25
1010255 | Distribution Boards | B (Average): Asset is sound, operationally safe and exhibits only minor deterioration. | Category 3 (Recommended): Minor work required to prevent a deterioration of the service provided by the asset. | 20 | 2020-05-03 | 3.9781 | 80.0219 | x | 2 | 4. Significant | 12140 | Predictive Maintenance | 91.25
1010256 | Distribution Boards | B (Average): Asset is sound, operationally safe and exhibits only minor deterioration. | Category 3 (Recommended): Minor work required to prevent a deterioration of the service provided by the asset. | 20 | 2004-11-16 | 19.4387 | 64.5613 | x | 2 | 4. Significant | 12140 | Predictive Maintenance | 91.25
1010257 | Distribution Boards | B (Average): Asset is sound, operationally safe and exhibits only minor deterioration. | Category 3 (Recommended): Minor work required to prevent a deterioration of the service provided by the asset. | 20 | 2010-08-28 | 13.6591 | 70.3409 | x | 2 | 4. Significant | 12140 | Predictive Maintenance | 91.25
1010258 | Emergency Assistance Alarm | B (Average): Asset is sound, operationally safe and exhibits only minor deterioration. | Category 3 (Recommended): Minor work required to prevent a deterioration of the service provided by the asset. | 10 | 2023-11-19 | 0.43258 | 83.1348 | x | 2 | 5. Severe | 12141 | Predictive Maintenance | 28
1010259 | Distribution Boards | B (Average): Asset is sound, operationally safe and exhibits only minor deterioration. | Category 3 (Recommended): Minor work required to prevent a deterioration of the service provided by the asset. | 20 | 2010-04-13 | 14.0342 | 69.9658 | x | 2 | 4. Significant | 11096 | Predictive Maintenance | 91.25
1010260 | Distribution Boards | B (Average): Asset is sound, operationally safe and exhibits only minor deterioration. | Category 3 (Recommended): Minor work required to prevent a deterioration of the service provided by the asset. | 20 | 2020-09-24 | 3.5838 | 80.4162 | x | 2 | 4. Significant | 11096 | Predictive Maintenance | 91.25
1010261 | Distribution Boards | B (Average): Asset is sound, operationally safe and exhibits only minor deterioration. | Category 3 (Recommended): Minor work required to prevent a deterioration of the service provided by the asset. | 20 | 2023-07-22 | 0.76112 | 83.2389 | x | 2 | 4. Significant | 11096 | Predictive Maintenance | 91.25
1010262 | Distribution Boards | B (Average): Asset is sound, operationally safe and exhibits only minor deterioration. | Category 3 (Recommended): Minor work required to prevent a deterioration of the service provided by the asset. | 20 | 2019-05-23 | 4.9254 | 79.0746 | x | 2 | 4. Significant | 12142 | Predictive Maintenance | 91.25
1010263 | Distribution Boards | B (Average): Asset is sound, operationally safe and exhibits only minor deterioration. | Category 3 (Recommended): Minor work required to prevent a deterioration of the service provided by the asset. | 20 | 2013-08-18 | 10.6858 | 73.3142 | x | 2 | 4. Significant | 12142 | Predictive Maintenance | 91.25
1010264 | Distribution Boards | B (Average): Asset is sound, operationally safe and exhibits only minor deterioration. | Category 3 (Recommended): Minor work required to prevent a deterioration of the service provided by the asset. | 20 | 2007-03-30 | 17.0732 | 66.9268 | x | 2 | 4. Significant | 12143 | Predictive Maintenance | 91.25
1010265 | Distribution Boards | B (Average): Asset is sound, operationally safe and exhibits only minor deterioration. | Category 3 (Recommended): Minor work required to prevent a deterioration of the service provided by the asset. | 20 | 2021-11-30 | 2.4011 | 81.5989 | x | 2 | 4. Significant | 12143 | Predictive Maintenance | 91.25
1010267 | Distribution Boards | B (Average): Asset is sound, operationally safe and exhibits only minor deterioration. | Category 3 (Recommended): Minor work required to prevent a deterioration of the service provided by the asset. | 20 | 2013-03-07 | 11.1348 | 74.8652 | x | 1 | 4. Significant | 10109 | Predictive Maintenance | 91.25
1010268 | Distribution Boards | B (Average): Asset is sound, operationally safe and exhibits only minor deterioration. | Category 3 (Recommended): Minor work required to prevent a deterioration of the service provided by the asset. | 20 | 2021-12-29 | 2.3217 | 83.6783 | x | 1 | 4. Significant | 10109 | Predictive Maintenance | 91.25
1010269 | Distribution Boards | B (Average): Asset is sound, operationally safe and exhibits only minor deterioration. | Category 3 (Recommended): Minor work required to prevent a deterioration of the service provided by the asset. | 20 | 2013-09-24 | 10.5845 | 75.4155 | x | 1 | 4. Significant | 10109 | Predictive Maintenance | 91.25
1010270 | Distribution Boards | B (Average): Asset is sound, operationally safe and exhibits only minor deterioration. | Category 3 (Recommended): Minor work required to prevent a deterioration of the service provided by the asset. | 20 | 2006-09-10 | 17.6235 | 68.3765 | x | 1 | 4. Significant | 10109 | Predictive Maintenance | 91.25
1010271 | Distribution Boards | B (Average): Asset is sound, operationally safe and exhibits only minor deterioration. | Category 3 (Recommended): Minor work required to prevent a deterioration of the service provided by the asset. | 20 | 2023-02-16 | 1.1882 | 84.8118 | x | 1 | 4. Significant | 10109 | Predictive Maintenance | 91.25
1010272 | Speed Controllers | B (Average): Asset is sound, operationally safe and exhibits only minor deterioration. | Category 3 (Recommended): Minor work required to prevent a deterioration of the service provided by the asset. | 15 | 2022-07-24 | 1.755 | 83.6601 | x | 1 | 4. Significant | 10109 | Predictive Maintenance | 91.25
1010273 | Speed Controllers | B (Average): Asset is sound, operationally safe and exhibits only minor deterioration. | Category 3 (Recommended): Minor work required to prevent a deterioration of the service provided by the asset. | 15 | 2018-11-18 | 5.4346 | 78.7538 | x | 1 | 4. Significant | 10109 | Predictive Maintenance | 91.25
1010274 | Meter Reading - Electric | B (Average): Asset is sound, operationally safe and exhibits only minor deterioration. | Category 3 (Recommended): Minor work required to prevent a deterioration of the service provided by the asset. | 20 | 2009-08-06 | 14.7187 | 71.2813 | x | 1 | 2. Minor | 10109 | Predictive Maintenance | 182.5
1010275 | Air Handling Units - General | B (Average): Asset is sound, operationally safe and exhibits only minor deterioration. | Category 3 (Recommended): Minor work required to prevent a deterioration of the service provided by the asset. | 20 | 2018-03-20 | 6.0999 | 79.9001 | x | 1 | 3. Moderate | 10109 | Predictive Maintenance | 91.25
1010276 | Air Handling Units - General | B (Average): Asset is sound, operationally safe and exhibits only minor deterioration. | Category 3 (Recommended): Minor work required to prevent a deterioration of the service provided by the asset. | 20 | 2004-01-04 | 20.3066 | 65.6934 | x | 1 | 3. Moderate | 10109 | Predictive Maintenance | 91.25
1010277 | Distribution Boards | B (Average): Asset is sound, operationally safe and exhibits only minor deterioration. | Category 3 (Recommended): Minor work required to prevent a deterioration of the service provided by the asset. | 20 | 2022-11-30 | 1.4018 | 84.5982 | x | 1 | 4. Significant | 12145 | Predictive Maintenance | 91.25
1010278 | Distribution Boards | B (Average): Asset is sound, operationally safe and exhibits only minor deterioration. | Category 3 (Recommended): Minor work required to prevent a deterioration of the service provided by the asset. | 20 | 2008-09-02 | 15.6441 | 70.3559 | x | 1 | 4. Significant | 12145 | Predictive Maintenance | 91.25
1010279 | Distribution Boards | B (Average): Asset is sound, operationally safe and exhibits only minor deterioration. | Category 3 (Recommended): Minor work required to prevent a deterioration of the service provided by the asset. | 20 | 2010-01-11 | 14.2861 | 71.7139 | x | 1 | 4. Significant | 12145 | Predictive Maintenance | 91.25
1010280 | Distribution Boards | B (Average): Asset is sound, operationally safe and exhibits only minor deterioration. | Category 3 (Recommended): Minor work required to prevent a deterioration of the service provided by the asset. | 20 | 2008-03-10 | 16.1259 | 69.8741 | x | 1 | 4. Significant | 12145 | Predictive Maintenance | 91.25
1010281 | Distribution Boards | B (Average): Asset is sound, operationally safe and exhibits only minor deterioration. | Category 3 (Recommended): Minor work required to prevent a deterioration of the service provided by the asset. | 20 | 2004-12-19 | 19.3484 | 66.6516 | x | 1 | 4. Significant | 12145 | Predictive Maintenance | 91.25
1010282 | Distribution Boards | B (Average): Asset is sound, operationally safe and exhibits only minor deterioration. | Category 3 (Recommended): Minor work required to prevent a deterioration of the service provided by the asset. | 20 | 2012-11-15 | 11.4415 | 74.5585 | x | 1 | 4. Significant | 12145 | Predictive Maintenance | 91.25
1010283 | Distribution Boards | B (Average): Asset is sound, operationally safe and exhibits only minor deterioration. | Category 3 (Recommended): Minor work required to prevent a deterioration of the service provided by the asset. | 20 | 2004-01-11 | 20.2875 | 65.7125 | x | 1 | 4. Significant | 12146 | Predictive Maintenance | 91.25
1010284 | Distribution Boards | B (Average): Asset is sound, operationally safe and exhibits only minor deterioration. | Category 3 (Recommended): Minor work required to prevent a deterioration of the service provided by the asset. | 20 | 2021-03-10 | 3.1266 | 82.8734 | x | 1 | 4. Significant | 12146 | Predictive Maintenance | 91.25
1010285 | Smoke Relief - Powered Smoke and Heat Exhaust Ventilators | B (Average): Asset is sound, operationally safe and exhibits only minor deterioration. | Category 3 (Recommended): Minor work required to prevent a deterioration of the service provided by the asset. | 30 | 2023-03-11 | 1.1253 | 85.2498 | x | 1 | 5. Severe | 12147 | Predictive Maintenance | 28
1010286 | Traction Lifts | B (Average): Asset is sound, operationally safe and exhibits only minor deterioration. | Category 3 (Recommended): Minor work required to prevent a deterioration of the service provided by the asset. | 20 | 2009-08-02 | 14.7296 | 71.2704 | x | 1 | 4. Significant | 12148 | Predictive Maintenance | 91.25
1010287 | Distribution Boards | B (Average): Asset is sound, operationally safe and exhibits only minor deterioration. | Category 3 (Recommended): Minor work required to prevent a deterioration of the service provided by the asset. | 20 | 2019-08-22 | 4.6762 | 81.3238 | x | 1 | 4. Significant | 12149 | Predictive Maintenance | 91.25
1010288 | Distribution Boards | B (Average): Asset is sound, operationally safe and exhibits only minor deterioration. | Category 3 (Recommended): Minor work required to prevent a deterioration of the service provided by the asset. | 20 | 2020-05-23 | 3.9233 | 82.0767 | x | 1 | 4. Significant | 12149 | Predictive Maintenance | 91.25
1010289 | Distribution Boards | B (Average): Asset is sound, operationally safe and exhibits only minor deterioration. | Category 3 (Recommended): Minor work required to prevent a deterioration of the service provided by the asset. | 20 | 2016-12-24 | 7.3347 | 78.6653 | x | 1 | 4. Significant | 12149 | Predictive Maintenance | 91.25
1010291 | Roller Shutter Doors | B (Average): Asset is sound, operationally safe and exhibits only minor deterioration. | Category 3 (Recommended): Minor work required to prevent a deterioration of the service provided by the asset. | 15 | 2010-01-13 | 14.2806 | 66.9592 | x | 1 | 3. Moderate | 12151 | Predictive Maintenance | 91.25
1010292 | Fire Alarm - Voice Alarm Systems | B (Average): Asset is sound, operationally safe and exhibits only minor deterioration. | Category 3 (Recommended): Minor work required to prevent a deterioration of the service provided by the asset. | 10 | 2022-08-19 | 1.6838 | 82.6324 | x | 1 | 5. Severe | 12152 | Predictive Maintenance | 28
1010293 | Distribution Boards | B (Average): Asset is sound, operationally safe and exhibits only minor deterioration. | Category 3 (Recommended): Minor work required to prevent a deterioration of the service provided by the asset. | 20 | 2008-07-21 | 15.7618 | 70.2382 | x | 1 | 4. Significant | 12153 | Predictive Maintenance | 91.25
1010294 | Distribution Boards | B (Average): Asset is sound, operationally safe and exhibits only minor deterioration. | Category 3 (Recommended): Minor work required to prevent a deterioration of the service provided by the asset. | 20 | 2006-09-28 | 17.5743 | 68.4257 | x | 1 | 4. Significant | 12153 | Predictive Maintenance | 91.25
1010295 | Distribution Boards | B (Average): Asset is sound, operationally safe and exhibits only minor deterioration. | Category 3 (Recommended): Minor work required to prevent a deterioration of the service provided by the asset. | 20 | 2018-01-02 | 6.3107 | 79.6893 | x | 1 | 4. Significant | 12153 | Predictive Maintenance | 91.25
1010296 | Distribution Boards | B (Average): Asset is sound, operationally safe and exhibits only minor deterioration. | Category 3 (Recommended): Minor work required to prevent a deterioration of the service provided by the asset. | 20 | 2007-07-21 | 16.7639 | 69.2361 | x | 1 | 4. Significant | 12153 | Predictive Maintenance | 91.25
1010297 | Distribution Boards | B (Average): Asset is sound, operationally safe and exhibits only minor deterioration. | Category 3 (Recommended): Minor work required to prevent a deterioration of the service provided by the asset. | 20 | 2013-02-02 | 11.2252 | 74.7748 | x | 1 | 4. Significant | 12153 | Predictive Maintenance | 91.25
1010298 | Fire Alarm System | B (Average): Asset is sound, operationally safe and exhibits only minor deterioration. | Category 3 (Recommended): Minor work required to prevent a deterioration of the service provided by the asset. | 15 | 2012-06-18 | 11.8522 | 70.1971 | x | 1 | 5. Severe | 12154 | Predictive Maintenance | 28
1010299 | Roller Shutter Doors | B (Average): Asset is sound, operationally safe and exhibits only minor deterioration. | Category 3 (Recommended): Minor work required to prevent a deterioration of the service provided by the asset. | 15 | 2010-11-03 | 13.4757 | 68.0324 | x | 1 | 3. Moderate | 12154 | Predictive Maintenance | 91.25
1010300 | Distribution Boards | B (Average): Asset is sound, operationally safe and exhibits only minor deterioration. | Category 3 (Recommended): Minor work required to prevent a deterioration of the service provided by the asset. | 20 | 2009-08-11 | 14.705 | 71.295 | x | 1 | 4. Significant | 12154 | Predictive Maintenance | 91.25
1010301 | Distribution Boards | B (Average): Asset is sound, operationally safe and exhibits only minor deterioration. | Category 3 (Recommended): Minor work required to prevent a deterioration of the service provided by the asset. | 20 | 2010-06-21 | 13.8453 | 64.1547 | x | 5 | 4. Significant | 12155 | Predictive Maintenance | 91.25
1010302 | Distribution Boards | B (Average): Asset is sound, operationally safe and exhibits only minor deterioration. | Category 3 (Recommended): Minor work required to prevent a deterioration of the service provided by the asset. | 20 | 2005-04-21 | 19.0116 | 58.9884 | x | 5 | 4. Significant | 12155 | Predictive Maintenance | 91.25
1010303 | Maximum Demand and Power Factor Correction | B (Average): Asset is sound, operationally safe and exhibits only minor deterioration. | Category 3 (Recommended): Minor work required to prevent a deterioration of the service provided by the asset. | 20 | 2006-02-24 | 18.1656 | 59.8344 | x | 5 | 4. Significant | 12155 | Predictive Maintenance | 91.25
1010304 | Distribution Boards | B (Average): Asset is sound, operationally safe and exhibits only minor deterioration. | Category 3 (Recommended): Minor work required to prevent a deterioration of the service provided by the asset. | 20 | 2015-04-22 | 9.0103 | 68.9897 | x | 5 | 4. Significant | 12155 | Predictive Maintenance | 91.25
1010305 | Meter Reading - Electric | B (Average): Asset is sound, operationally safe and exhibits only minor deterioration. | Category 3 (Recommended): Minor work required to prevent a deterioration of the service provided by the asset. | 20 | 2021-10-31 | 2.4832 | 75.5168 | x | 5 | 2. Minor | 12155 | Predictive Maintenance | 182.5
1010306 | Uninterruptible Power Supplies | B (Average): Asset is sound, operationally safe and exhibits only minor deterioration. | Category 3 (Recommended): Minor work required to prevent a deterioration of the service provided by the asset. | 20 | 2023-11-27 | 0.41068 | 77.5893 | x | 5 | 5. Severe | 12155 | Predictive Maintenance | 28
1010307 | Distribution Boards | B (Average): Asset is sound, operationally safe and exhibits only minor deterioration. | Category 3 (Recommended): Minor work required to prevent a deterioration of the service provided by the asset. | 20 | 2022-06-15 | 1.8617 | 76.1383 | x | 5 | 4. Significant | 12155 | Predictive Maintenance | 91.25
1010308 | Distribution Boards | B (Average): Asset is sound, operationally safe and exhibits only minor deterioration. | Category 3 (Recommended): Minor work required to prevent a deterioration of the service provided by the asset. | 20 | 2021-01-07 | 3.2964 | 74.7036 | x | 5 | 4. Significant | 12155 | Predictive Maintenance | 91.25
1010309 | Uninterruptible Power Supplies | B (Average): Asset is sound, operationally safe and exhibits only minor deterioration. | Category 3 (Recommended): Minor work required to prevent a deterioration of the service provided by the asset. | 20 | 2023-05-24 | 0.92266 | 77.0773 | x | 5 | 5. Severe | 12155 | Predictive Maintenance | 28
1010310 | LV Battery Tripping Units | B (Average): Asset is sound, operationally safe and exhibits only minor deterioration. | Category 3 (Recommended): Minor work required to prevent a deterioration of the service provided by the asset. | 20 | 2010-05-15 | 13.9466 | 64.0534 | x | 5 | 5. Severe | 12156 | Predictive Maintenance | 28
1010311 | Ring Main Unit | B (Average): Asset is sound, operationally safe and exhibits only minor deterioration. | Category 3 (Recommended): Minor work required to prevent a deterioration of the service provided by the asset. | 20 | 2010-07-08 | 13.7988 | 64.2012 | x | 5 | 5. Severe | 12156 | Predictive Maintenance | 28
1010312 | Ventilating Fans - General | B (Average): Asset is sound, operationally safe and exhibits only minor deterioration. | Category 3 (Recommended): Minor work required to prevent a deterioration of the service provided by the asset. | 20 | 2015-09-11 | 8.6215 | 69.3785 | x | 5 | 2. Minor | 10100 | Predictive Maintenance | 182.5
1010313 | Air Handling Units - General | B (Average): Asset is sound, operationally safe and exhibits only minor deterioration. | Category 3 (Recommended): Minor work required to prevent a deterioration of the service provided by the asset. | 20 | 2023-12-04 | 0.39151 | 77.6085 | x | 5 | 3. Moderate | 10089 | Predictive Maintenance | 91.25
1010314 | Air Handling Units - General | B (Average): Asset is sound, operationally safe and exhibits only minor deterioration. | Category 3 (Recommended): Minor work required to prevent a deterioration of the service provided by the asset. | 20 | 2016-01-16 | 8.2738 | 69.7262 | x | 5 | 3. Moderate | 10089 | Predictive Maintenance | 91.25
1010315 | Air Handling Units - General | B (Average): Asset is sound, operationally safe and exhibits only minor deterioration. | Category 3 (Recommended): Minor work required to prevent a deterioration of the service provided by the asset. | 20 | 2011-02-17 | 13.1855 | 64.8145 | x | 5 | 3. Moderate | 10089 | Predictive Maintenance | 91.25
1010316 | Air Handling Units - General | B (Average): Asset is sound, operationally safe and exhibits only minor deterioration. | Category 3 (Recommended): Minor work required to prevent a deterioration of the service provided by the asset. | 20 | 2008-11-20 | 15.4278 | 62.5722 | x | 5 | 3. Moderate | 10089 | Predictive Maintenance | 91.25
1010317 | Humidifiers - Steam Humidifier (VAPAC Type) | U (Unverified): Further investigation required. | Category U (Unverified Asset): Further investigation required to identify asset. | 8 | 2023-07-28 | 0.7447 | 62.1383 | x | 5 | 4. Significant | 10089 | Predictive Maintenance | 14
1010318 | Ring Main Unit | A (Good): Asset is as new and can be expected to perform adequately to its full normal life if maintained appropriately. | Category 4 (Normal): No work required beyond normal maintenance. | 20 | 2006-06-12 | 17.87 | 74.13 | x | 5 | 5. Severe | 10111 | Predictive Maintenance | 162.5
1010319 | LV Battery Tripping Units | A (Good): Asset is as new and can be expected to perform adequately to its full normal life if maintained appropriately. | Category 4 (Normal): No work required beyond normal maintenance. | 20 | 2014-06-13 | 9.8672 | 82.1328 | x | 5 | 5. Severe | 10111 | Predictive Maintenance | 162.5
1010321 | Meter Reading - Electric | B (Average): Asset is sound, operationally safe and exhibits only minor deterioration. | Category 3 (Recommended): Minor work required to prevent a deterioration of the service provided by the asset. | 20 | 2018-05-08 | 5.9658 | 72.0342 | x | 5 | 2. Minor | 10111 | Predictive Maintenance | 182.5
1010322 | Meter Reading - Electric | B (Average): Asset is sound, operationally safe and exhibits only minor deterioration. | Category 3 (Recommended): Minor work required to prevent a deterioration of the service provided by the asset. | 20 | 2013-03-26 | 11.0828 | 66.9172 | x | 5 | 2. Minor | 10111 | Predictive Maintenance | 182.5
1010323 | Meter Reading - Electric | B (Average): Asset is sound, operationally safe and exhibits only minor deterioration. | Category 3 (Recommended): Minor work required to prevent a deterioration of the service provided by the asset. | 20 | 2011-02-27 | 13.1581 | 64.8419 | x | 5 | 2. Minor | 10111 | Predictive Maintenance | 182.5
1010324 | Maximum Demand and Power Factor Correction | U (Unverified): Further investigation required. | Category U (Unverified Asset): Further investigation required to identify asset. | 20 | 2019-06-16 | 4.8597 | 59.1403 | x | 5 | 4. Significant | 10111 | Predictive Maintenance | 14
1010325 | Sewage or Drainage Pumps Submersible | U (Unverified): Further investigation required. | Category U (Unverified Asset): Further investigation required to identify asset. | 15 | 2011-09-04 | 12.6407 | 47.1458 | x | 5 | 4. Significant | 10111 | Predictive Maintenance | 14
1010326 | Outstations | B (Average): Asset is sound, operationally safe and exhibits only minor deterioration. | Category 3 (Recommended): Minor work required to prevent a deterioration of the service provided by the asset. | 10 | 2018-11-13 | 5.4483 | 67.1034 | x | 5 | 4. Significant | 10089 | Predictive Maintenance | 91.25
1010327 | Outstations | B (Average): Asset is sound, operationally safe and exhibits only minor deterioration. | Category 3 (Recommended): Minor work required to prevent a deterioration of the service provided by the asset. | 10 | 2017-09-05 | 6.6366 | 64.7269 | x | 5 | 4. Significant | 10089 | Predictive Maintenance | 91.25
1010328 | Smoke Relief - Powered Smoke and Heat Exhaust Ventilators | B (Average): Asset is sound, operationally safe and exhibits only minor deterioration. | Category 3 (Recommended): Minor work required to prevent a deterioration of the service provided by the asset. | 30 | 2001-10-17 | 22.5216 | 62.9856 | x | 5 | 5. Severe | 10089 | Predictive Maintenance | 28
1010329 | Distribution Boards | B (Average): Asset is sound, operationally safe and exhibits only minor deterioration. | Category 3 (Recommended): Minor work required to prevent a deterioration of the service provided by the asset. | 20 | 2014-11-16 | 9.4401 | 68.5599 | x | 5 | 4. Significant | 12157 | Predictive Maintenance | 91.25
1010330 | Distribution Boards | B (Average): Asset is sound, operationally safe and exhibits only minor deterioration. | Category 3 (Recommended): Minor work required to prevent a deterioration of the service provided by the asset. | 20 | 2018-05-20 | 5.9329 | 72.0671 | x | 5 | 4. Significant | 12157 | Predictive Maintenance | 91.25
1010331 | Ventilating Fans - General | B (Average): Asset is sound, operationally safe and exhibits only minor deterioration. | Category 3 (Recommended): Minor work required to prevent a deterioration of the service provided by the asset. | 20 | 2014-03-13 | 10.1191 | 67.8809 | x | 5 | 2. Minor | 12157 | Predictive Maintenance | 182.5
1010332 | Air Compressors and Receivers | B (Average): Asset is sound, operationally safe and exhibits only minor deterioration. | Category 3 (Recommended): Minor work required to prevent a deterioration of the service provided by the asset. | 20 | 2004-12-11 | 19.3703 | 58.6297 | x | 5 | 3. Moderate | 11233 | Predictive Maintenance | 91.25
1010333 | Distribution Boards | B (Average): Asset is sound, operationally safe and exhibits only minor deterioration. | Category 3 (Recommended): Minor work required to prevent a deterioration of the service provided by the asset. | 20 | 2009-04-24 | 15.0034 | 62.9966 | x | 5 | 4. Significant | 12158 | Predictive Maintenance | 91.25
1010334 | Room Air Conditioners | B (Average): Asset is sound, operationally safe and exhibits only minor deterioration. | Category 3 (Recommended): Minor work required to prevent a deterioration of the service provided by the asset. | 15 | 2021-08-13 | 2.6995 | 74.4006 | x | 5 | 3. Moderate | 10143 | Predictive Maintenance | 91.25
1010335 | Distribution Boards | B (Average): Asset is sound, operationally safe and exhibits only minor deterioration. | Category 3 (Recommended): Minor work required to prevent a deterioration of the service provided by the asset. | 20 | 2004-03-25 | 20.0849 | 57.9151 | x | 5 | 4. Significant | 12159 | Predictive Maintenance | 91.25
1010336 | Distribution Boards | B (Average): Asset is sound, operationally safe and exhibits only minor deterioration. | Category 3 (Recommended): Minor work required to prevent a deterioration of the service provided by the asset. | 20 | 2023-08-27 | 0.66256 | 77.3374 | x | 5 | 4. Significant | 12160 | Predictive Maintenance | 91.25
1010337 | Roller Shutter Doors | B (Average): Asset is sound, operationally safe and exhibits only minor deterioration. | Category 3 (Recommended): Minor work required to prevent a deterioration of the service provided by the asset. | 15 | 2021-08-23 | 2.6721 | 74.4371 | x | 5 | 3. Moderate | 12161 | Predictive Maintenance | 91.25
1010340 | Traction Lifts | B (Average): Asset is sound, operationally safe and exhibits only minor deterioration. | Category 3 (Recommended): Minor work required to prevent a deterioration of the service provided by the asset. | 20 | 2015-11-18 | 8.4353 | 77.5647 | x | 1 | 4. Significant | 12164 | Predictive Maintenance | 91.25
1010341 | Distribution Boards | B (Average): Asset is sound, operationally safe and exhibits only minor deterioration. | Category 3 (Recommended): Minor work required to prevent a deterioration of the service provided by the asset. | 20 | 2018-08-24 | 5.6701 | 80.3299 | x | 1 | 4. Significant | 10099 | Predictive Maintenance | 91.25
1010342 | Meter Reading - Electric | B (Average): Asset is sound, operationally safe and exhibits only minor deterioration. | Category 3 (Recommended): Minor work required to prevent a deterioration of the service provided by the asset. | 20 | 2016-07-15 | 7.7782 | 78.2218 | x | 1 | 2. Minor | 10099 | Predictive Maintenance | 182.5
1010343 | Meter Reading - Electric | B (Average): Asset is sound, operationally safe and exhibits only minor deterioration. | Category 3 (Recommended): Minor work required to prevent a deterioration of the service provided by the asset. | 20 | 2021-07-03 | 2.8118 | 83.1882 | x | 1 | 2. Minor | 10099 | Predictive Maintenance | 182.5
1010344 | Meter Reading - Electric | B (Average): Asset is sound, operationally safe and exhibits only minor deterioration. | Category 3 (Recommended): Minor work required to prevent a deterioration of the service provided by the asset. | 20 | 2004-07-22 | 19.7591 | 66.2409 | x | 1 | 2. Minor | 10099 | Predictive Maintenance | 182.5
1010345 | Meter Reading - Electric | B (Average): Asset is sound, operationally safe and exhibits only minor deterioration. | Category 3 (Recommended): Minor work required to prevent a deterioration of the service provided by the asset. | 20 | 2011-11-12 | 12.4517 | 73.5483 | x | 1 | 2. Minor | 10099 | Predictive Maintenance | 182.5
1010346 | Distribution Boards | B (Average): Asset is sound, operationally safe and exhibits only minor deterioration. | Category 3 (Recommended): Minor work required to prevent a deterioration of the service provided by the asset. | 20 | 2012-03-11 | 12.1232 | 73.8768 | x | 1 | 4. Significant | 10099 | Predictive Maintenance | 91.25
1010347 | Ring Main Unit | B (Average): Asset is sound, operationally safe and exhibits only minor deterioration. | Category 3 (Recommended): Minor work required to prevent a deterioration of the service provided by the asset. | 20 | 2018-01-05 | 6.3025 | 79.6975 | x | 1 | 5. Severe | 10099 | Predictive Maintenance | 28
1010348 | Ring Main Unit | B (Average): Asset is sound, operationally safe and exhibits only minor deterioration. | Category 3 (Recommended): Minor work required to prevent a deterioration of the service provided by the asset. | 20 | 2016-02-28 | 8.1561 | 77.8439 | x | 1 | 5. Severe | 10099 | Predictive Maintenance | 28
1010350 | Meter Reading - Electric | B (Average): Asset is sound, operationally safe and exhibits only minor deterioration. | Category 3 (Recommended): Minor work required to prevent a deterioration of the service provided by the asset. | 20 | 2013-04-24 | 11.0034 | 74.9966 | x | 1 | 2. Minor | 10099 | Predictive Maintenance | 182.5
1010351 | Ring Main Unit | B (Average): Asset is sound, operationally safe and exhibits only minor deterioration. | Category 3 (Recommended): Minor work required to prevent a deterioration of the service provided by the asset. | 20 | 2007-02-15 | 17.191 | 64.809 | x | 3 | 5. Severe | 10097 | Predictive Maintenance | 28
1010352 | LV Battery Tripping Units | B (Average): Asset is sound, operationally safe and exhibits only minor deterioration. | Category 3 (Recommended): Minor work required to prevent a deterioration of the service provided by the asset. | 20 | 2010-09-03 | 13.6427 | 68.3573 | x | 3 | 5. Severe | 10097 | Predictive Maintenance | 28
1010354 | Ring Main Unit | B (Average): Asset is sound, operationally safe and exhibits only minor deterioration. | Category 3 (Recommended): Minor work required to prevent a deterioration of the service provided by the asset. | 20 | 2014-03-28 | 10.078 | 67.922 | x | 5 | 5. Severe | 10095 | Predictive Maintenance | 28
1010355 | LV Battery Tripping Units | B (Average): Asset is sound, operationally safe and exhibits only minor deterioration. | Category 3 (Recommended): Minor work required to prevent a deterioration of the service provided by the asset. | 20 | 2023-07-23 | 0.75838 | 77.2416 | x | 5 | 5. Severe | 10096 | Predictive Maintenance | 28
1010356 | LV Battery Tripping Units | B (Average): Asset is sound, operationally safe and exhibits only minor deterioration. | Category 3 (Recommended): Minor work required to prevent a deterioration of the service provided by the asset. | 20 | 2009-08-17 | 14.6886 | 71.3114 | x | 1 | 5. Severe | 10098 | Predictive Maintenance | 28
1010357 | Ring Main Unit | B (Average): Asset is sound, operationally safe and exhibits only minor deterioration. | Category 3 (Recommended): Minor work required to prevent a deterioration of the service provided by the asset. | 20 | 2015-04-10 | 9.0431 | 76.9569 | x | 1 | 5. Severe | 10098 | Predictive Maintenance | 28
1010358 | Air Compressors Compressed Air Dryers | A (Good): Asset is as new and can be expected to perform adequately to its full normal life if maintained appropriately. | Category 4 (Normal): No work required beyond normal maintenance. | 12 | 2023-11-12 | 0.45175 | 91.2471 | x | 5 | 3. Moderate | 10978 | Predictive Maintenance | 365
1010361 | Outstations | B (Average): Asset is sound, operationally safe and exhibits only minor deterioration. | Category 3 (Recommended): Minor work required to prevent a deterioration of the service provided by the asset. | 10 | 2021-08-13 | 2.6995 | 72.601 | x | 5 | 4. Significant | 10086 | Predictive Maintenance | 91.25
1010362 | Distribution Boards | B (Average): Asset is sound, operationally safe and exhibits only minor deterioration. | Category 3 (Recommended): Minor work required to prevent a deterioration of the service provided by the asset. | 20 | 2011-05-28 | 12.9117 | 65.0883 | x | 5 | 4. Significant | 10086 | Predictive Maintenance | 91.25
1010363 | Distribution Boards | B (Average): Asset is sound, operationally safe and exhibits only minor deterioration. | Category 3 (Recommended): Minor work required to prevent a deterioration of the service provided by the asset. | 20 | 2022-02-17 | 2.1848 | 75.8152 | x | 5 | 4. Significant | 10086 | Predictive Maintenance | 91.25
1010364 | Distribution Boards | B (Average): Asset is sound, operationally safe and exhibits only minor deterioration. | Category 3 (Recommended): Minor work required to prevent a deterioration of the service provided by the asset. | 20 | 2007-03-20 | 17.1006 | 60.8994 | x | 5 | 4. Significant | 10086 | Predictive Maintenance | 91.25
1010365 | Gas Detection/Flammable | B (Average): Asset is sound, operationally safe and exhibits only minor deterioration. | Category 3 (Recommended): Minor work required to prevent a deterioration of the service provided by the asset. | 15 | 2016-07-14 | 7.781 | 67.6254 | x | 5 | 5. Severe | 10086 | Predictive Maintenance | 28
1010366 | Distribution Boards | B (Average): Asset is sound, operationally safe and exhibits only minor deterioration. | Category 3 (Recommended): Minor work required to prevent a deterioration of the service provided by the asset. | 20 | 2007-04-02 | 17.065 | 60.935 | x | 5 | 4. Significant | 10086 | Predictive Maintenance | 91.25
1010367 | Distribution Boards | B (Average): Asset is sound, operationally safe and exhibits only minor deterioration. | Category 3 (Recommended): Minor work required to prevent a deterioration of the service provided by the asset. | 20 | 2016-07-06 | 7.8029 | 70.1971 | x | 5 | 4. Significant | 10086 | Predictive Maintenance | 91.25
1010368 | Distribution Boards | B (Average): Asset is sound, operationally safe and exhibits only minor deterioration. | Category 3 (Recommended): Minor work required to prevent a deterioration of the service provided by the asset. | 20 | 2022-05-20 | 1.9329 | 76.0671 | x | 5 | 4. Significant | 10086 | Predictive Maintenance | 91.25
1010369 | Distribution Boards | B (Average): Asset is sound, operationally safe and exhibits only minor deterioration. | Category 3 (Recommended): Minor work required to prevent a deterioration of the service provided by the asset. | 20 | 2004-06-10 | 19.8741 | 58.1259 | x | 5 | 4. Significant | 10086 | Predictive Maintenance | 91.25
1010372 | Meter Reading - Electric | B (Average): Asset is sound, operationally safe and exhibits only minor deterioration. | Category 3 (Recommended): Minor work required to prevent a deterioration of the service provided by the asset. | 20 | 2007-12-24 | 16.3368 | 61.6632 | x | 5 | 2. Minor | 10086 | Predictive Maintenance | 182.5
1010373 | Meter Reading - Electric | B (Average): Asset is sound, operationally safe and exhibits only minor deterioration. | Category 3 (Recommended): Minor work required to prevent a deterioration of the service provided by the asset. | 20 | 2004-03-10 | 20.1259 | 57.8741 | x | 5 | 2. Minor | 10086 | Predictive Maintenance | 182.5
1010374 | Meter Reading - Electric | B (Average): Asset is sound, operationally safe and exhibits only minor deterioration. | Category 3 (Recommended): Minor work required to prevent a deterioration of the service provided by the asset. | 20 | 2007-04-12 | 17.0376 | 60.9624 | x | 5 | 2. Minor | 10086 | Predictive Maintenance | 182.5
1010375 | Meter Reading - Electric | B (Average): Asset is sound, operationally safe and exhibits only minor deterioration. | Category 3 (Recommended): Minor work required to prevent a deterioration of the service provided by the asset. | 20 | 2016-12-13 | 7.3648 | 70.6352 | x | 5 | 2. Minor | 10086 | Predictive Maintenance | 182.5
1010376 | Maximum Demand and Power Factor Correction | U (Unverified): Further investigation required. | Category U (Unverified Asset): Further investigation required to identify asset. | 20 | 2019-12-01 | 4.3997 | 59.6003 | x | 5 | 4. Significant | 10086 | Predictive Maintenance | 14
1010377 | Distribution Boards | B (Average): Asset is sound, operationally safe and exhibits only minor deterioration. | Category 3 (Recommended): Minor work required to prevent a deterioration of the service provided by the asset. | 20 | 2010-12-31 | 13.3169 | 64.6831 | x | 5 | 4. Significant | 10086 | Predictive Maintenance | 91.25
1010378 | Distribution Boards | B (Average): Asset is sound, operationally safe and exhibits only minor deterioration. | Category 3 (Recommended): Minor work required to prevent a deterioration of the service provided by the asset. | 20 | 2021-10-22 | 2.5079 | 75.4921 | x | 5 | 4. Significant | 10086 | Predictive Maintenance | 91.25
1010379 | Distribution Boards | B (Average): Asset is sound, operationally safe and exhibits only minor deterioration. | Category 3 (Recommended): Minor work required to prevent a deterioration of the service provided by the asset. | 20 | 2009-08-22 | 14.6749 | 63.3251 | x | 5 | 4. Significant | 10086 | Predictive Maintenance | 91.25
1010380 | Uninterruptible Power Supplies | B (Average): Asset is sound, operationally safe and exhibits only minor deterioration. | Category 3 (Recommended): Minor work required to prevent a deterioration of the service provided by the asset. | 20 | 2008-08-10 | 15.707 | 62.293 | x | 5 | 5. Severe | 10086 | Predictive Maintenance | 28
1010381 | Room Air Conditioners | B (Average): Asset is sound, operationally safe and exhibits only minor deterioration. | Category 3 (Recommended): Minor work required to prevent a deterioration of the service provided by the asset. | 15 | 2014-03-28 | 10.078 | 64.5626 | x | 5 | 3. Moderate | 10086 | Predictive Maintenance | 91.25
1010382 | Fire Alarm System | A (Good): Asset is as new and can be expected to perform adequately to its full normal life if maintained appropriately. | Category 4 (Normal): No work required beyond normal maintenance. | 15 | 2023-08-01 | 0.73374 | 91.0217 | x | 5 | 5. Severe | 10086 | Predictive Maintenance | 162.5
1010383 | Emergency Assistance Alarm | B (Average): Asset is sound, operationally safe and exhibits only minor deterioration. | Category 3 (Recommended): Minor work required to prevent a deterioration of the service provided by the asset. | 10 | 2020-12-08 | 3.3785 | 71.243 | x | 5 | 5. Severe | 10086 | Predictive Maintenance | 28
1010385 | Emergency Assistance Alarm | B (Average): Asset is sound, operationally safe and exhibits only minor deterioration. | Category 3 (Recommended): Minor work required to prevent a deterioration of the service provided by the asset. | 10 | 2018-03-28 | 6.078 | 65.8439 | x | 5 | 5. Severe | 10086 | Predictive Maintenance | 28
1010386 | Room Air Conditioners | B (Average): Asset is sound, operationally safe and exhibits only minor deterioration. | Category 3 (Recommended): Minor work required to prevent a deterioration of the service provided by the asset. | 15 | 2018-06-20 | 5.848 | 70.2026 | x | 5 | 3. Moderate | 10086 | Predictive Maintenance | 91.25
1010387 | Distribution Boards | B (Average): Asset is sound, operationally safe and exhibits only minor deterioration. | Category 3 (Recommended): Minor work required to prevent a deterioration of the service provided by the asset. | 20 | 2021-02-21 | 3.1732 | 74.8268 | x | 5 | 4. Significant | 10086 | Predictive Maintenance | 91.25
1010388 | Distribution Boards | B (Average): Asset is sound, operationally safe and exhibits only minor deterioration. | Category 3 (Recommended): Minor work required to prevent a deterioration of the service provided by the asset. | 20 | 2013-02-02 | 11.2252 | 66.7748 | x | 5 | 4. Significant | 10086 | Predictive Maintenance | 91.25
1010389 | Distribution Boards | B (Average): Asset is sound, operationally safe and exhibits only minor deterioration. | Category 3 (Recommended): Minor work required to prevent a deterioration of the service provided by the asset. | 20 | 2005-06-09 | 18.8775 | 59.1225 | x | 5 | 4. Significant | 10086 | Predictive Maintenance | 91.25
1010390 | Distribution Boards | B (Average): Asset is sound, operationally safe and exhibits only minor deterioration. | Category 3 (Recommended): Minor work required to prevent a deterioration of the service provided by the asset. | 20 | 2018-07-16 | 5.7769 | 72.2231 | x | 5 | 4. Significant | 10086 | Predictive Maintenance | 91.25
1010391 | Distribution Boards | B (Average): Asset is sound, operationally safe and exhibits only minor deterioration. | Category 3 (Recommended): Minor work required to prevent a deterioration of the service provided by the asset. | 20 | 2014-03-26 | 10.0835 | 67.9165 | x | 5 | 4. Significant | 10086 | Predictive Maintenance | 91.25
1010392 | Distribution Boards | B (Average): Asset is sound, operationally safe and exhibits only minor deterioration. | Category 3 (Recommended): Minor work required to prevent a deterioration of the service provided by the asset. | 20 | 2004-10-09 | 19.5428 | 58.4572 | x | 5 | 4. Significant | 10086 | Predictive Maintenance | 91.25
1010393 | Distribution Boards | B (Average): Asset is sound, operationally safe and exhibits only minor deterioration. | Category 3 (Recommended): Minor work required to prevent a deterioration of the service provided by the asset. | 20 | 2012-03-31 | 12.0684 | 65.9316 | x | 5 | 4. Significant | 10086 | Predictive Maintenance | 91.25
1010394 | Electric/Air Heater | B (Average): Asset is sound, operationally safe and exhibits only minor deterioration. | Category 3 (Recommended): Minor work required to prevent a deterioration of the service provided by the asset. | 10 | 2020-12-26 | 3.3292 | 71.3415 | x | 5 | 2. Minor | 10086 | Predictive Maintenance | 182.5
1010395 | Electric/Air Heater | B (Average): Asset is sound, operationally safe and exhibits only minor deterioration. | Category 3 (Recommended): Minor work required to prevent a deterioration of the service provided by the asset. | 10 | 2020-07-10 | 3.7919 | 70.4162 | x | 5 | 2. Minor | 10086 | Predictive Maintenance | 182.5
1010396 | Room Air Conditioners | B (Average): Asset is sound, operationally safe and exhibits only minor deterioration. | Category 3 (Recommended): Minor work required to prevent a deterioration of the service provided by the asset. | 15 | 2015-01-12 | 9.2841 | 65.6213 | x | 5 | 3. Moderate | 10086 | Predictive Maintenance | 91.25
1010397 | Distribution Boards | B (Average): Asset is sound, operationally safe and exhibits only minor deterioration. | Category 3 (Recommended): Minor work required to prevent a deterioration of the service provided by the asset. | 20 | 2016-09-07 | 7.6304 | 70.3696 | x | 5 | 4. Significant | 10086 | Predictive Maintenance | 91.25
1010398 | Distribution Boards | B (Average): Asset is sound, operationally safe and exhibits only minor deterioration. | Category 3 (Recommended): Minor work required to prevent a deterioration of the service provided by the asset. | 20 | 2008-06-17 | 15.8549 | 62.1451 | x | 5 | 4. Significant | 10086 | Predictive Maintenance | 91.25
1010399 | Distribution Boards | B (Average): Asset is sound, operationally safe and exhibits only minor deterioration. | Category 3 (Recommended): Minor work required to prevent a deterioration of the service provided by the asset. | 20 | 2017-09-02 | 6.6448 | 71.3552 | x | 5 | 4. Significant | 10086 | Predictive Maintenance | 91.25
1010400 | Meter Reading - Electric | B (Average): Asset is sound, operationally safe and exhibits only minor deterioration. | Category 3 (Recommended): Minor work required to prevent a deterioration of the service provided by the asset. | 20 | 2012-05-11 | 11.9562 | 66.0438 | x | 5 | 2. Minor | 10086 | Predictive Maintenance | 182.5
1010401 | Meter Reading - Electric | B (Average): Asset is sound, operationally safe and exhibits only minor deterioration. | Category 3 (Recommended): Minor work required to prevent a deterioration of the service provided by the asset. | 20 | 2019-08-24 | 4.6708 | 73.3292 | x | 5 | 2. Minor | 10086 | Predictive Maintenance | 182.5
1010402 | Meter Reading - Electric | B (Average): Asset is sound, operationally safe and exhibits only minor deterioration. | Category 3 (Recommended): Minor work required to prevent a deterioration of the service provided by the asset. | 20 | 2011-11-25 | 12.4162 | 65.5838 | x | 5 | 2. Minor | 10086 | Predictive Maintenance | 182.5
1010403 | Distribution Boards | B (Average): Asset is sound, operationally safe and exhibits only minor deterioration. | Category 3 (Recommended): Minor work required to prevent a deterioration of the service provided by the asset. | 20 | 2010-11-30 | 13.4018 | 64.5982 | x | 5 | 4. Significant | 10086 | Predictive Maintenance | 91.25
1010404 | Distribution Boards | B (Average): Asset is sound, operationally safe and exhibits only minor deterioration. | Category 3 (Recommended): Minor work required to prevent a deterioration of the service provided by the asset. | 20 | 2017-06-07 | 6.883 | 71.117 | x | 5 | 4. Significant | 10086 | Predictive Maintenance | 91.25
1010405 | Distribution Boards | B (Average): Asset is sound, operationally safe and exhibits only minor deterioration. | Category 3 (Recommended): Minor work required to prevent a deterioration of the service provided by the asset. | 20 | 2017-03-22 | 7.0938 | 70.9062 | x | 5 | 4. Significant | 10086 | Predictive Maintenance | 91.25
1010406 | Room Air Conditioners | B (Average): Asset is sound, operationally safe and exhibits only minor deterioration. | Category 3 (Recommended): Minor work required to prevent a deterioration of the service provided by the asset. | 15 | 2012-10-20 | 11.5127 | 62.6498 | x | 5 | 3. Moderate | 10086 | Predictive Maintenance | 91.25
1010407 | Distribution Boards | B (Average): Asset is sound, operationally safe and exhibits only minor deterioration. | Category 3 (Recommended): Minor work required to prevent a deterioration of the service provided by the asset. | 20 | 2021-06-03 | 2.8939 | 75.1061 | x | 5 | 4. Significant | 10086 | Predictive Maintenance | 91.25
1010408 | Distribution Boards | B (Average): Asset is sound, operationally safe and exhibits only minor deterioration. | Category 3 (Recommended): Minor work required to prevent a deterioration of the service provided by the asset. | 20 | 2017-04-22 | 7.0089 | 70.9911 | x | 5 | 4. Significant | 10086 | Predictive Maintenance | 91.25
1010409 | Distribution Boards | B (Average): Asset is sound, operationally safe and exhibits only minor deterioration. | Category 3 (Recommended): Minor work required to prevent a deterioration of the service provided by the asset. | 20 | 2008-11-07 | 15.4634 | 62.5366 | x | 5 | 4. Significant | 10086 | Predictive Maintenance | 91.25
1010410 | Meter Reading - Electric | B (Average): Asset is sound, operationally safe and exhibits only minor deterioration. | Category 3 (Recommended): Minor work required to prevent a deterioration of the service provided by the asset. | 20 | 2020-01-13 | 4.282 | 73.718 | x | 5 | 2. Minor | 10086 | Predictive Maintenance | 182.5
1010411 | Meter Reading - Electric | B (Average): Asset is sound, operationally safe and exhibits only minor deterioration. | Category 3 (Recommended): Minor work required to prevent a deterioration of the service provided by the asset. | 20 | 2009-04-30 | 14.987 | 63.013 | x | 5 | 2. Minor | 10086 | Predictive Maintenance | 182.5
1010412 | Meter Reading - Electric | B (Average): Asset is sound, operationally safe and exhibits only minor deterioration. | Category 3 (Recommended): Minor work required to prevent a deterioration of the service provided by the asset. | 20 | 2005-01-29 | 19.2361 | 58.7639 | x | 5 | 2. Minor | 10086 | Predictive Maintenance | 182.5
1010413 | Room Air Conditioners | B (Average): Asset is sound, operationally safe and exhibits only minor deterioration. | Category 3 (Recommended): Minor work required to prevent a deterioration of the service provided by the asset. | 15 | 2016-07-13 | 7.7837 | 67.6217 | x | 5 | 3. Moderate | 10086 | Predictive Maintenance | 91.25
1010414 | Insect Killer | B (Average): Asset is sound, operationally safe and exhibits only minor deterioration. | Category 3 (Recommended): Minor work required to prevent a deterioration of the service provided by the asset. | 8 | 2020-01-12 | 4.2847 | 67.2882 | x | 5 | 2. Minor | 10086 | Predictive Maintenance | 182.5
1010415 | Traction Lifts | B (Average): Asset is sound, operationally safe and exhibits only minor deterioration. | Category 3 (Recommended): Minor work required to prevent a deterioration of the service provided by the asset. | 20 | 2011-03-22 | 13.0951 | 64.9049 | x | 5 | 4. Significant | 10086 | Predictive Maintenance | 91.25
1010416 | Traction Lifts | B (Average): Asset is sound, operationally safe and exhibits only minor deterioration. | Category 3 (Recommended): Minor work required to prevent a deterioration of the service provided by the asset. | 20 | 2022-04-02 | 2.0643 | 75.9357 | x | 5 | 4. Significant | 10086 | Predictive Maintenance | 91.25
1010417 | Sliding Doors | B (Average): Asset is sound, operationally safe and exhibits only minor deterioration. | Category 3 (Recommended): Minor work required to prevent a deterioration of the service provided by the asset. | 15 | 2013-07-26 | 10.7488 | 63.6683 | x | 5 | 3. Moderate | 10086 | Predictive Maintenance | 91.25
1010418 | Sliding Doors | B (Average): Asset is sound, operationally safe and exhibits only minor deterioration. | Category 3 (Recommended): Minor work required to prevent a deterioration of the service provided by the asset. | 15 | 2023-03-08 | 1.1335 | 76.4887 | x | 5 | 3. Moderate | 10086 | Predictive Maintenance | 91.25
1010419 | Electric Overdoor Air Curtain/Heater | B (Average): Asset is sound, operationally safe and exhibits only minor deterioration. | Category 3 (Recommended): Minor work required to prevent a deterioration of the service provided by the asset. | 20 | 2012-10-18 | 11.5181 | 66.4819 | x | 5 | 2. Minor | 10086 | Predictive Maintenance | 182.5
1010420 | Outstations | B (Average): Asset is sound, operationally safe and exhibits only minor deterioration. | Category 3 (Recommended): Minor work required to prevent a deterioration of the service provided by the asset. | 10 | 2016-07-18 | 7.77 | 62.46 | x | 5 | 4. Significant | 10086 | Predictive Maintenance | 91.25
1010421 | Air Handling Units - General | B (Average): Asset is sound, operationally safe and exhibits only minor deterioration. | Category 3 (Recommended): Minor work required to prevent a deterioration of the service provided by the asset. | 20 | 2017-09-11 | 6.6201 | 71.3799 | x | 5 | 3. Moderate | 10086 | Predictive Maintenance | 91.25
1010422 | Distribution Boards | B (Average): Asset is sound, operationally safe and exhibits only minor deterioration. | Category 3 (Recommended): Minor work required to prevent a deterioration of the service provided by the asset. | 20 | 2009-04-07 | 15.05 | 62.95 | x | 5 | 4. Significant | 10086 | Predictive Maintenance | 91.25
1010423 | Distribution Boards | B (Average): Asset is sound, operationally safe and exhibits only minor deterioration. | Category 3 (Recommended): Minor work required to prevent a deterioration of the service provided by the asset. | 20 | 2012-02-06 | 12.2163 | 65.7837 | x | 5 | 4. Significant | 10086 | Predictive Maintenance | 91.25
1010424 | Distribution Boards | B (Average): Asset is sound, operationally safe and exhibits only minor deterioration. | Category 3 (Recommended): Minor work required to prevent a deterioration of the service provided by the asset. | 20 | 2017-07-28 | 6.7433 | 71.2567 | x | 5 | 4. Significant | 10086 | Predictive Maintenance | 91.25
1010425 | Distribution Boards | B (Average): Asset is sound, operationally safe and exhibits only minor deterioration. | Category 3 (Recommended): Minor work required to prevent a deterioration of the service provided by the asset. | 20 | 2007-06-11 | 16.8734 | 61.1266 | x | 5 | 4. Significant | 10086 | Predictive Maintenance | 91.25
1010426 | Meter Reading - Electric | B (Average): Asset is sound, operationally safe and exhibits only minor deterioration. | Category 3 (Recommended): Minor work required to prevent a deterioration of the service provided by the asset. | 20 | 2018-05-11 | 5.9576 | 72.0424 | x | 5 | 2. Minor | 10086 | Predictive Maintenance | 182.5
1010427 | Meter Reading - Electric | B (Average): Asset is sound, operationally safe and exhibits only minor deterioration. | Category 3 (Recommended): Minor work required to prevent a deterioration of the service provided by the asset. | 20 | 2010-07-01 | 13.8179 | 64.1821 | x | 5 | 2. Minor | 10086 | Predictive Maintenance | 182.5
1010428 | Meter Reading - Electric | B (Average): Asset is sound, operationally safe and exhibits only minor deterioration. | Category 3 (Recommended): Minor work required to prevent a deterioration of the service provided by the asset. | 20 | 2009-07-16 | 14.7762 | 63.2238 | x | 5 | 2. Minor | 10086 | Predictive Maintenance | 182.5
1010429 | Meter Reading - Electric | B (Average): Asset is sound, operationally safe and exhibits only minor deterioration. | Category 3 (Recommended): Minor work required to prevent a deterioration of the service provided by the asset. | 20 | 2021-12-24 | 2.3354 | 75.6646 | x | 5 | 2. Minor | 10086 | Predictive Maintenance | 182.5
1010431 | Terminal Units - Fan Coil | B (Average): Asset is sound, operationally safe and exhibits only minor deterioration. | Category 3 (Recommended): Minor work required to prevent a deterioration of the service provided by the asset. | 15 | 2023-03-29 | 1.076 | 76.5654 | x | 5 | 4. Significant | 10086 | Predictive Maintenance | 91.25
1010432 | Terminal Units - Fan Coil | B (Average): Asset is sound, operationally safe and exhibits only minor deterioration. | Category 3 (Recommended): Minor work required to prevent a deterioration of the service provided by the asset. | 15 | 2019-08-24 | 4.6708 | 71.7723 | x | 5 | 4. Significant | 10086 | Predictive Maintenance | 91.25
1010433 | Point of Use Water Dispenser | B (Average): Asset is sound, operationally safe and exhibits only minor deterioration. | Category 3 (Recommended): Minor work required to prevent a deterioration of the service provided by the asset. | 15 | 2011-07-29 | 12.742 | 61.0107 | x | 5 | 2. Minor | 10086 | Predictive Maintenance | 182.5
1010435 | Movable Wall Dividers | B (Average): Asset is sound, operationally safe and exhibits only minor deterioration. | Category 3 (Recommended): Minor work required to prevent a deterioration of the service provided by the asset. | 30 | 2008-05-26 | 15.9151 | 67.3899 | x | 5 | 2. Minor | 10086 | Predictive Maintenance | 182.5
1010436 | Point of Use Water Dispenser | B (Average): Asset is sound, operationally safe and exhibits only minor deterioration. | Category 3 (Recommended): Minor work required to prevent a deterioration of the service provided by the asset. | 15 | 2023-03-18 | 1.1061 | 76.5252 | x | 5 | 2. Minor | 10086 | Predictive Maintenance | 182.5
1010437 | Unvented Hot Water Systems | A (Good): Asset is as new and can be expected to perform adequately to its full normal life if maintained appropriately. | Category 3 (Recommended): Minor work required to prevent a deterioration of the service provided by the asset. | 25 | 2019-11-07 | 4.4654 | 81.4277 | x | 5 | 4. Significant | 10086 | Predictive Maintenance | 91.25
1010438 | Expansion Vessels | B (Average): Asset is sound, operationally safe and exhibits only minor deterioration. | Category 3 (Recommended): Minor work required to prevent a deterioration of the service provided by the asset. | 15 | 2014-11-16 | 9.4401 | 65.4132 | x | 5 | 4. Significant | 10086 | Predictive Maintenance | 91.25
1010439 | Ventilating Fans - General | B (Average): Asset is sound, operationally safe and exhibits only minor deterioration. | Category 3 (Recommended): Minor work required to prevent a deterioration of the service provided by the asset. | 20 | 2017-11-07 | 6.4641 | 71.5359 | x | 5 | 2. Minor | 10086 | Predictive Maintenance | 182.5
1010441 | Emergency Assistance Alarm | B (Average): Asset is sound, operationally safe and exhibits only minor deterioration. | Category 3 (Recommended): Minor work required to prevent a deterioration of the service provided by the asset. | 10 | 2015-11-20 | 8.4298 | 61.1403 | x | 5 | 5. Severe | 10086 | Predictive Maintenance | 28
1010442 | Vertical Platform Lifts | B (Average): Asset is sound, operationally safe and exhibits only minor deterioration. | Category 3 (Recommended): Minor work required to prevent a deterioration of the service provided by the asset. | 20 | 2020-04-19 | 4.0164 | 73.9836 | x | 5 | 3. Moderate | 10086 | Predictive Maintenance | 91.25
1010443 | Distribution Boards | U (Unverified): Further investigation required. | Category U (Unverified Asset): Further investigation required to identify asset. | 20 | 2005-03-03 | 19.1458 | 44.8542 | x | 5 | 4. Significant | 10086 | Predictive Maintenance | 14
1010444 | Distribution Boards | U (Unverified): Further investigation required. | Category U (Unverified Asset): Further investigation required to identify asset. | 20 | 2007-01-26 | 17.2457 | 46.7543 | x | 5 | 4. Significant | 10086 | Predictive Maintenance | 14
1010448 | Outstations | B (Average): Asset is sound, operationally safe and exhibits only minor deterioration. | Category 3 (Recommended): Minor work required to prevent a deterioration of the service provided by the asset. | 10 | 2017-09-24 | 6.5845 | 64.8309 | x | 5 | 4. Significant | 10086 | Predictive Maintenance | 91.25
1010449 | Distribution Boards | B (Average): Asset is sound, operationally safe and exhibits only minor deterioration. | Category 3 (Recommended): Minor work required to prevent a deterioration of the service provided by the asset. | 20 | 2022-12-14 | 1.3634 | 76.6366 | x | 5 | 4. Significant | 10086 | Predictive Maintenance | 91.25
1010450 | Distribution Boards | B (Average): Asset is sound, operationally safe and exhibits only minor deterioration. | Category 3 (Recommended): Minor work required to prevent a deterioration of the service provided by the asset. | 20 | 2015-11-01 | 8.4819 | 69.5181 | x | 5 | 4. Significant | 10086 | Predictive Maintenance | 91.25
1010451 | Distribution Boards | B (Average): Asset is sound, operationally safe and exhibits only minor deterioration. | Category 3 (Recommended): Minor work required to prevent a deterioration of the service provided by the asset. | 20 | 2015-07-13 | 8.7858 | 69.2142 | x | 5 | 4. Significant | 10086 | Predictive Maintenance | 91.25
1010452 | Distribution Boards | B (Average): Asset is sound, operationally safe and exhibits only minor deterioration. | Category 3 (Recommended): Minor work required to prevent a deterioration of the service provided by the asset. | 20 | 2015-08-29 | 8.6571 | 69.3429 | x | 5 | 4. Significant | 10086 | Predictive Maintenance | 91.25
1010453 | Room Air Conditioners | B (Average): Asset is sound, operationally safe and exhibits only minor deterioration. | Category 3 (Recommended): Minor work required to prevent a deterioration of the service provided by the asset. | 15 | 2022-07-28 | 1.744 | 75.6747 | x | 5 | 3. Moderate | 10086 | Predictive Maintenance | 91.25
1010454 | Room Air Conditioners | B (Average): Asset is sound, operationally safe and exhibits only minor deterioration. | Category 3 (Recommended): Minor work required to prevent a deterioration of the service provided by the asset. | 15 | 2016-10-15 | 7.5264 | 67.9649 | x | 5 | 3. Moderate | 10086 | Predictive Maintenance | 91.25
1010455 | Water Leak Detection Systems | B (Average): Asset is sound, operationally safe and exhibits only minor deterioration. | Category 3 (Recommended): Minor work required to prevent a deterioration of the service provided by the asset. | 15 | 2022-01-08 | 2.2943 | 74.9409 | x | 5 | 4. Significant | 10086 | Predictive Maintenance | 91.25
1010456 | Unvented Hot Water Systems | B (Average): Asset is sound, operationally safe and exhibits only minor deterioration. | Category 3 (Recommended): Minor work required to prevent a deterioration of the service provided by the asset. | 25 | 2011-08-03 | 12.7283 | 67.8174 | x | 5 | 4. Significant | 10086 | Predictive Maintenance | 91.25
1010457 | Room Air Conditioners | B (Average): Asset is sound, operationally safe and exhibits only minor deterioration. | Category 3 (Recommended): Minor work required to prevent a deterioration of the service provided by the asset. | 15 | 2020-11-02 | 3.4771 | 73.3639 | x | 5 | 3. Moderate | 10086 | Predictive Maintenance | 91.25
1010458 | Room Air Conditioners | B (Average): Asset is sound, operationally safe and exhibits only minor deterioration. | Category 3 (Recommended): Minor work required to prevent a deterioration of the service provided by the asset. | 15 | 2019-11-15 | 4.4435 | 72.0753 | x | 5 | 3. Moderate | 10086 | Predictive Maintenance | 91.25
1010459 | Room Air Conditioners | B (Average): Asset is sound, operationally safe and exhibits only minor deterioration. | Category 3 (Recommended): Minor work required to prevent a deterioration of the service provided by the asset. | 15 | 2010-11-20 | 13.4292 | 60.0945 | x | 5 | 3. Moderate | 10086 | Predictive Maintenance | 91.25
1010460 | Room Air Conditioners | B (Average): Asset is sound, operationally safe and exhibits only minor deterioration. | Category 3 (Recommended): Minor work required to prevent a deterioration of the service provided by the asset. | 15 | 2011-02-08 | 13.2101 | 60.3865 | x | 5 | 3. Moderate | 10086 | Predictive Maintenance | 91.25
1010461 | Room Air Conditioners | B (Average): Asset is sound, operationally safe and exhibits only minor deterioration. | Category 3 (Recommended): Minor work required to prevent a deterioration of the service provided by the asset. | 15 | 2016-12-18 | 7.3511 | 68.1985 | x | 5 | 3. Moderate | 10086 | Predictive Maintenance | 91.25
1010462 | Room Air Conditioners | B (Average): Asset is sound, operationally safe and exhibits only minor deterioration. | Category 3 (Recommended): Minor work required to prevent a deterioration of the service provided by the asset. | 15 | 2018-09-19 | 5.5989 | 70.5348 | x | 5 | 3. Moderate | 10086 | Predictive Maintenance | 91.25
1010463 | Room Air Conditioners | B (Average): Asset is sound, operationally safe and exhibits only minor deterioration. | Category 3 (Recommended): Minor work required to prevent a deterioration of the service provided by the asset. | 15 | 2023-04-17 | 1.024 | 76.6347 | x | 5 | 3. Moderate | 10086 | Predictive Maintenance | 91.25
1010464 | Room Air Conditioners | B (Average): Asset is sound, operationally safe and exhibits only minor deterioration. | Category 3 (Recommended): Minor work required to prevent a deterioration of the service provided by the asset. | 15 | 2023-09-26 | 0.58042 | 77.2261 | x | 5 | 3. Moderate | 10086 | Predictive Maintenance | 91.25
1010465 | Room Air Conditioners | B (Average): Asset is sound, operationally safe and exhibits only minor deterioration. | Category 3 (Recommended): Minor work required to prevent a deterioration of the service provided by the asset. | 15 | 2020-02-16 | 4.1889 | 72.4148 | x | 5 | 3. Moderate | 10086 | Predictive Maintenance | 91.25
1010466 | Room Air Conditioners | B (Average): Asset is sound, operationally safe and exhibits only minor deterioration. | Category 3 (Recommended): Minor work required to prevent a deterioration of the service provided by the asset. | 15 | 2022-07-07 | 1.8015 | 75.598 | x | 5 | 3. Moderate | 10086 | Predictive Maintenance | 91.25
1010467 | Room Air Conditioners | B (Average): Asset is sound, operationally safe and exhibits only minor deterioration. | Category 3 (Recommended): Minor work required to prevent a deterioration of the service provided by the asset. | 15 | 2013-09-09 | 10.6256 | 63.8325 | x | 5 | 3. Moderate | 10086 | Predictive Maintenance | 91.25
1010468 | Room Air Conditioners | B (Average): Asset is sound, operationally safe and exhibits only minor deterioration. | Category 3 (Recommended): Minor work required to prevent a deterioration of the service provided by the asset. | 15 | 2016-09-26 | 7.5784 | 67.8955 | x | 5 | 3. Moderate | 10086 | Predictive Maintenance | 91.25
1010469 | Room Air Conditioners | B (Average): Asset is sound, operationally safe and exhibits only minor deterioration. | Category 3 (Recommended): Minor work required to prevent a deterioration of the service provided by the asset. | 15 | 2023-04-03 | 1.0623 | 76.5836 | x | 5 | 3. Moderate | 10086 | Predictive Maintenance | 91.25
1010470 | Room Air Conditioners | B (Average): Asset is sound, operationally safe and exhibits only minor deterioration. | Category 3 (Recommended): Minor work required to prevent a deterioration of the service provided by the asset. | 15 | 2019-12-07 | 4.3833 | 72.1556 | x | 5 | 3. Moderate | 10086 | Predictive Maintenance | 91.25
1010471 | Room Air Conditioners | B (Average): Asset is sound, operationally safe and exhibits only minor deterioration. | Category 3 (Recommended): Minor work required to prevent a deterioration of the service provided by the asset. | 15 | 2010-04-04 | 14.0589 | 59.2548 | x | 5 | 3. Moderate | 10086 | Predictive Maintenance | 91.25
1010472 | Room Air Conditioners | B (Average): Asset is sound, operationally safe and exhibits only minor deterioration. | Category 3 (Recommended): Minor work required to prevent a deterioration of the service provided by the asset. | 15 | 2015-12-28 | 8.3258 | 66.8989 | x | 5 | 3. Moderate | 10086 | Predictive Maintenance | 91.25
1010473 | Room Air Conditioners | B (Average): Asset is sound, operationally safe and exhibits only minor deterioration. | Category 3 (Recommended): Minor work required to prevent a deterioration of the service provided by the asset. | 15 | 2020-11-04 | 3.4716 | 73.3712 | x | 5 | 3. Moderate | 10086 | Predictive Maintenance | 91.25
1010474 | Room Air Conditioners | B (Average): Asset is sound, operationally safe and exhibits only minor deterioration. | Category 3 (Recommended): Minor work required to prevent a deterioration of the service provided by the asset. | 15 | 2014-08-01 | 9.7331 | 65.0226 | x | 5 | 3. Moderate | 10086 | Predictive Maintenance | 91.25
1010475 | Room Air Conditioners | B (Average): Asset is sound, operationally safe and exhibits only minor deterioration. | Category 3 (Recommended): Minor work required to prevent a deterioration of the service provided by the asset. | 15 | 2011-05-09 | 12.9637 | 60.715 | x | 5 | 3. Moderate | 10086 | Predictive Maintenance | 91.25
1010476 | Water Boiler (Non Pressurised) - Electric | B (Average): Asset is sound, operationally safe and exhibits only minor deterioration. | Category 3 (Recommended): Minor work required to prevent a deterioration of the service provided by the asset. | 10 | 2023-04-29 | 0.9911 | 76.0178 | x | 5 | 3. Moderate | 10086 | Predictive Maintenance | 91.25
1010477 | Fire Alarm System | B (Average): Asset is sound, operationally safe and exhibits only minor deterioration. | Category 3 (Recommended): Minor work required to prevent a deterioration of the service provided by the asset. | 15 | 2018-10-16 | 5.525 | 70.6334 | x | 5 | 5. Severe | 10086 | Predictive Maintenance | 28
1010478 | Unvented Hot Water Systems | B (Average): Asset is sound, operationally safe and exhibits only minor deterioration. | Category 3 (Recommended): Minor work required to prevent a deterioration of the service provided by the asset. | 25 | 2023-01-30 | 1.2348 | 77.0122 | x | 5 | 4. Significant | 10086 | Predictive Maintenance | 91.25
1010479 | Outstations | B (Average): Asset is sound, operationally safe and exhibits only minor deterioration. | Category 3 (Recommended): Minor work required to prevent a deterioration of the service provided by the asset. | 10 | 2022-07-11 | 1.7906 | 74.4189 | x | 5 | 4. Significant | 10086 | Predictive Maintenance | 91.25
1010480 | Outstations | B (Average): Asset is sound, operationally safe and exhibits only minor deterioration. | Category 3 (Recommended): Minor work required to prevent a deterioration of the service provided by the asset. | 10 | 2019-03-06 | 5.1389 | 67.7221 | x | 5 | 4. Significant | 10086 | Predictive Maintenance | 91.25
1010481 | Air Handling Units - General | B (Average): Asset is sound, operationally safe and exhibits only minor deterioration. | Category 3 (Recommended): Minor work required to prevent a deterioration of the service provided by the asset. | 20 | 2018-02-19 | 6.1793 | 71.8207 | x | 5 | 3. Moderate | 10086 | Predictive Maintenance | 91.25
1010483 | Meter Reading - Electric | B (Average): Asset is sound, operationally safe and exhibits only minor deterioration. | Category 3 (Recommended): Minor work required to prevent a deterioration of the service provided by the asset. | 20 | 2013-04-15 | 11.0281 | 66.9719 | x | 5 | 2. Minor | 10086 | Predictive Maintenance | 182.5
1010484 | Meter Reading - Electric | B (Average): Asset is sound, operationally safe and exhibits only minor deterioration. | Category 3 (Recommended): Minor work required to prevent a deterioration of the service provided by the asset. | 20 | 2004-02-29 | 20.1533 | 57.8467 | x | 5 | 2. Minor | 10086 | Predictive Maintenance | 182.5
1010485 | Meter Reading - Electric | B (Average): Asset is sound, operationally safe and exhibits only minor deterioration. | Category 3 (Recommended): Minor work required to prevent a deterioration of the service provided by the asset. | 20 | 2014-08-04 | 9.7248 | 68.2752 | x | 5 | 2. Minor | 10086 | Predictive Maintenance | 182.5
1010488 | Outstations | B (Average): Asset is sound, operationally safe and exhibits only minor deterioration. | Category 3 (Recommended): Minor work required to prevent a deterioration of the service provided by the asset. | 10 | 2021-12-17 | 2.3546 | 73.2909 | x | 5 | 4. Significant | 10086 | Predictive Maintenance | 91.25
1010489 | Distribution Boards | B (Average): Asset is sound, operationally safe and exhibits only minor deterioration. | Category 3 (Recommended): Minor work required to prevent a deterioration of the service provided by the asset. | 20 | 2023-05-06 | 0.97194 | 77.0281 | x | 5 | 4. Significant | 10086 | Predictive Maintenance | 91.25
1010490 | Distribution Boards | B (Average): Asset is sound, operationally safe and exhibits only minor deterioration. | Category 3 (Recommended): Minor work required to prevent a deterioration of the service provided by the asset. | 20 | 2013-01-25 | 11.2471 | 66.7529 | x | 5 | 4. Significant | 10086 | Predictive Maintenance | 91.25
1010491 | Distribution Boards | B (Average): Asset is sound, operationally safe and exhibits only minor deterioration. | Category 3 (Recommended): Minor work required to prevent a deterioration of the service provided by the asset. | 20 | 2006-04-13 | 18.0342 | 59.9658 | x | 5 | 4. Significant | 10086 | Predictive Maintenance | 91.25
1010492 | Meter Reading - Electric | B (Average): Asset is sound, operationally safe and exhibits only minor deterioration. | Category 3 (Recommended): Minor work required to prevent a deterioration of the service provided by the asset. | 20 | 2023-08-27 | 0.66256 | 77.3374 | x | 5 | 2. Minor | 10086 | Predictive Maintenance | 182.5
1010493 | Meter Reading - Electric | B (Average): Asset is sound, operationally safe and exhibits only minor deterioration. | Category 3 (Recommended): Minor work required to prevent a deterioration of the service provided by the asset. | 20 | 2011-06-12 | 12.8706 | 65.1294 | x | 5 | 2. Minor | 10086 | Predictive Maintenance | 182.5
1010494 | Meter Reading - Electric | B (Average): Asset is sound, operationally safe and exhibits only minor deterioration. | Category 3 (Recommended): Minor work required to prevent a deterioration of the service provided by the asset. | 20 | 2020-09-11 | 3.6194 | 74.3806 | x | 5 | 2. Minor | 10086 | Predictive Maintenance | 182.5
1010495 | Meter Reading - Electric | B (Average): Asset is sound, operationally safe and exhibits only minor deterioration. | Category 3 (Recommended): Minor work required to prevent a deterioration of the service provided by the asset. | 20 | 2019-12-01 | 4.3997 | 73.6003 | x | 5 | 2. Minor | 10086 | Predictive Maintenance | 182.5
1010496 | Meter Reading - Electric | B (Average): Asset is sound, operationally safe and exhibits only minor deterioration. | Category 3 (Recommended): Minor work required to prevent a deterioration of the service provided by the asset. | 20 | 2020-09-11 | 3.6194 | 74.3806 | x | 5 | 2. Minor | 10086 | Predictive Maintenance | 182.5
1010497 | Meter Reading - Electric | B (Average): Asset is sound, operationally safe and exhibits only minor deterioration. | Category 3 (Recommended): Minor work required to prevent a deterioration of the service provided by the asset. | 20 | 2008-05-18 | 15.937 | 62.063 | x | 5 | 2. Minor | 10086 | Predictive Maintenance | 182.5
1010498 | Meter Reading - Electric | B (Average): Asset is sound, operationally safe and exhibits only minor deterioration. | Category 3 (Recommended): Minor work required to prevent a deterioration of the service provided by the asset. | 20 | 2013-03-04 | 11.1431 | 66.8569 | x | 5 | 2. Minor | 10086 | Predictive Maintenance | 182.5
1010499 | Meter Reading - Electric | B (Average): Asset is sound, operationally safe and exhibits only minor deterioration. | Category 3 (Recommended): Minor work required to prevent a deterioration of the service provided by the asset. | 20 | 2006-01-22 | 18.256 | 59.744 | x | 5 | 2. Minor | 10086 | Predictive Maintenance | 182.5
1010500 | Meter Reading - Electric | B (Average): Asset is sound, operationally safe and exhibits only minor deterioration. | Category 3 (Recommended): Minor work required to prevent a deterioration of the service provided by the asset. | 20 | 2006-08-24 | 17.6701 | 60.3299 | x | 5 | 2. Minor | 10086 | Predictive Maintenance | 182.5
1010501 | Meter Reading - Electric | B (Average): Asset is sound, operationally safe and exhibits only minor deterioration. | Category 3 (Recommended): Minor work required to prevent a deterioration of the service provided by the asset. | 20 | 2018-09-21 | 5.5934 | 72.4066 | x | 5 | 2. Minor | 10086 | Predictive Maintenance | 182.5
1010502 | Meter Reading - Electric | B (Average): Asset is sound, operationally safe and exhibits only minor deterioration. | Category 3 (Recommended): Minor work required to prevent a deterioration of the service provided by the asset. | 20 | 2024-01-05 | 0.3039 | 77.6961 | x | 5 | 2. Minor | 10086 | Predictive Maintenance | 182.5
1010503 | Emergency Assistance Alarm | B (Average): Asset is sound, operationally safe and exhibits only minor deterioration. | Category 3 (Recommended): Minor work required to prevent a deterioration of the service provided by the asset. | 10 | 2019-03-05 | 5.1417 | 67.7166 | x | 5 | 5. Severe | 10086 | Predictive Maintenance | 28
1010504 | Room Air Conditioners | B (Average): Asset is sound, operationally safe and exhibits only minor deterioration. | Category 3 (Recommended): Minor work required to prevent a deterioration of the service provided by the asset. | 15 | 2023-08-03 | 0.72827 | 77.029 | x | 5 | 3. Moderate | 10086 | Predictive Maintenance | 91.25
1010505 | Unvented Hot Water Systems | B (Average): Asset is sound, operationally safe and exhibits only minor deterioration. | Category 3 (Recommended): Minor work required to prevent a deterioration of the service provided by the asset. | 25 | 2019-01-23 | 5.2539 | 73.7969 | x | 5 | 4. Significant | 10086 | Predictive Maintenance | 91.25
1010506 | Fire Alarm System | B (Average): Asset is sound, operationally safe and exhibits only minor deterioration. | Category 3 (Recommended): Minor work required to prevent a deterioration of the service provided by the asset. | 15 | 2016-04-14 | 8.0301 | 67.2932 | x | 5 | 5. Severe | 10086 | Predictive Maintenance | 28
1010507 | Emergency Assistance Alarm | B (Average): Asset is sound, operationally safe and exhibits only minor deterioration. | Category 3 (Recommended): Minor work required to prevent a deterioration of the service provided by the asset. | 10 | 2022-05-08 | 1.9658 | 74.0684 | x | 5 | 5. Severe | 10086 | Predictive Maintenance | 28
1010508 | Distribution Boards | B (Average): Asset is sound, operationally safe and exhibits only minor deterioration. | Category 3 (Recommended): Minor work required to prevent a deterioration of the service provided by the asset. | 20 | 2010-04-30 | 13.9877 | 64.0123 | x | 5 | 4. Significant | 10086 | Predictive Maintenance | 91.25
1010509 | Meter Reading - Electric | B (Average): Asset is sound, operationally safe and exhibits only minor deterioration. | Category 3 (Recommended): Minor work required to prevent a deterioration of the service provided by the asset. | 20 | 2007-02-21 | 17.1745 | 60.8255 | x | 5 | 2. Minor | 10086 | Predictive Maintenance | 182.5
1010510 | Meter Reading - Electric | B (Average): Asset is sound, operationally safe and exhibits only minor deterioration. | Category 3 (Recommended): Minor work required to prevent a deterioration of the service provided by the asset. | 20 | 2017-10-13 | 6.5325 | 71.4675 | x | 5 | 2. Minor | 10086 | Predictive Maintenance | 182.5
1010511 | Meter Reading - Electric | B (Average): Asset is sound, operationally safe and exhibits only minor deterioration. | Category 3 (Recommended): Minor work required to prevent a deterioration of the service provided by the asset. | 20 | 2015-03-19 | 9.1034 | 68.8966 | x | 5 | 2. Minor | 10086 | Predictive Maintenance | 182.5
1010512 | Meter Reading - Electric | B (Average): Asset is sound, operationally safe and exhibits only minor deterioration. | Category 3 (Recommended): Minor work required to prevent a deterioration of the service provided by the asset. | 20 | 2014-11-22 | 9.4237 | 68.5763 | x | 5 | 2. Minor | 10086 | Predictive Maintenance | 182.5
1010513 | Meter Reading - Electric | B (Average): Asset is sound, operationally safe and exhibits only minor deterioration. | Category 3 (Recommended): Minor work required to prevent a deterioration of the service provided by the asset. | 20 | 2014-10-25 | 9.5003 | 68.4997 | x | 5 | 2. Minor | 10086 | Predictive Maintenance | 182.5
1010514 | Meter Reading - Electric | B (Average): Asset is sound, operationally safe and exhibits only minor deterioration. | Category 3 (Recommended): Minor work required to prevent a deterioration of the service provided by the asset. | 20 | 2023-12-08 | 0.38056 | 77.6194 | x | 5 | 2. Minor | 10086 | Predictive Maintenance | 182.5
1010515 | Meter Reading - Electric | B (Average): Asset is sound, operationally safe and exhibits only minor deterioration. | Category 3 (Recommended): Minor work required to prevent a deterioration of the service provided by the asset. | 20 | 2023-09-25 | 0.58316 | 77.4168 | x | 5 | 2. Minor | 10086 | Predictive Maintenance | 182.5
1010516 | Meter Reading - Electric | B (Average): Asset is sound, operationally safe and exhibits only minor deterioration. | Category 3 (Recommended): Minor work required to prevent a deterioration of the service provided by the asset. | 20 | 2016-03-09 | 8.1287 | 69.8713 | x | 5 | 2. Minor | 10086 | Predictive Maintenance | 182.5
1010517 | Distribution Boards | B (Average): Asset is sound, operationally safe and exhibits only minor deterioration. | Category 3 (Recommended): Minor work required to prevent a deterioration of the service provided by the asset. | 20 | 2024-01-28 | 0.24093 | 77.7591 | x | 5 | 4. Significant | 10086 | Predictive Maintenance | 91.25
1010518 | Distribution Boards | B (Average): Asset is sound, operationally safe and exhibits only minor deterioration. | Category 3 (Recommended): Minor work required to prevent a deterioration of the service provided by the asset. | 20 | 2019-07-07 | 4.8022 | 73.1978 | x | 5 | 4. Significant | 10086 | Predictive Maintenance | 91.25
1010519 | Distribution Boards | B (Average): Asset is sound, operationally safe and exhibits only minor deterioration. | Category 3 (Recommended): Minor work required to prevent a deterioration of the service provided by the asset. | 20 | 2011-06-14 | 12.8652 | 65.1348 | x | 5 | 4. Significant | 10086 | Predictive Maintenance | 91.25
1010520 | Outstations | B (Average): Asset is sound, operationally safe and exhibits only minor deterioration. | Category 3 (Recommended): Minor work required to prevent a deterioration of the service provided by the asset. | 10 | 2019-05-02 | 4.9829 | 68.0342 | x | 5 | 4. Significant | 10086 | Predictive Maintenance | 91.25
1010521 | Distribution Boards | B (Average): Asset is sound, operationally safe and exhibits only minor deterioration. | Category 3 (Recommended): Minor work required to prevent a deterioration of the service provided by the asset. | 20 | 2007-04-15 | 17.0294 | 60.9706 | x | 5 | 4. Significant | 10086 | Predictive Maintenance | 91.25
1010522 | Room Air Conditioners | B (Average): Asset is sound, operationally safe and exhibits only minor deterioration. | Category 3 (Recommended): Minor work required to prevent a deterioration of the service provided by the asset. | 15 | 2017-06-02 | 6.8966 | 68.8045 | x | 5 | 3. Moderate | 10086 | Predictive Maintenance | 91.25
1010523 | Outstations | U (Unverified): Further investigation required. | Category U (Unverified Asset): Further investigation required to identify asset. | 10 | 2017-11-03 | 6.475 | 51.05 | x | 5 | 4. Significant | 10086 | Predictive Maintenance | 14
1010524 | Room Air Conditioners | B (Average): Asset is sound, operationally safe and exhibits only minor deterioration. | Category 3 (Recommended): Minor work required to prevent a deterioration of the service provided by the asset. | 15 | 2024-01-24 | 0.25188 | 77.6642 | x | 5 | 3. Moderate | 10086 | Predictive Maintenance | 91.25
1010526 | Room Air Conditioners | B (Average): Asset is sound, operationally safe and exhibits only minor deterioration. | Category 3 (Recommended): Minor work required to prevent a deterioration of the service provided by the asset. | 15 | 2010-03-30 | 14.0726 | 59.2366 | x | 5 | 3. Moderate | 10086 | Predictive Maintenance | 91.25
1010527 | Room Air Conditioners | B (Average): Asset is sound, operationally safe and exhibits only minor deterioration. | Category 3 (Recommended): Minor work required to prevent a deterioration of the service provided by the asset. | 15 | 2016-08-12 | 7.7016 | 67.7312 | x | 5 | 3. Moderate | 10086 | Predictive Maintenance | 91.25
1010528 | Room Air Conditioners | B (Average): Asset is sound, operationally safe and exhibits only minor deterioration. | Category 3 (Recommended): Minor work required to prevent a deterioration of the service provided by the asset. | 15 | 2014-02-13 | 10.1958 | 64.4057 | x | 5 | 3. Moderate | 10086 | Predictive Maintenance | 91.25
1010529 | Meter Reading - Electric | B (Average): Asset is sound, operationally safe and exhibits only minor deterioration. | Category 3 (Recommended): Minor work required to prevent a deterioration of the service provided by the asset. | 20 | 2018-03-14 | 6.1164 | 71.8836 | x | 5 | 2. Minor | 10086 | Predictive Maintenance | 182.5
1010530 | Meter Reading - Electric | B (Average): Asset is sound, operationally safe and exhibits only minor deterioration. | Category 3 (Recommended): Minor work required to prevent a deterioration of the service provided by the asset. | 20 | 2013-03-19 | 11.102 | 66.898 | x | 5 | 2. Minor | 10086 | Predictive Maintenance | 182.5
1010531 | Meter Reading - Electric | B (Average): Asset is sound, operationally safe and exhibits only minor deterioration. | Category 3 (Recommended): Minor work required to prevent a deterioration of the service provided by the asset. | 20 | 2017-09-08 | 6.6283 | 71.3717 | x | 5 | 2. Minor | 10086 | Predictive Maintenance | 182.5
1010532 | Meter Reading - Electric | B (Average): Asset is sound, operationally safe and exhibits only minor deterioration. | Category 3 (Recommended): Minor work required to prevent a deterioration of the service provided by the asset. | 20 | 2016-11-07 | 7.4634 | 70.5366 | x | 5 | 2. Minor | 10086 | Predictive Maintenance | 182.5
1010533 | Meter Reading - Electric | B (Average): Asset is sound, operationally safe and exhibits only minor deterioration. | Category 3 (Recommended): Minor work required to prevent a deterioration of the service provided by the asset. | 20 | 2017-03-28 | 7.0773 | 70.9227 | x | 5 | 2. Minor | 10086 | Predictive Maintenance | 182.5
1010534 | Meter Reading - Electric | B (Average): Asset is sound, operationally safe and exhibits only minor deterioration. | Category 3 (Recommended): Minor work required to prevent a deterioration of the service provided by the asset. | 20 | 2007-04-23 | 17.0075 | 60.9925 | x | 5 | 2. Minor | 10086 | Predictive Maintenance | 182.5
1010535 | Meter Reading - Electric | B (Average): Asset is sound, operationally safe and exhibits only minor deterioration. | Category 3 (Recommended): Minor work required to prevent a deterioration of the service provided by the asset. | 20 | 2008-06-10 | 15.8741 | 62.1259 | x | 5 | 2. Minor | 10086 | Predictive Maintenance | 182.5
1010536 | Meter Reading - Electric | B (Average): Asset is sound, operationally safe and exhibits only minor deterioration. | Category 3 (Recommended): Minor work required to prevent a deterioration of the service provided by the asset. | 20 | 2012-02-02 | 12.2272 | 65.7728 | x | 5 | 2. Minor | 10086 | Predictive Maintenance | 182.5
1010537 | Meter Reading - Electric | B (Average): Asset is sound, operationally safe and exhibits only minor deterioration. | Category 3 (Recommended): Minor work required to prevent a deterioration of the service provided by the asset. | 20 | 2018-09-21 | 5.5934 | 72.4066 | x | 5 | 2. Minor | 10086 | Predictive Maintenance | 182.5
1010538 | Meter Reading - Electric | B (Average): Asset is sound, operationally safe and exhibits only minor deterioration. | Category 3 (Recommended): Minor work required to prevent a deterioration of the service provided by the asset. | 20 | 2007-12-14 | 16.3641 | 61.6359 | x | 5 | 2. Minor | 10086 | Predictive Maintenance | 182.5
1010539 | Meter Reading - Electric | B (Average): Asset is sound, operationally safe and exhibits only minor deterioration. | Category 3 (Recommended): Minor work required to prevent a deterioration of the service provided by the asset. | 20 | 2004-01-30 | 20.2355 | 57.7645 | x | 5 | 2. Minor | 10086 | Predictive Maintenance | 182.5
1010540 | Meter Reading - Electric | B (Average): Asset is sound, operationally safe and exhibits only minor deterioration. | Category 3 (Recommended): Minor work required to prevent a deterioration of the service provided by the asset. | 20 | 2021-03-28 | 3.0773 | 74.9227 | x | 5 | 2. Minor | 10086 | Predictive Maintenance | 182.5
1010541 | Distribution Boards | B (Average): Asset is sound, operationally safe and exhibits only minor deterioration. | Category 3 (Recommended): Minor work required to prevent a deterioration of the service provided by the asset. | 20 | 2010-07-29 | 13.7413 | 64.2587 | x | 5 | 4. Significant | 10086 | Predictive Maintenance | 91.25
1010542 | Distribution Boards | B (Average): Asset is sound, operationally safe and exhibits only minor deterioration. | Category 3 (Recommended): Minor work required to prevent a deterioration of the service provided by the asset. | 20 | 2020-07-01 | 3.8166 | 74.1834 | x | 5 | 4. Significant | 10086 | Predictive Maintenance | 91.25
1010543 | Distribution Boards | B (Average): Asset is sound, operationally safe and exhibits only minor deterioration. | Category 3 (Recommended): Minor work required to prevent a deterioration of the service provided by the asset. | 20 | 2005-01-31 | 19.2307 | 58.7693 | x | 5 | 4. Significant | 10086 | Predictive Maintenance | 91.25
1010544 | Meter Reading - Electric | B (Average): Asset is sound, operationally safe and exhibits only minor deterioration. | Category 3 (Recommended): Minor work required to prevent a deterioration of the service provided by the asset. | 20 | 2023-07-17 | 0.77481 | 77.2252 | x | 5 | 2. Minor | 10086 | Predictive Maintenance | 182.5
1010545 | Meter Reading - Electric | B (Average): Asset is sound, operationally safe and exhibits only minor deterioration. | Category 3 (Recommended): Minor work required to prevent a deterioration of the service provided by the asset. | 20 | 2020-01-19 | 4.2656 | 73.7344 | x | 5 | 2. Minor | 10086 | Predictive Maintenance | 182.5
1010546 | Meter Reading - Electric | B (Average): Asset is sound, operationally safe and exhibits only minor deterioration. | Category 3 (Recommended): Minor work required to prevent a deterioration of the service provided by the asset. | 20 | 2012-07-03 | 11.8111 | 66.1889 | x | 5 | 2. Minor | 10086 | Predictive Maintenance | 182.5
1010547 | Meter Reading - Electric | B (Average): Asset is sound, operationally safe and exhibits only minor deterioration. | Category 3 (Recommended): Minor work required to prevent a deterioration of the service provided by the asset. | 20 | 2008-07-02 | 15.8138 | 62.1862 | x | 5 | 2. Minor | 10086 | Predictive Maintenance | 182.5
1010548 | Outstations | U (Unverified): Further investigation required. | Category U (Unverified Asset): Further investigation required to identify asset. | 10 | 2023-05-19 | 0.93634 | 62.1273 | x | 5 | 4. Significant | 10086 | Predictive Maintenance | 14
1010549 | Point of Use Water Dispenser | B (Average): Asset is sound, operationally safe and exhibits only minor deterioration. | Category 3 (Recommended): Minor work required to prevent a deterioration of the service provided by the asset. | 15 | 2015-09-11 | 8.6215 | 66.5047 | x | 5 | 2. Minor | 10086 | Predictive Maintenance | 182.5
1010550 | Distribution Boards | U (Unverified): Further investigation required. | Category U (Unverified Asset): Further investigation required to identify asset. | 20 | 2013-10-06 | 10.5517 | 53.4483 | x | 5 | 4. Significant | 10086 | Predictive Maintenance | 14
1010551 | Unvented Hot Water Systems | B (Average): Asset is sound, operationally safe and exhibits only minor deterioration. | Category 3 (Recommended): Minor work required to prevent a deterioration of the service provided by the asset. | 25 | 2002-03-20 | 22.0999 | 60.3201 | x | 5 | 4. Significant | 10086 | Predictive Maintenance | 91.25
1010552 | Unvented Hot Water Systems | B (Average): Asset is sound, operationally safe and exhibits only minor deterioration. | Category 3 (Recommended): Minor work required to prevent a deterioration of the service provided by the asset. | 25 | 2006-11-11 | 17.4538 | 64.037 | x | 5 | 4. Significant | 10086 | Predictive Maintenance | 91.25
1010553 | Unvented Hot Water Systems | B (Average): Asset is sound, operationally safe and exhibits only minor deterioration. | Category 3 (Recommended): Minor work required to prevent a deterioration of the service provided by the asset. | 25 | 2014-08-24 | 9.6701 | 70.2639 | x | 5 | 4. Significant | 10086 | Predictive Maintenance | 91.25
1010554 | Distribution Boards | B (Average): Asset is sound, operationally safe and exhibits only minor deterioration. | Category 3 (Recommended): Minor work required to prevent a deterioration of the service provided by the asset. | 20 | 2013-06-29 | 10.8227 | 71.1773 | x | 3 | 4. Significant | 10123 | Predictive Maintenance | 91.25
1010555 | Distribution Boards | B (Average): Asset is sound, operationally safe and exhibits only minor deterioration. | Category 3 (Recommended): Minor work required to prevent a deterioration of the service provided by the asset. | 20 | 2021-05-13 | 2.9514 | 79.0486 | x | 3 | 4. Significant | 10123 | Predictive Maintenance | 91.25
1010556 | Room Air Conditioners | B (Average): Asset is sound, operationally safe and exhibits only minor deterioration. | Category 3 (Recommended): Minor work required to prevent a deterioration of the service provided by the asset. | 15 | 2014-04-30 | 9.9877 | 68.6831 | x | 3 | 3. Moderate | 10123 | Predictive Maintenance | 91.25
1010557 | Ring Main Unit | B (Average): Asset is sound, operationally safe and exhibits only minor deterioration. | Category 3 (Recommended): Minor work required to prevent a deterioration of the service provided by the asset. | 20 | 2019-05-05 | 4.9747 | 73.0253 | x | 5 | 5. Severe | 10086 | Predictive Maintenance | 28
1010558 | LV Battery Tripping Units | B (Average): Asset is sound, operationally safe and exhibits only minor deterioration. | Category 3 (Recommended): Minor work required to prevent a deterioration of the service provided by the asset. | 20 | 2007-02-10 | 17.2047 | 60.7953 | x | 5 | 5. Severe | 10086 | Predictive Maintenance | 28
1010559 | Distribution Boards | B (Average): Asset is sound, operationally safe and exhibits only minor deterioration. | Category 3 (Recommended): Minor work required to prevent a deterioration of the service provided by the asset. | 20 | 2019-02-20 | 5.1773 | 74.8227 | x | 4 | 4. Significant | 10134 | Predictive Maintenance | 91.25
1010560 | Distribution Boards | B (Average): Asset is sound, operationally safe and exhibits only minor deterioration. | Category 3 (Recommended): Minor work required to prevent a deterioration of the service provided by the asset. | 20 | 2023-03-08 | 1.1335 | 78.8665 | x | 4 | 4. Significant | 10134 | Predictive Maintenance | 91.25
1010561 | Distribution Boards | B (Average): Asset is sound, operationally safe and exhibits only minor deterioration. | Category 3 (Recommended): Minor work required to prevent a deterioration of the service provided by the asset. | 20 | 2011-12-11 | 12.3723 | 67.6277 | x | 4 | 4. Significant | 10134 | Predictive Maintenance | 91.25
1010562 | Distribution Boards | B (Average): Asset is sound, operationally safe and exhibits only minor deterioration. | Category 3 (Recommended): Minor work required to prevent a deterioration of the service provided by the asset. | 20 | 2014-02-16 | 10.1875 | 69.8125 | x | 4 | 4. Significant | 10134 | Predictive Maintenance | 91.25
1010563 | Distribution Boards | B (Average): Asset is sound, operationally safe and exhibits only minor deterioration. | Category 3 (Recommended): Minor work required to prevent a deterioration of the service provided by the asset. | 20 | 2023-03-21 | 1.0979 | 78.9021 | x | 4 | 4. Significant | 10134 | Predictive Maintenance | 91.25
1010564 | Distribution Boards | B (Average): Asset is sound, operationally safe and exhibits only minor deterioration. | Category 3 (Recommended): Minor work required to prevent a deterioration of the service provided by the asset. | 20 | 2004-08-19 | 19.6824 | 60.3176 | x | 4 | 4. Significant | 10134 | Predictive Maintenance | 91.25
1010565 | Roller Shutter Doors | B (Average): Asset is sound, operationally safe and exhibits only minor deterioration. | Category 3 (Recommended): Minor work required to prevent a deterioration of the service provided by the asset. | 15 | 2013-05-23 | 10.924 | 65.4346 | x | 4 | 3. Moderate | 10134 | Predictive Maintenance | 91.25
1010567 | Fire Alarm System | B (Average): Asset is sound, operationally safe and exhibits only minor deterioration. | Category 3 (Recommended): Minor work required to prevent a deterioration of the service provided by the asset. | 15 | 2017-05-28 | 6.9103 | 70.7862 | x | 4 | 5. Severe | 10134 | Predictive Maintenance | 28
1010569 | Roller Shutter Doors | B (Average): Asset is sound, operationally safe and exhibits only minor deterioration. | Category 3 (Recommended): Minor work required to prevent a deterioration of the service provided by the asset. | 15 | 2020-06-16 | 3.8576 | 74.8565 | x | 4 | 3. Moderate | 10134 | Predictive Maintenance | 91.25
1010571 | Fire Alarm System | B (Average): Asset is sound, operationally safe and exhibits only minor deterioration. | Category 3 (Recommended): Minor work required to prevent a deterioration of the service provided by the asset. | 15 | 2017-05-06 | 6.9706 | 72.7059 | x | 3 | 5. Severe | 10125 | Predictive Maintenance | 28
1010572 | Roller Shutter Doors | B (Average): Asset is sound, operationally safe and exhibits only minor deterioration. | Category 3 (Recommended): Minor work required to prevent a deterioration of the service provided by the asset. | 15 | 2022-01-17 | 2.2697 | 78.9738 | x | 3 | 3. Moderate | 10125 | Predictive Maintenance | 91.25
1010576 | Roller Shutter Doors | B (Average): Asset is sound, operationally safe and exhibits only minor deterioration. | Category 3 (Recommended): Minor work required to prevent a deterioration of the service provided by the asset. | 15 | 2014-09-29 | 9.5715 | 69.238 | x | 3 | 3. Moderate | 10125 | Predictive Maintenance | 91.25
1010578 | Distribution Boards | B (Average): Asset is sound, operationally safe and exhibits only minor deterioration. | Category 3 (Recommended): Minor work required to prevent a deterioration of the service provided by the asset. | 20 | 2004-01-18 | 20.2683 | 63.7317 | x | 2 | 4. Significant | 12165 | Predictive Maintenance | 91.25
1010579 | Distribution Boards | B (Average): Asset is sound, operationally safe and exhibits only minor deterioration. | Category 3 (Recommended): Minor work required to prevent a deterioration of the service provided by the asset. | 20 | 2018-03-13 | 6.1191 | 77.8809 | x | 2 | 4. Significant | 12165 | Predictive Maintenance | 91.25
1010580 | Distribution Boards | B (Average): Asset is sound, operationally safe and exhibits only minor deterioration. | Category 3 (Recommended): Minor work required to prevent a deterioration of the service provided by the asset. | 20 | 2006-06-17 | 17.8563 | 66.1437 | x | 2 | 4. Significant | 12165 | Predictive Maintenance | 91.25
1010581 | Meter Reading - Electric | B (Average): Asset is sound, operationally safe and exhibits only minor deterioration. | Category 3 (Recommended): Minor work required to prevent a deterioration of the service provided by the asset. | 20 | 2014-07-18 | 9.7714 | 74.2286 | x | 2 | 2. Minor | 12165 | Predictive Maintenance | 182.5
1010582 | Meter Reading - Electric | B (Average): Asset is sound, operationally safe and exhibits only minor deterioration. | Category 3 (Recommended): Minor work required to prevent a deterioration of the service provided by the asset. | 20 | 2007-12-25 | 16.334 | 67.666 | x | 2 | 2. Minor | 12165 | Predictive Maintenance | 182.5
1010583 | Meter Reading - Electric | B (Average): Asset is sound, operationally safe and exhibits only minor deterioration. | Category 3 (Recommended): Minor work required to prevent a deterioration of the service provided by the asset. | 20 | 2005-11-22 | 18.423 | 65.577 | x | 2 | 2. Minor | 12165 | Predictive Maintenance | 182.5
1010584 | Fire Alarm System | B (Average): Asset is sound, operationally safe and exhibits only minor deterioration. | Category 3 (Recommended): Minor work required to prevent a deterioration of the service provided by the asset. | 15 | 2013-05-18 | 10.9377 | 69.4164 | x | 2 | 5. Severe | 12165 | Predictive Maintenance | 28
1010585 | Fire Alarms - Associated Equipment | B (Average): Asset is sound, operationally safe and exhibits only minor deterioration. | Category 3 (Recommended): Minor work required to prevent a deterioration of the service provided by the asset. | 10 | 2022-03-13 | 2.1191 | 81.7618 | x | 1 | 5. Severe | 10127 | Predictive Maintenance | 28
1010586 | Fire Alarm System | B (Average): Asset is sound, operationally safe and exhibits only minor deterioration. | Category 3 (Recommended): Minor work required to prevent a deterioration of the service provided by the asset. | 15 | 2013-09-19 | 10.5982 | 71.869 | x | 1 | 5. Severe | 10127 | Predictive Maintenance | 28
1010587 | Distribution Boards | B (Average): Asset is sound, operationally safe and exhibits only minor deterioration. | Category 3 (Recommended): Minor work required to prevent a deterioration of the service provided by the asset. | 20 | 2018-05-09 | 5.963 | 78.037 | x | 2 | 4. Significant | 12165 | Predictive Maintenance | 91.25
1010588 | Fire Alarm System | B (Average): Asset is sound, operationally safe and exhibits only minor deterioration. | Category 3 (Recommended): Minor work required to prevent a deterioration of the service provided by the asset. | 15 | 2011-11-23 | 12.4216 | 67.4378 | x | 2 | 5. Severe | 10087 | Predictive Maintenance | 28
1010589 | Distribution Boards | B (Average): Asset is sound, operationally safe and exhibits only minor deterioration. | Category 3 (Recommended): Minor work required to prevent a deterioration of the service provided by the asset. | 20 | 2019-01-24 | 5.2512 | 78.7488 | x | 2 | 4. Significant | 10087 | Predictive Maintenance | 91.25
1010590 | Distribution Boards | B (Average): Asset is sound, operationally safe and exhibits only minor deterioration. | Category 3 (Recommended): Minor work required to prevent a deterioration of the service provided by the asset. | 20 | 2022-05-08 | 1.9658 | 82.0342 | x | 2 | 4. Significant | 10087 | Predictive Maintenance | 91.25
1010591 | Distribution Boards | B (Average): Asset is sound, operationally safe and exhibits only minor deterioration. | Category 3 (Recommended): Minor work required to prevent a deterioration of the service provided by the asset. | 20 | 2016-11-30 | 7.4004 | 76.5996 | x | 2 | 4. Significant | 10087 | Predictive Maintenance | 91.25
1010592 | Room Air Conditioners | B (Average): Asset is sound, operationally safe and exhibits only minor deterioration. | Category 3 (Recommended): Minor work required to prevent a deterioration of the service provided by the asset. | 15 | 2015-08-22 | 8.6762 | 72.4317 | x | 2 | 3. Moderate | 10087 | Predictive Maintenance | 91.25
1010593 | Meter Reading - Electric | B (Average): Asset is sound, operationally safe and exhibits only minor deterioration. | Category 3 (Recommended): Minor work required to prevent a deterioration of the service provided by the asset. | 20 | 2010-11-03 | 13.4757 | 70.5243 | x | 2 | 2. Minor | 10087 | Predictive Maintenance | 182.5
1010594 | Meter Reading - Electric | B (Average): Asset is sound, operationally safe and exhibits only minor deterioration. | Category 3 (Recommended): Minor work required to prevent a deterioration of the service provided by the asset. | 20 | 2014-04-19 | 10.0178 | 73.9822 | x | 2 | 2. Minor | 10087 | Predictive Maintenance | 182.5
1010595 | Meter Reading - Electric | B (Average): Asset is sound, operationally safe and exhibits only minor deterioration. | Category 3 (Recommended): Minor work required to prevent a deterioration of the service provided by the asset. | 20 | 2017-12-19 | 6.3491 | 77.6509 | x | 2 | 2. Minor | 10087 | Predictive Maintenance | 182.5
1010596 | Distribution Boards | B (Average): Asset is sound, operationally safe and exhibits only minor deterioration. | Category 3 (Recommended): Minor work required to prevent a deterioration of the service provided by the asset. | 20 | 2021-02-27 | 3.1567 | 82.8433 | x | 1 | 4. Significant | 10124 | Predictive Maintenance | 91.25
1010597 | Distribution Boards | B (Average): Asset is sound, operationally safe and exhibits only minor deterioration. | Category 3 (Recommended): Minor work required to prevent a deterioration of the service provided by the asset. | 20 | 2012-09-23 | 11.5866 | 74.4134 | x | 1 | 4. Significant | 10124 | Predictive Maintenance | 91.25
1010598 | Distribution Boards | B (Average): Asset is sound, operationally safe and exhibits only minor deterioration. | Category 3 (Recommended): Minor work required to prevent a deterioration of the service provided by the asset. | 20 | 2013-10-18 | 10.5188 | 75.4812 | x | 1 | 4. Significant | 10124 | Predictive Maintenance | 91.25
1010599 | Distribution Boards | B (Average): Asset is sound, operationally safe and exhibits only minor deterioration. | Category 3 (Recommended): Minor work required to prevent a deterioration of the service provided by the asset. | 20 | 2005-11-14 | 18.4449 | 67.5551 | x | 1 | 4. Significant | 10124 | Predictive Maintenance | 91.25
1010600 | Distribution Boards | B (Average): Asset is sound, operationally safe and exhibits only minor deterioration. | Category 3 (Recommended): Minor work required to prevent a deterioration of the service provided by the asset. | 20 | 2017-02-07 | 7.2115 | 78.7885 | x | 1 | 4. Significant | 10124 | Predictive Maintenance | 91.25
1010601 | Meter Reading - Electric | B (Average): Asset is sound, operationally safe and exhibits only minor deterioration. | Category 3 (Recommended): Minor work required to prevent a deterioration of the service provided by the asset. | 20 | 2019-06-25 | 4.835 | 81.165 | x | 1 | 2. Minor | 10124 | Predictive Maintenance | 182.5
1010602 | Outstations | B (Average): Asset is sound, operationally safe and exhibits only minor deterioration. | Category 3 (Recommended): Minor work required to prevent a deterioration of the service provided by the asset. | 10 | 2018-04-24 | 6.0041 | 73.9918 | x | 1 | 4. Significant | 10124 | Predictive Maintenance | 91.25
1010603 | Distribution Boards | B (Average): Asset is sound, operationally safe and exhibits only minor deterioration. | Category 3 (Recommended): Minor work required to prevent a deterioration of the service provided by the asset. | 20 | 2010-03-12 | 14.1218 | 71.8782 | x | 1 | 4. Significant | 10124 | Predictive Maintenance | 91.25
1010604 | Distribution Boards | B (Average): Asset is sound, operationally safe and exhibits only minor deterioration. | Category 3 (Recommended): Minor work required to prevent a deterioration of the service provided by the asset. | 20 | 2004-01-14 | 20.2793 | 65.7207 | x | 1 | 4. Significant | 10124 | Predictive Maintenance | 91.25
1010605 | Distribution Boards | B (Average): Asset is sound, operationally safe and exhibits only minor deterioration. | Category 3 (Recommended): Minor work required to prevent a deterioration of the service provided by the asset. | 20 | 2016-01-12 | 8.2847 | 77.7153 | x | 1 | 4. Significant | 10124 | Predictive Maintenance | 91.25
1010606 | Meter Reading - Electric | B (Average): Asset is sound, operationally safe and exhibits only minor deterioration. | Category 3 (Recommended): Minor work required to prevent a deterioration of the service provided by the asset. | 20 | 2021-12-23 | 2.3381 | 83.6619 | x | 1 | 2. Minor | 10124 | Predictive Maintenance | 182.5
1010607 | Cold Water Storage Tanks and Cisterns | B (Average): Asset is sound, operationally safe and exhibits only minor deterioration. | Category 3 (Recommended): Minor work required to prevent a deterioration of the service provided by the asset. | 35 | 2022-07-19 | 1.7687 | 84.9893 | x | 1 | 4. Significant | 10124 | Predictive Maintenance | 91.25
1010608 | Distribution Boards | B (Average): Asset is sound, operationally safe and exhibits only minor deterioration. | Category 3 (Recommended): Minor work required to prevent a deterioration of the service provided by the asset. | 20 | 2016-04-14 | 8.0301 | 77.9699 | x | 1 | 4. Significant | 10124 | Predictive Maintenance | 91.25
1010609 | Distribution Boards | B (Average): Asset is sound, operationally safe and exhibits only minor deterioration. | Category 3 (Recommended): Minor work required to prevent a deterioration of the service provided by the asset. | 20 | 2021-05-15 | 2.9459 | 83.0541 | x | 1 | 4. Significant | 10124 | Predictive Maintenance | 91.25
1010610 | Distribution Boards | B (Average): Asset is sound, operationally safe and exhibits only minor deterioration. | Category 3 (Recommended): Minor work required to prevent a deterioration of the service provided by the asset. | 20 | 2013-03-31 | 11.0691 | 74.9309 | x | 1 | 4. Significant | 10124 | Predictive Maintenance | 91.25
1010611 | Meter Reading - Electric | B (Average): Asset is sound, operationally safe and exhibits only minor deterioration. | Category 3 (Recommended): Minor work required to prevent a deterioration of the service provided by the asset. | 20 | 2010-05-05 | 13.974 | 72.026 | x | 1 | 2. Minor | 10124 | Predictive Maintenance | 182.5
1010612 | Distribution Boards | B (Average): Asset is sound, operationally safe and exhibits only minor deterioration. | Category 3 (Recommended): Minor work required to prevent a deterioration of the service provided by the asset. | 20 | 2022-01-31 | 2.2313 | 83.7687 | x | 1 | 4. Significant | 10124 | Predictive Maintenance | 91.25
1010613 | Distribution Boards | B (Average): Asset is sound, operationally safe and exhibits only minor deterioration. | Category 3 (Recommended): Minor work required to prevent a deterioration of the service provided by the asset. | 20 | 2010-12-22 | 13.3415 | 72.6585 | x | 1 | 4. Significant | 10124 | Predictive Maintenance | 91.25
1010614 | Distribution Boards | B (Average): Asset is sound, operationally safe and exhibits only minor deterioration. | Category 3 (Recommended): Minor work required to prevent a deterioration of the service provided by the asset. | 20 | 2007-02-16 | 17.1882 | 68.8118 | x | 1 | 4. Significant | 10124 | Predictive Maintenance | 91.25
1010615 | Meter Reading - Electric | B (Average): Asset is sound, operationally safe and exhibits only minor deterioration. | Category 3 (Recommended): Minor work required to prevent a deterioration of the service provided by the asset. | 20 | 2015-07-27 | 8.7474 | 77.2526 | x | 1 | 2. Minor | 10124 | Predictive Maintenance | 182.5
1010617 | Distribution Boards | B (Average): Asset is sound, operationally safe and exhibits only minor deterioration. | Category 3 (Recommended): Minor work required to prevent a deterioration of the service provided by the asset. | 20 | 2014-11-04 | 9.473 | 76.527 | x | 1 | 4. Significant | 10124 | Predictive Maintenance | 91.25
1010618 | Distribution Boards | B (Average): Asset is sound, operationally safe and exhibits only minor deterioration. | Category 3 (Recommended): Minor work required to prevent a deterioration of the service provided by the asset. | 20 | 2010-07-06 | 13.8042 | 72.1958 | x | 1 | 4. Significant | 10124 | Predictive Maintenance | 91.25
1010619 | Distribution Boards | B (Average): Asset is sound, operationally safe and exhibits only minor deterioration. | Category 3 (Recommended): Minor work required to prevent a deterioration of the service provided by the asset. | 20 | 2012-03-04 | 12.1424 | 73.8576 | x | 1 | 4. Significant | 10124 | Predictive Maintenance | 91.25
1010620 | Distribution Boards | B (Average): Asset is sound, operationally safe and exhibits only minor deterioration. | Category 3 (Recommended): Minor work required to prevent a deterioration of the service provided by the asset. | 20 | 2014-12-04 | 9.3908 | 76.6092 | x | 1 | 4. Significant | 10124 | Predictive Maintenance | 91.25
1010621 | Distribution Boards | B (Average): Asset is sound, operationally safe and exhibits only minor deterioration. | Category 3 (Recommended): Minor work required to prevent a deterioration of the service provided by the asset. | 20 | 2010-06-23 | 13.8398 | 72.1602 | x | 1 | 4. Significant | 10124 | Predictive Maintenance | 91.25
1010622 | Meter Reading - Electric | B (Average): Asset is sound, operationally safe and exhibits only minor deterioration. | Category 3 (Recommended): Minor work required to prevent a deterioration of the service provided by the asset. | 20 | 2008-06-21 | 15.8439 | 70.1561 | x | 1 | 2. Minor | 10124 | Predictive Maintenance | 182.5
1010623 | Unvented Hot Water Systems | A (Good): Asset is as new and can be expected to perform adequately to its full normal life if maintained appropriately. | Category 4 (Normal): No work required beyond normal maintenance. | 25 | 2013-10-10 | 10.5407 | 91.5674 | x | 1 | 4. Significant | 10124 | Predictive Maintenance | 162.5
1010627 | Unvented Hot Water Systems | B (Average): Asset is sound, operationally safe and exhibits only minor deterioration. | Category 3 (Recommended): Minor work required to prevent a deterioration of the service provided by the asset. | 25 | 2020-12-02 | 3.3949 | 83.2841 | x | 1 | 4. Significant | 10124 | Predictive Maintenance | 91.25
1010629 | LV Battery Tripping Units | B (Average): Asset is sound, operationally safe and exhibits only minor deterioration. | Category 3 (Recommended): Minor work required to prevent a deterioration of the service provided by the asset. | 20 | 2007-02-20 | 17.1773 | 66.8227 | x | 2 | 5. Severe | 10087 | Predictive Maintenance | 28
1010633 | Outstations | B (Average): Asset is sound, operationally safe and exhibits only minor deterioration. | Category 3 (Recommended): Minor work required to prevent a deterioration of the service provided by the asset. | 10 | 2022-05-22 | 1.9274 | 82.1451 | x | 1 | 4. Significant | 10124 | Predictive Maintenance | 91.25
1010634 | Distribution Boards | B (Average): Asset is sound, operationally safe and exhibits only minor deterioration. | Category 3 (Recommended): Minor work required to prevent a deterioration of the service provided by the asset. | 20 | 2020-06-22 | 3.8412 | 82.1588 | x | 1 | 4. Significant | 10124 | Predictive Maintenance | 91.25
1010635 | Distribution Boards | B (Average): Asset is sound, operationally safe and exhibits only minor deterioration. | Category 3 (Recommended): Minor work required to prevent a deterioration of the service provided by the asset. | 20 | 2004-04-04 | 20.0575 | 65.9425 | x | 1 | 4. Significant | 10124 | Predictive Maintenance | 91.25
1010636 | Gas Detection/Flammable | B (Average): Asset is sound, operationally safe and exhibits only minor deterioration. | Category 3 (Recommended): Minor work required to prevent a deterioration of the service provided by the asset. | 15 | 2012-09-10 | 11.6222 | 70.5038 | x | 1 | 5. Severe | 10124 | Predictive Maintenance | 28
1010637 | Pressurisation Units - Chilled Water, Condenser Water and LTHW Types | B (Average): Asset is sound, operationally safe and exhibits only minor deterioration. | Category 3 (Recommended): Minor work required to prevent a deterioration of the service provided by the asset. | 15 | 2020-09-12 | 3.6167 | 81.1777 | x | 1 | 4. Significant | 10124 | Predictive Maintenance | 91.25
1010640 | Fire Alarm System | B (Average): Asset is sound, operationally safe and exhibits only minor deterioration. | Category 3 (Recommended): Minor work required to prevent a deterioration of the service provided by the asset. | 15 | 2016-12-15 | 7.3593 | 70.1875 | x | 4 | 5. Severe | 12166 | Predictive Maintenance | 28
1010641 | Distribution Boards | B (Average): Asset is sound, operationally safe and exhibits only minor deterioration. | Category 3 (Recommended): Minor work required to prevent a deterioration of the service provided by the asset. | 20 | 2014-11-10 | 9.4565 | 74.5435 | x | 2 | 4. Significant | 12167 | Predictive Maintenance | 91.25
1010642 | Distribution Boards | B (Average): Asset is sound, operationally safe and exhibits only minor deterioration. | Category 3 (Recommended): Minor work required to prevent a deterioration of the service provided by the asset. | 20 | 2014-05-29 | 9.9083 | 74.0917 | x | 2 | 4. Significant | 12167 | Predictive Maintenance | 91.25
1010643 | Meter Reading - Electric | B (Average): Asset is sound, operationally safe and exhibits only minor deterioration. | Category 3 (Recommended): Minor work required to prevent a deterioration of the service provided by the asset. | 20 | 2010-04-23 | 14.0068 | 69.9932 | x | 2 | 2. Minor | 12167 | Predictive Maintenance | 182.5
1010644 | Smoke Curtains | B (Average): Asset is sound, operationally safe and exhibits only minor deterioration. | Category 3 (Recommended): Minor work required to prevent a deterioration of the service provided by the asset. | 20 | 2004-11-18 | 19.4333 | 58.5667 | x | 5 | 5. Severe | 10086 | Predictive Maintenance | 28
1010645 | Smoke Curtains | B (Average): Asset is sound, operationally safe and exhibits only minor deterioration. | Category 3 (Recommended): Minor work required to prevent a deterioration of the service provided by the asset. | 20 | 2018-05-11 | 5.9576 | 72.0424 | x | 5 | 5. Severe | 10086 | Predictive Maintenance | 28
1010646 | Fire Alarm System | B (Average): Asset is sound, operationally safe and exhibits only minor deterioration. | Category 3 (Recommended): Minor work required to prevent a deterioration of the service provided by the asset. | 15 | 2010-10-13 | 13.5332 | 61.9557 | x | 4 | 5. Severe | 10126 | Predictive Maintenance | 28
1010647 | Emergency Voice Communication (EVC) Systems | B (Average): Asset is sound, operationally safe and exhibits only minor deterioration. | Category 3 (Recommended): Minor work required to prevent a deterioration of the service provided by the asset. | 15 | 2017-01-01 | 7.3128 | 70.2496 | x | 4 | 5. Severe | 10126 | Predictive Maintenance | 28
1010648 | Water Leak Detection Systems | B (Average): Asset is sound, operationally safe and exhibits only minor deterioration. | Category 3 (Recommended): Minor work required to prevent a deterioration of the service provided by the asset. | 15 | 2018-03-23 | 6.0917 | 71.8777 | x | 4 | 4. Significant | 10126 | Predictive Maintenance | 91.25
1010649 | Room Air Conditioners | B (Average): Asset is sound, operationally safe and exhibits only minor deterioration. | Category 3 (Recommended): Minor work required to prevent a deterioration of the service provided by the asset. | 15 | 2020-05-03 | 3.9781 | 74.6959 | x | 4 | 3. Moderate | 10126 | Predictive Maintenance | 91.25
1010650 | Room Air Conditioners | B (Average): Asset is sound, operationally safe and exhibits only minor deterioration. | Category 3 (Recommended): Minor work required to prevent a deterioration of the service provided by the asset. | 15 | 2021-02-24 | 3.165 | 75.7801 | x | 4 | 3. Moderate | 10126 | Predictive Maintenance | 91.25
1010651 | Fire Alarm System | A (Good): Asset is as new and can be expected to perform adequately to its full normal life if maintained appropriately. | Category 4 (Normal): No work required beyond normal maintenance. | 15 | 2014-09-11 | 9.6208 | 81.1723 | x | 4 | 5. Severe | 10126 | Predictive Maintenance | 162.5
1010652 | Distribution Boards | B (Average): Asset is sound, operationally safe and exhibits only minor deterioration. | Category 3 (Recommended): Minor work required to prevent a deterioration of the service provided by the asset. | 20 | 2008-12-29 | 15.321 | 64.679 | x | 4 | 4. Significant | 10126 | Predictive Maintenance | 91.25
1010653 | Room Air Conditioners | B (Average): Asset is sound, operationally safe and exhibits only minor deterioration. | Category 3 (Recommended): Minor work required to prevent a deterioration of the service provided by the asset. | 15 | 2023-12-21 | 0.34497 | 79.54 | x | 4 | 3. Moderate | 10126 | Predictive Maintenance | 91.25
1010654 | Room Air Conditioners | B (Average): Asset is sound, operationally safe and exhibits only minor deterioration. | Category 3 (Recommended): Minor work required to prevent a deterioration of the service provided by the asset. | 15 | 2016-02-01 | 8.23 | 69.0267 | x | 4 | 3. Moderate | 10126 | Predictive Maintenance | 91.25
1010655 | Room Air Conditioners | B (Average): Asset is sound, operationally safe and exhibits only minor deterioration. | Category 3 (Recommended): Minor work required to prevent a deterioration of the service provided by the asset. | 15 | 2012-10-26 | 11.4962 | 64.6717 | x | 4 | 3. Moderate | 10126 | Predictive Maintenance | 91.25
1010656 | Room Air Conditioners | B (Average): Asset is sound, operationally safe and exhibits only minor deterioration. | Category 3 (Recommended): Minor work required to prevent a deterioration of the service provided by the asset. | 15 | 2023-02-10 | 1.2047 | 78.3938 | x | 4 | 3. Moderate | 10126 | Predictive Maintenance | 91.25
1010657 | Room Air Conditioners | B (Average): Asset is sound, operationally safe and exhibits only minor deterioration. | Category 3 (Recommended): Minor work required to prevent a deterioration of the service provided by the asset. | 15 | 2012-03-08 | 12.1314 | 63.8248 | x | 4 | 3. Moderate | 10126 | Predictive Maintenance | 91.25
1010658 | Distribution Boards | B (Average): Asset is sound, operationally safe and exhibits only minor deterioration. | Category 3 (Recommended): Minor work required to prevent a deterioration of the service provided by the asset. | 20 | 2009-04-02 | 15.0637 | 64.9363 | x | 4 | 4. Significant | 10126 | Predictive Maintenance | 91.25
1010659 | Distribution Boards | B (Average): Asset is sound, operationally safe and exhibits only minor deterioration. | Category 3 (Recommended): Minor work required to prevent a deterioration of the service provided by the asset. | 20 | 2012-11-21 | 11.4251 | 68.5749 | x | 4 | 4. Significant | 10126 | Predictive Maintenance | 91.25
1010660 | Distribution Boards | B (Average): Asset is sound, operationally safe and exhibits only minor deterioration. | Category 3 (Recommended): Minor work required to prevent a deterioration of the service provided by the asset. | 20 | 2007-04-26 | 16.9993 | 63.0007 | x | 4 | 4. Significant | 10126 | Predictive Maintenance | 91.25
1010661 | Meter Reading - Electric | B (Average): Asset is sound, operationally safe and exhibits only minor deterioration. | Category 3 (Recommended): Minor work required to prevent a deterioration of the service provided by the asset. | 20 | 2013-11-11 | 10.4531 | 69.5469 | x | 4 | 2. Minor | 10126 | Predictive Maintenance | 182.5
1010662 | Meter Reading - Electric | B (Average): Asset is sound, operationally safe and exhibits only minor deterioration. | Category 3 (Recommended): Minor work required to prevent a deterioration of the service provided by the asset. | 20 | 2005-04-21 | 19.0116 | 60.9884 | x | 4 | 2. Minor | 10126 | Predictive Maintenance | 182.5
1010663 | Meter Reading - Electric | B (Average): Asset is sound, operationally safe and exhibits only minor deterioration. | Category 3 (Recommended): Minor work required to prevent a deterioration of the service provided by the asset. | 20 | 2023-07-17 | 0.77481 | 79.2252 | x | 4 | 2. Minor | 10126 | Predictive Maintenance | 182.5
1010664 | Meter Reading - Electric | B (Average): Asset is sound, operationally safe and exhibits only minor deterioration. | Category 3 (Recommended): Minor work required to prevent a deterioration of the service provided by the asset. | 20 | 2008-01-10 | 16.2902 | 63.7098 | x | 4 | 2. Minor | 10126 | Predictive Maintenance | 182.5
1010665 | Meter Reading - Electric | B (Average): Asset is sound, operationally safe and exhibits only minor deterioration. | Category 3 (Recommended): Minor work required to prevent a deterioration of the service provided by the asset. | 20 | 2005-02-07 | 19.2115 | 60.7885 | x | 4 | 2. Minor | 10126 | Predictive Maintenance | 182.5
1010666 | Meter Reading - Electric | B (Average): Asset is sound, operationally safe and exhibits only minor deterioration. | Category 3 (Recommended): Minor work required to prevent a deterioration of the service provided by the asset. | 20 | 2006-06-28 | 17.8261 | 62.1739 | x | 4 | 2. Minor | 10126 | Predictive Maintenance | 182.5
1010667 | Meter Reading - Electric | B (Average): Asset is sound, operationally safe and exhibits only minor deterioration. | Category 3 (Recommended): Minor work required to prevent a deterioration of the service provided by the asset. | 20 | 2015-11-15 | 8.4435 | 71.5565 | x | 4 | 2. Minor | 10126 | Predictive Maintenance | 182.5
1010668 | Meter Reading - Electric | B (Average): Asset is sound, operationally safe and exhibits only minor deterioration. | Category 3 (Recommended): Minor work required to prevent a deterioration of the service provided by the asset. | 20 | 2012-11-20 | 11.4278 | 68.5722 | x | 4 | 2. Minor | 10126 | Predictive Maintenance | 182.5
1010669 | Meter Reading - Electric | B (Average): Asset is sound, operationally safe and exhibits only minor deterioration. | Category 3 (Recommended): Minor work required to prevent a deterioration of the service provided by the asset. | 20 | 2022-07-25 | 1.7522 | 78.2478 | x | 4 | 2. Minor | 10126 | Predictive Maintenance | 182.5
1010670 | Meter Reading - Electric | B (Average): Asset is sound, operationally safe and exhibits only minor deterioration. | Category 3 (Recommended): Minor work required to prevent a deterioration of the service provided by the asset. | 20 | 2012-06-11 | 11.8713 | 68.1287 | x | 4 | 2. Minor | 10126 | Predictive Maintenance | 182.5
1010671 | Meter Reading - Electric | B (Average): Asset is sound, operationally safe and exhibits only minor deterioration. | Category 3 (Recommended): Minor work required to prevent a deterioration of the service provided by the asset. | 20 | 2010-04-09 | 14.0452 | 65.9548 | x | 4 | 2. Minor | 10126 | Predictive Maintenance | 182.5
1010672 | Meter Reading - Electric | B (Average): Asset is sound, operationally safe and exhibits only minor deterioration. | Category 3 (Recommended): Minor work required to prevent a deterioration of the service provided by the asset. | 20 | 2022-05-10 | 1.9603 | 78.0397 | x | 4 | 2. Minor | 10126 | Predictive Maintenance | 182.5
1010673 | Emergency Assistance Alarm | B (Average): Asset is sound, operationally safe and exhibits only minor deterioration. | Category 3 (Recommended): Minor work required to prevent a deterioration of the service provided by the asset. | 10 | 2020-06-18 | 3.8522 | 72.2957 | x | 4 | 5. Severe | 10126 | Predictive Maintenance | 28
1010674 | Insect Killer | B (Average): Asset is sound, operationally safe and exhibits only minor deterioration. | Category 3 (Recommended): Minor work required to prevent a deterioration of the service provided by the asset. | 8 | 2017-03-03 | 7.1458 | 62.1355 | x | 4 | 2. Minor | 10126 | Predictive Maintenance | 182.5
1010675 | Room Air Conditioners | B (Average): Asset is sound, operationally safe and exhibits only minor deterioration. | Category 3 (Recommended): Minor work required to prevent a deterioration of the service provided by the asset. | 15 | 2015-10-28 | 8.4928 | 68.6762 | x | 4 | 3. Moderate | 10126 | Predictive Maintenance | 91.25
1010676 | Room Air Conditioners | B (Average): Asset is sound, operationally safe and exhibits only minor deterioration. | Category 3 (Recommended): Minor work required to prevent a deterioration of the service provided by the asset. | 15 | 2012-10-15 | 11.5264 | 64.6315 | x | 4 | 3. Moderate | 10126 | Predictive Maintenance | 91.25
1010677 | Traction Lifts | B (Average): Asset is sound, operationally safe and exhibits only minor deterioration. | Category 3 (Recommended): Minor work required to prevent a deterioration of the service provided by the asset. | 20 | 2013-03-17 | 11.1075 | 68.8925 | x | 4 | 4. Significant | 10126 | Predictive Maintenance | 91.25
1010678 | Room Air Conditioners | B (Average): Asset is sound, operationally safe and exhibits only minor deterioration. | Category 3 (Recommended): Minor work required to prevent a deterioration of the service provided by the asset. | 15 | 2013-01-30 | 11.2334 | 65.0221 | x | 4 | 3. Moderate | 10126 | Predictive Maintenance | 91.25
1010679 | Room Air Conditioners | B (Average): Asset is sound, operationally safe and exhibits only minor deterioration. | Category 3 (Recommended): Minor work required to prevent a deterioration of the service provided by the asset. | 15 | 2017-03-14 | 7.1157 | 70.5124 | x | 4 | 3. Moderate | 10126 | Predictive Maintenance | 91.25
1010680 | Room Air Conditioners | B (Average): Asset is sound, operationally safe and exhibits only minor deterioration. | Category 3 (Recommended): Minor work required to prevent a deterioration of the service provided by the asset. | 15 | 2015-07-08 | 8.7995 | 68.2674 | x | 4 | 3. Moderate | 10126 | Predictive Maintenance | 91.25
1010681 | Distribution Boards | B (Average): Asset is sound, operationally safe and exhibits only minor deterioration. | Category 3 (Recommended): Minor work required to prevent a deterioration of the service provided by the asset. | 20 | 2014-11-19 | 9.4319 | 70.5681 | x | 4 | 4. Significant | 10126 | Predictive Maintenance | 91.25
1010682 | Distribution Boards | B (Average): Asset is sound, operationally safe and exhibits only minor deterioration. | Category 3 (Recommended): Minor work required to prevent a deterioration of the service provided by the asset. | 20 | 2013-11-04 | 10.4723 | 69.5277 | x | 4 | 4. Significant | 10126 | Predictive Maintenance | 91.25
1010683 | Distribution Boards | B (Average): Asset is sound, operationally safe and exhibits only minor deterioration. | Category 3 (Recommended): Minor work required to prevent a deterioration of the service provided by the asset. | 20 | 2012-11-03 | 11.4743 | 68.5257 | x | 4 | 4. Significant | 10126 | Predictive Maintenance | 91.25
1010684 | Meter Reading - Electric | B (Average): Asset is sound, operationally safe and exhibits only minor deterioration. | Category 3 (Recommended): Minor work required to prevent a deterioration of the service provided by the asset. | 20 | 2013-09-08 | 10.6283 | 69.3717 | x | 4 | 2. Minor | 10126 | Predictive Maintenance | 182.5
1010685 | Meter Reading - Electric | B (Average): Asset is sound, operationally safe and exhibits only minor deterioration. | Category 3 (Recommended): Minor work required to prevent a deterioration of the service provided by the asset. | 20 | 2005-12-04 | 18.3901 | 61.6099 | x | 4 | 2. Minor | 10126 | Predictive Maintenance | 182.5
1010686 | Meter Reading - Electric | B (Average): Asset is sound, operationally safe and exhibits only minor deterioration. | Category 3 (Recommended): Minor work required to prevent a deterioration of the service provided by the asset. | 20 | 2019-06-15 | 4.8624 | 75.1376 | x | 4 | 2. Minor | 10126 | Predictive Maintenance | 182.5
1010687 | Meter Reading - Electric | B (Average): Asset is sound, operationally safe and exhibits only minor deterioration. | Category 3 (Recommended): Minor work required to prevent a deterioration of the service provided by the asset. | 20 | 2017-11-01 | 6.4805 | 73.5195 | x | 4 | 2. Minor | 10126 | Predictive Maintenance | 182.5
1010688 | Meter Reading - Electric | B (Average): Asset is sound, operationally safe and exhibits only minor deterioration. | Category 3 (Recommended): Minor work required to prevent a deterioration of the service provided by the asset. | 20 | 2014-07-29 | 9.7413 | 70.2587 | x | 4 | 2. Minor | 10126 | Predictive Maintenance | 182.5
1010689 | Meter Reading - Electric | B (Average): Asset is sound, operationally safe and exhibits only minor deterioration. | Category 3 (Recommended): Minor work required to prevent a deterioration of the service provided by the asset. | 20 | 2012-09-26 | 11.5784 | 68.4216 | x | 4 | 2. Minor | 10126 | Predictive Maintenance | 182.5
1010690 | Meter Reading - Electric | B (Average): Asset is sound, operationally safe and exhibits only minor deterioration. | Category 3 (Recommended): Minor work required to prevent a deterioration of the service provided by the asset. | 20 | 2023-10-02 | 0.564 | 79.436 | x | 4 | 2. Minor | 10126 | Predictive Maintenance | 182.5
1010691 | Meter Reading - Electric | B (Average): Asset is sound, operationally safe and exhibits only minor deterioration. | Category 3 (Recommended): Minor work required to prevent a deterioration of the service provided by the asset. | 20 | 2021-01-18 | 3.2663 | 76.7337 | x | 4 | 2. Minor | 10126 | Predictive Maintenance | 182.5
1010692 | Meter Reading - Electric | B (Average): Asset is sound, operationally safe and exhibits only minor deterioration. | Category 3 (Recommended): Minor work required to prevent a deterioration of the service provided by the asset. | 20 | 2016-09-19 | 7.5975 | 72.4025 | x | 4 | 2. Minor | 10126 | Predictive Maintenance | 182.5
1010693 | Meter Reading - Electric | B (Average): Asset is sound, operationally safe and exhibits only minor deterioration. | Category 3 (Recommended): Minor work required to prevent a deterioration of the service provided by the asset. | 20 | 2007-07-04 | 16.8104 | 63.1896 | x | 4 | 2. Minor | 10126 | Predictive Maintenance | 182.5
1010694 | Meter Reading - Electric | B (Average): Asset is sound, operationally safe and exhibits only minor deterioration. | Category 3 (Recommended): Minor work required to prevent a deterioration of the service provided by the asset. | 20 | 2007-11-04 | 16.4736 | 63.5264 | x | 4 | 2. Minor | 10126 | Predictive Maintenance | 182.5
1010695 | Meter Reading - Electric | B (Average): Asset is sound, operationally safe and exhibits only minor deterioration. | Category 3 (Recommended): Minor work required to prevent a deterioration of the service provided by the asset. | 20 | 2005-03-30 | 19.0719 | 60.9281 | x | 4 | 2. Minor | 10126 | Predictive Maintenance | 182.5
1010696 | Room Air Conditioners | B (Average): Asset is sound, operationally safe and exhibits only minor deterioration. | Category 3 (Recommended): Minor work required to prevent a deterioration of the service provided by the asset. | 15 | 2011-03-07 | 13.1362 | 62.4851 | x | 4 | 3. Moderate | 10126 | Predictive Maintenance | 91.25
1010697 | Room Air Conditioners | B (Average): Asset is sound, operationally safe and exhibits only minor deterioration. | Category 3 (Recommended): Minor work required to prevent a deterioration of the service provided by the asset. | 15 | 2015-06-24 | 8.8378 | 68.2163 | x | 4 | 3. Moderate | 10126 | Predictive Maintenance | 91.25
1010698 | Room Air Conditioners | B (Average): Asset is sound, operationally safe and exhibits only minor deterioration. | Category 3 (Recommended): Minor work required to prevent a deterioration of the service provided by the asset. | 15 | 2015-05-31 | 8.9035 | 68.1287 | x | 4 | 3. Moderate | 10126 | Predictive Maintenance | 91.25
1010699 | Room Air Conditioners | B (Average): Asset is sound, operationally safe and exhibits only minor deterioration. | Category 3 (Recommended): Minor work required to prevent a deterioration of the service provided by the asset. | 15 | 2021-05-12 | 2.9541 | 76.0611 | x | 4 | 3. Moderate | 10126 | Predictive Maintenance | 91.25
1010700 | Room Air Conditioners | B (Average): Asset is sound, operationally safe and exhibits only minor deterioration. | Category 3 (Recommended): Minor work required to prevent a deterioration of the service provided by the asset. | 15 | 2010-07-09 | 13.796 | 61.6053 | x | 4 | 3. Moderate | 10126 | Predictive Maintenance | 91.25
1010701 | Room Air Conditioners | B (Average): Asset is sound, operationally safe and exhibits only minor deterioration. | Category 3 (Recommended): Minor work required to prevent a deterioration of the service provided by the asset. | 15 | 2016-03-17 | 8.1068 | 69.191 | x | 4 | 3. Moderate | 10126 | Predictive Maintenance | 91.25
1010702 | Room Air Conditioners | B (Average): Asset is sound, operationally safe and exhibits only minor deterioration. | Category 3 (Recommended): Minor work required to prevent a deterioration of the service provided by the asset. | 15 | 2019-02-16 | 5.1882 | 73.0824 | x | 4 | 3. Moderate | 10126 | Predictive Maintenance | 91.25
1010703 | Room Air Conditioners | B (Average): Asset is sound, operationally safe and exhibits only minor deterioration. | Category 3 (Recommended): Minor work required to prevent a deterioration of the service provided by the asset. | 15 | 2011-05-23 | 12.9254 | 62.7661 | x | 4 | 3. Moderate | 10126 | Predictive Maintenance | 91.25
1010704 | Room Air Conditioners | B (Average): Asset is sound, operationally safe and exhibits only minor deterioration. | Category 3 (Recommended): Minor work required to prevent a deterioration of the service provided by the asset. | 15 | 2011-06-01 | 12.9008 | 62.799 | x | 4 | 3. Moderate | 10126 | Predictive Maintenance | 91.25
1010705 | Room Air Conditioners | B (Average): Asset is sound, operationally safe and exhibits only minor deterioration. | Category 3 (Recommended): Minor work required to prevent a deterioration of the service provided by the asset. | 15 | 2016-04-21 | 8.011 | 69.3187 | x | 4 | 3. Moderate | 10126 | Predictive Maintenance | 91.25
1010706 | Room Air Conditioners | B (Average): Asset is sound, operationally safe and exhibits only minor deterioration. | Category 3 (Recommended): Minor work required to prevent a deterioration of the service provided by the asset. | 15 | 2010-05-06 | 13.9713 | 61.3717 | x | 4 | 3. Moderate | 10126 | Predictive Maintenance | 91.25
1010707 | Room Air Conditioners | B (Average): Asset is sound, operationally safe and exhibits only minor deterioration. | Category 3 (Recommended): Minor work required to prevent a deterioration of the service provided by the asset. | 15 | 2022-05-02 | 1.9822 | 77.3571 | x | 4 | 3. Moderate | 10126 | Predictive Maintenance | 91.25
1010708 | Emergency Assistance Alarm | B (Average): Asset is sound, operationally safe and exhibits only minor deterioration. | Category 3 (Recommended): Minor work required to prevent a deterioration of the service provided by the asset. | 10 | 2022-03-07 | 2.1355 | 75.729 | x | 4 | 5. Severe | 10126 | Predictive Maintenance | 28
1010709 | Room Air Conditioners | B (Average): Asset is sound, operationally safe and exhibits only minor deterioration. | Category 3 (Recommended): Minor work required to prevent a deterioration of the service provided by the asset. | 15 | 2021-10-18 | 2.5188 | 76.6416 | x | 4 | 3. Moderate | 10126 | Predictive Maintenance | 91.25
1010710 | Smoke Relief - Powered Smoke and Heat Exhaust Ventilators | B (Average): Asset is sound, operationally safe and exhibits only minor deterioration. | Category 3 (Recommended): Minor work required to prevent a deterioration of the service provided by the asset. | 30 | 2023-07-27 | 0.74743 | 79.5017 | x | 4 | 5. Severe | 10126 | Predictive Maintenance | 28
1010711 | Meter Reading - Electric | B (Average): Asset is sound, operationally safe and exhibits only minor deterioration. | Category 3 (Recommended): Minor work required to prevent a deterioration of the service provided by the asset. | 20 | 2018-10-17 | 5.5222 | 74.4778 | x | 4 | 2. Minor | 10126 | Predictive Maintenance | 182.5
1010712 | Meter Reading - Electric | B (Average): Asset is sound, operationally safe and exhibits only minor deterioration. | Category 3 (Recommended): Minor work required to prevent a deterioration of the service provided by the asset. | 20 | 2007-04-27 | 16.9966 | 63.0034 | x | 4 | 2. Minor | 10126 | Predictive Maintenance | 182.5
1010713 | Meter Reading - Electric | B (Average): Asset is sound, operationally safe and exhibits only minor deterioration. | Category 3 (Recommended): Minor work required to prevent a deterioration of the service provided by the asset. | 20 | 2015-05-15 | 8.9473 | 71.0527 | x | 4 | 2. Minor | 10126 | Predictive Maintenance | 182.5
1010714 | Meter Reading - Electric | B (Average): Asset is sound, operationally safe and exhibits only minor deterioration. | Category 3 (Recommended): Minor work required to prevent a deterioration of the service provided by the asset. | 20 | 2013-04-11 | 11.039 | 68.961 | x | 4 | 2. Minor | 10126 | Predictive Maintenance | 182.5
1010715 | Meter Reading - Electric | B (Average): Asset is sound, operationally safe and exhibits only minor deterioration. | Category 3 (Recommended): Minor work required to prevent a deterioration of the service provided by the asset. | 20 | 2015-07-07 | 8.8022 | 71.1978 | x | 4 | 2. Minor | 10126 | Predictive Maintenance | 182.5
1010716 | Meter Reading - Electric | B (Average): Asset is sound, operationally safe and exhibits only minor deterioration. | Category 3 (Recommended): Minor work required to prevent a deterioration of the service provided by the asset. | 20 | 2023-07-20 | 0.7666 | 79.2334 | x | 4 | 2. Minor | 10126 | Predictive Maintenance | 182.5
1010717 | Meter Reading - Electric | B (Average): Asset is sound, operationally safe and exhibits only minor deterioration. | Category 3 (Recommended): Minor work required to prevent a deterioration of the service provided by the asset. | 20 | 2023-10-29 | 0.49008 | 79.5099 | x | 4 | 2. Minor | 10126 | Predictive Maintenance | 182.5
1010718 | Meter Reading - Electric | B (Average): Asset is sound, operationally safe and exhibits only minor deterioration. | Category 3 (Recommended): Minor work required to prevent a deterioration of the service provided by the asset. | 20 | 2012-06-22 | 11.8412 | 68.1588 | x | 4 | 2. Minor | 10126 | Predictive Maintenance | 182.5
1010719 | Meter Reading - Electric | B (Average): Asset is sound, operationally safe and exhibits only minor deterioration. | Category 3 (Recommended): Minor work required to prevent a deterioration of the service provided by the asset. | 20 | 2022-02-11 | 2.2012 | 77.7988 | x | 4 | 2. Minor | 10126 | Predictive Maintenance | 182.5
1010720 | Meter Reading - Electric | B (Average): Asset is sound, operationally safe and exhibits only minor deterioration. | Category 3 (Recommended): Minor work required to prevent a deterioration of the service provided by the asset. | 20 | 2006-05-24 | 17.922 | 62.078 | x | 4 | 2. Minor | 10126 | Predictive Maintenance | 182.5
1010721 | Meter Reading - Electric | B (Average): Asset is sound, operationally safe and exhibits only minor deterioration. | Category 3 (Recommended): Minor work required to prevent a deterioration of the service provided by the asset. | 20 | 2006-08-22 | 17.6756 | 62.3244 | x | 4 | 2. Minor | 10126 | Predictive Maintenance | 182.5
1010722 | Meter Reading - Electric | B (Average): Asset is sound, operationally safe and exhibits only minor deterioration. | Category 3 (Recommended): Minor work required to prevent a deterioration of the service provided by the asset. | 20 | 2007-12-13 | 16.3669 | 63.6331 | x | 4 | 2. Minor | 10126 | Predictive Maintenance | 182.5
1010723 | Distribution Boards | B (Average): Asset is sound, operationally safe and exhibits only minor deterioration. | Category 3 (Recommended): Minor work required to prevent a deterioration of the service provided by the asset. | 20 | 2018-08-31 | 5.6509 | 74.3491 | x | 4 | 4. Significant | 10126 | Predictive Maintenance | 91.25
1010724 | Distribution Boards | B (Average): Asset is sound, operationally safe and exhibits only minor deterioration. | Category 3 (Recommended): Minor work required to prevent a deterioration of the service provided by the asset. | 20 | 2021-08-05 | 2.7214 | 77.2786 | x | 4 | 4. Significant | 10126 | Predictive Maintenance | 91.25
1010725 | Distribution Boards | B (Average): Asset is sound, operationally safe and exhibits only minor deterioration. | Category 3 (Recommended): Minor work required to prevent a deterioration of the service provided by the asset. | 20 | 2012-12-01 | 11.3977 | 68.6023 | x | 4 | 4. Significant | 10126 | Predictive Maintenance | 91.25
1010726 | Room Air Conditioners | B (Average): Asset is sound, operationally safe and exhibits only minor deterioration. | Category 3 (Recommended): Minor work required to prevent a deterioration of the service provided by the asset. | 15 | 2016-10-23 | 7.5044 | 69.9941 | x | 4 | 3. Moderate | 10126 | Predictive Maintenance | 91.25
1010727 | Room Air Conditioners | B (Average): Asset is sound, operationally safe and exhibits only minor deterioration. | Category 3 (Recommended): Minor work required to prevent a deterioration of the service provided by the asset. | 15 | 2019-02-19 | 5.18 | 73.0933 | x | 4 | 3. Moderate | 10126 | Predictive Maintenance | 91.25
1010728 | Room Air Conditioners | B (Average): Asset is sound, operationally safe and exhibits only minor deterioration. | Category 3 (Recommended): Minor work required to prevent a deterioration of the service provided by the asset. | 15 | 2019-03-28 | 5.0787 | 73.2284 | x | 4 | 3. Moderate | 10126 | Predictive Maintenance | 91.25
1010729 | Room Air Conditioners | B (Average): Asset is sound, operationally safe and exhibits only minor deterioration. | Category 3 (Recommended): Minor work required to prevent a deterioration of the service provided by the asset. | 15 | 2014-09-10 | 9.6235 | 67.1686 | x | 4 | 3. Moderate | 10126 | Predictive Maintenance | 91.25
1010730 | Room Air Conditioners | B (Average): Asset is sound, operationally safe and exhibits only minor deterioration. | Category 3 (Recommended): Minor work required to prevent a deterioration of the service provided by the asset. | 15 | 2010-11-18 | 13.4346 | 62.0872 | x | 4 | 3. Moderate | 10126 | Predictive Maintenance | 91.25
1010731 | Room Air Conditioners | B (Average): Asset is sound, operationally safe and exhibits only minor deterioration. | Category 3 (Recommended): Minor work required to prevent a deterioration of the service provided by the asset. | 15 | 2016-12-16 | 7.3566 | 70.1912 | x | 4 | 3. Moderate | 10126 | Predictive Maintenance | 91.25
1010732 | Room Air Conditioners | B (Average): Asset is sound, operationally safe and exhibits only minor deterioration. | Category 3 (Recommended): Minor work required to prevent a deterioration of the service provided by the asset. | 15 | 2023-12-04 | 0.39151 | 79.478 | x | 4 | 3. Moderate | 10126 | Predictive Maintenance | 91.25
1010733 | Room Air Conditioners | B (Average): Asset is sound, operationally safe and exhibits only minor deterioration. | Category 3 (Recommended): Minor work required to prevent a deterioration of the service provided by the asset. | 15 | 2015-07-12 | 8.7885 | 68.282 | x | 4 | 3. Moderate | 10126 | Predictive Maintenance | 91.25
1010734 | Room Air Conditioners | B (Average): Asset is sound, operationally safe and exhibits only minor deterioration. | Category 3 (Recommended): Minor work required to prevent a deterioration of the service provided by the asset. | 15 | 2010-08-03 | 13.7276 | 61.6966 | x | 4 | 3. Moderate | 10126 | Predictive Maintenance | 91.25
1010735 | Room Air Conditioners | B (Average): Asset is sound, operationally safe and exhibits only minor deterioration. | Category 3 (Recommended): Minor work required to prevent a deterioration of the service provided by the asset. | 15 | 2021-09-08 | 2.6283 | 76.4956 | x | 4 | 3. Moderate | 10126 | Predictive Maintenance | 91.25
1010736 | Room Air Conditioners | B (Average): Asset is sound, operationally safe and exhibits only minor deterioration. | Category 3 (Recommended): Minor work required to prevent a deterioration of the service provided by the asset. | 15 | 2015-12-04 | 8.3915 | 68.8113 | x | 4 | 3. Moderate | 10126 | Predictive Maintenance | 91.25
1010737 | Room Air Conditioners | B (Average): Asset is sound, operationally safe and exhibits only minor deterioration. | Category 3 (Recommended): Minor work required to prevent a deterioration of the service provided by the asset. | 15 | 2010-03-21 | 14.0972 | 61.2037 | x | 4 | 3. Moderate | 10126 | Predictive Maintenance | 91.25
1010738 | Room Air Conditioners | B (Average): Asset is sound, operationally safe and exhibits only minor deterioration. | Category 3 (Recommended): Minor work required to prevent a deterioration of the service provided by the asset. | 15 | 2018-03-31 | 6.0698 | 71.9069 | x | 4 | 3. Moderate | 10126 | Predictive Maintenance | 91.25
1010739 | Room Air Conditioners | B (Average): Asset is sound, operationally safe and exhibits only minor deterioration. | Category 3 (Recommended): Minor work required to prevent a deterioration of the service provided by the asset. | 15 | 2022-06-07 | 1.8836 | 77.4885 | x | 4 | 3. Moderate | 10126 | Predictive Maintenance | 91.25
1010740 | Fire Alarm System | B (Average): Asset is sound, operationally safe and exhibits only minor deterioration. | Category 3 (Recommended): Minor work required to prevent a deterioration of the service provided by the asset. | 15 | 2020-08-10 | 3.707 | 75.0573 | x | 4 | 5. Severe | 10126 | Predictive Maintenance | 28
1010741 | Fire Alarms - Associated Equipment | B (Average): Asset is sound, operationally safe and exhibits only minor deterioration. | Category 3 (Recommended): Minor work required to prevent a deterioration of the service provided by the asset. | 10 | 2017-12-28 | 6.3244 | 67.3511 | x | 4 | 5. Severe | 10126 | Predictive Maintenance | 28
1010743 | Room Air Conditioners | B (Average): Asset is sound, operationally safe and exhibits only minor deterioration. | Category 3 (Recommended): Minor work required to prevent a deterioration of the service provided by the asset. | 15 | 2020-03-31 | 4.0684 | 74.5754 | x | 4 | 3. Moderate | 12169 | Predictive Maintenance | 91.25
1010745 | Electrical Services (excluding Electrical Controllers and Pneumatic Relays) | B (Average): Asset is sound, operationally safe and exhibits only minor deterioration. | Category 3 (Recommended): Minor work required to prevent a deterioration of the service provided by the asset. | 15 | 2020-04-24 | 4.0027 | 74.663 | x | 4 | 4. Significant | 12171 | Predictive Maintenance | 91.25
1010746 | Electrical Services (excluding Electrical Controllers and Pneumatic Relays) | B (Average): Asset is sound, operationally safe and exhibits only minor deterioration. | Category 3 (Recommended): Minor work required to prevent a deterioration of the service provided by the asset. | 15 | 2012-07-28 | 11.7426 | 64.3431 | x | 4 | 4. Significant | 12171 | Predictive Maintenance | 91.25
1010747 | Distribution Boards | B (Average): Asset is sound, operationally safe and exhibits only minor deterioration. | Category 3 (Recommended): Minor work required to prevent a deterioration of the service provided by the asset. | 20 | 2022-01-16 | 2.2724 | 77.7276 | x | 4 | 4. Significant | 12171 | Predictive Maintenance | 91.25
1010748 | Distribution Boards | B (Average): Asset is sound, operationally safe and exhibits only minor deterioration. | Category 3 (Recommended): Minor work required to prevent a deterioration of the service provided by the asset. | 20 | 2014-02-15 | 10.1903 | 69.8097 | x | 4 | 4. Significant | 12171 | Predictive Maintenance | 91.25
1010749 | Distribution Boards | B (Average): Asset is sound, operationally safe and exhibits only minor deterioration. | Category 3 (Recommended): Minor work required to prevent a deterioration of the service provided by the asset. | 20 | 2014-05-24 | 9.922 | 70.078 | x | 4 | 4. Significant | 12171 | Predictive Maintenance | 91.25
1010750 | Room Air Conditioners | B (Average): Asset is sound, operationally safe and exhibits only minor deterioration. | Category 3 (Recommended): Minor work required to prevent a deterioration of the service provided by the asset. | 15 | 2018-02-24 | 6.1656 | 71.7791 | x | 4 | 3. Moderate | 12172 | Predictive Maintenance | 91.25
1010751 | Room Air Conditioners | B (Average): Asset is sound, operationally safe and exhibits only minor deterioration. | Category 3 (Recommended): Minor work required to prevent a deterioration of the service provided by the asset. | 15 | 2018-01-03 | 6.308 | 71.5893 | x | 4 | 3. Moderate | 12173 | Predictive Maintenance | 91.25
1010753 | Smoke Relief - Powered Smoke and Heat Exhaust Ventilators | B (Average): Asset is sound, operationally safe and exhibits only minor deterioration. | Category 3 (Recommended): Minor work required to prevent a deterioration of the service provided by the asset. | 30 | 2016-03-28 | 8.0767 | 74.6156 | x | 4 | 5. Severe | 12174 | Predictive Maintenance | 28
1010755 | Room Air Conditioners | B (Average): Asset is sound, operationally safe and exhibits only minor deterioration. | Category 3 (Recommended): Minor work required to prevent a deterioration of the service provided by the asset. | 15 | 2013-07-05 | 10.8063 | 65.5916 | x | 4 | 3. Moderate | 12176 | Predictive Maintenance | 91.25
1010761 | Emergency Assistance Alarm | B (Average): Asset is sound, operationally safe and exhibits only minor deterioration. | Category 3 (Recommended): Minor work required to prevent a deterioration of the service provided by the asset. | 10 | 2015-03-15 | 9.1143 | 61.7714 | x | 4 | 5. Severe | 12178 | Predictive Maintenance | 28
1010762 | Distribution Boards | U (Unverified): Further investigation required. | Category U (Unverified Asset): Further investigation required to identify asset. | 20 | 2018-03-07 | 6.1355 | 59.8645 | x | 4 | 4. Significant | 12171 | Predictive Maintenance | 14
1010763 | Distribution Boards | U (Unverified): Further investigation required. | Category U (Unverified Asset): Further investigation required to identify asset. | 20 | 2004-11-20 | 19.4278 | 46.5722 | x | 4 | 4. Significant | 12171 | Predictive Maintenance | 14
1010764 | Gas Detection/Flammable | B (Average): Asset is sound, operationally safe and exhibits only minor deterioration. | Category 3 (Recommended): Minor work required to prevent a deterioration of the service provided by the asset. | 15 | 2011-05-23 | 12.9254 | 62.7661 | x | 4 | 5. Severe | 10018 | Predictive Maintenance | 28
1010765 | Atmospheric Gas Burner - Condensing Boiler | A (Good): Asset is as new and can be expected to perform adequately to its full normal life if maintained appropriately. | Category 4 (Normal): No work required beyond normal maintenance. | 20 | 2017-04-16 | 7.0253 | 86.9747 | x | 4 | 4. Significant | 10018 | Predictive Maintenance | 162.5
1010766 | Atmospheric Gas Burner - Condensing Boiler | A (Good): Asset is as new and can be expected to perform adequately to its full normal life if maintained appropriately. | Category 4 (Normal): No work required beyond normal maintenance. | 20 | 2017-07-12 | 6.7871 | 87.2129 | x | 4 | 4. Significant | 10018 | Predictive Maintenance | 162.5
1010767 | Air Dirt Separators | A (Good): Asset is as new and can be expected to perform adequately to its full normal life if maintained appropriately. | Category 4 (Normal): No work required beyond normal maintenance. | 20 | 2020-02-02 | 4.2272 | 89.7728 | x | 4 | 4. Significant | 10018 | Predictive Maintenance | 162.5
1010768 | Unvented Hot Water Systems | B (Average): Asset is sound, operationally safe and exhibits only minor deterioration. | Category 3 (Recommended): Minor work required to prevent a deterioration of the service provided by the asset. | 25 | 2020-05-20 | 3.9316 | 76.8548 | x | 4 | 4. Significant | 10018 | Predictive Maintenance | 91.25
1010773 | Vertical Platform Lifts | B (Average): Asset is sound, operationally safe and exhibits only minor deterioration. | Category 3 (Recommended): Minor work required to prevent a deterioration of the service provided by the asset. | 20 | 2023-08-23 | 0.67351 | 79.3265 | x | 4 | 3. Moderate | 12179 | Predictive Maintenance | 91.25
1010777 | Meter Reading - Electric | B (Average): Asset is sound, operationally safe and exhibits only minor deterioration. | Category 3 (Recommended): Minor work required to prevent a deterioration of the service provided by the asset. | 20 | 2008-09-01 | 15.6468 | 64.3532 | x | 4 | 2. Minor | 12181 | Predictive Maintenance | 182.5
1010778 | Meter Reading - Electric | B (Average): Asset is sound, operationally safe and exhibits only minor deterioration. | Category 3 (Recommended): Minor work required to prevent a deterioration of the service provided by the asset. | 20 | 2011-06-25 | 12.835 | 67.165 | x | 4 | 2. Minor | 12181 | Predictive Maintenance | 182.5
1010779 | Meter Reading - Electric | B (Average): Asset is sound, operationally safe and exhibits only minor deterioration. | Category 3 (Recommended): Minor work required to prevent a deterioration of the service provided by the asset. | 20 | 2019-11-18 | 4.4353 | 75.5647 | x | 4 | 2. Minor | 12181 | Predictive Maintenance | 182.5
1010780 | Meter Reading - Electric | B (Average): Asset is sound, operationally safe and exhibits only minor deterioration. | Category 3 (Recommended): Minor work required to prevent a deterioration of the service provided by the asset. | 20 | 2008-11-19 | 15.4305 | 64.5695 | x | 4 | 2. Minor | 12181 | Predictive Maintenance | 182.5
1010781 | Distribution Boards | B (Average): Asset is sound, operationally safe and exhibits only minor deterioration. | Category 3 (Recommended): Minor work required to prevent a deterioration of the service provided by the asset. | 20 | 2011-09-09 | 12.627 | 67.373 | x | 4 | 4. Significant | 12181 | Predictive Maintenance | 91.25
1010782 | Distribution Boards | B (Average): Asset is sound, operationally safe and exhibits only minor deterioration. | Category 3 (Recommended): Minor work required to prevent a deterioration of the service provided by the asset. | 20 | 2005-04-26 | 18.9979 | 61.0021 | x | 4 | 4. Significant | 12181 | Predictive Maintenance | 91.25
1010783 | Distribution Boards | B (Average): Asset is sound, operationally safe and exhibits only minor deterioration. | Category 3 (Recommended): Minor work required to prevent a deterioration of the service provided by the asset. | 20 | 2011-12-09 | 12.3778 | 67.6222 | x | 4 | 4. Significant | 12181 | Predictive Maintenance | 91.25
1010784 | Expansion Vessels | B (Average): Asset is sound, operationally safe and exhibits only minor deterioration. | Category 3 (Recommended): Minor work required to prevent a deterioration of the service provided by the asset. | 15 | 2011-08-21 | 12.679 | 63.0947 | x | 4 | 4. Significant | 10018 | Predictive Maintenance | 91.25
1010785 | Expansion Vessels | B (Average): Asset is sound, operationally safe and exhibits only minor deterioration. | Category 3 (Recommended): Minor work required to prevent a deterioration of the service provided by the asset. | 15 | 2022-09-26 | 1.5797 | 77.8937 | x | 4 | 4. Significant | 10018 | Predictive Maintenance | 91.25
1010797 | Gas Fire | B (Average): Asset is sound, operationally safe and exhibits only minor deterioration. | Category 3 (Recommended): Minor work required to prevent a deterioration of the service provided by the asset. | 8 | 2020-06-22 | 3.8412 | 70.397 | x | 4 | 4. Significant | 12184 | Predictive Maintenance | 91.25
1010798 | Fire Alarm System | A (Good): Asset is as new and can be expected to perform adequately to its full normal life if maintained appropriately. | Category 4 (Normal): No work required beyond normal maintenance. | 15 | 2017-05-26 | 6.9158 | 84.7789 | x | 4 | 5. Severe | 12185 | Predictive Maintenance | 162.5
1010799 | Meter Reading - Electric | B (Average): Asset is sound, operationally safe and exhibits only minor deterioration. | Category 3 (Recommended): Minor work required to prevent a deterioration of the service provided by the asset. | 20 | 2008-08-03 | 15.7262 | 64.2738 | x | 4 | 2. Minor | 12186 | Predictive Maintenance | 182.5
1010800 | Meter Reading - Electric | B (Average): Asset is sound, operationally safe and exhibits only minor deterioration. | Category 3 (Recommended): Minor work required to prevent a deterioration of the service provided by the asset. | 20 | 2020-04-29 | 3.989 | 76.011 | x | 4 | 2. Minor | 12186 | Predictive Maintenance | 182.5
1010801 | Meter Reading - Electric | B (Average): Asset is sound, operationally safe and exhibits only minor deterioration. | Category 3 (Recommended): Minor work required to prevent a deterioration of the service provided by the asset. | 20 | 2008-07-06 | 15.8029 | 64.1971 | x | 4 | 2. Minor | 12186 | Predictive Maintenance | 182.5
1010802 | Meter Reading - Electric | B (Average): Asset is sound, operationally safe and exhibits only minor deterioration. | Category 3 (Recommended): Minor work required to prevent a deterioration of the service provided by the asset. | 20 | 2021-01-29 | 3.2361 | 76.7639 | x | 4 | 2. Minor | 12186 | Predictive Maintenance | 182.5
1010812 | Emergency Assistance Alarm | B (Average): Asset is sound, operationally safe and exhibits only minor deterioration. | Category 3 (Recommended): Minor work required to prevent a deterioration of the service provided by the asset. | 10 | 2021-07-07 | 2.8008 | 74.3984 | x | 4 | 5. Severe | 12189 | Predictive Maintenance | 28
1010813 | Gas Fire | B (Average): Asset is sound, operationally safe and exhibits only minor deterioration. | Category 3 (Recommended): Minor work required to prevent a deterioration of the service provided by the asset. | 8 | 2017-02-17 | 7.1841 | 62.0397 | x | 4 | 4. Significant | 12190 | Predictive Maintenance | 91.25
1010814 | Distribution Boards | B (Average): Asset is sound, operationally safe and exhibits only minor deterioration. | Category 3 (Recommended): Minor work required to prevent a deterioration of the service provided by the asset. | 20 | 2007-05-18 | 16.9391 | 63.0609 | x | 4 | 4. Significant | 12191 | Predictive Maintenance | 91.25
1010817 | Traction Lifts | B (Average): Asset is sound, operationally safe and exhibits only minor deterioration. | Category 3 (Recommended): Minor work required to prevent a deterioration of the service provided by the asset. | 20 | 2015-12-30 | 8.3203 | 71.6797 | x | 4 | 4. Significant | 12194 | Predictive Maintenance | 91.25
1010819 | Ventilating Fans - General | C (Poor): Asset is operational but major repair or replacement will be needed. | Category 3 (Recommended): Minor work required to prevent a deterioration of the service provided by the asset. | 20 | 2011-03-10 | 13.128 | 56.872 | x | 2 | 2. Minor | 10025 | Predictive Maintenance | 182.5
1010821 | Electrical Services (excluding Electrical Controllers and Pneumatic Relays) | B (Average): Asset is sound, operationally safe and exhibits only minor deterioration. | Category 3 (Recommended): Minor work required to prevent a deterioration of the service provided by the asset. | 15 | 2013-12-19 | 10.3491 | 70.2012 | x | 2 | 4. Significant | 10001 | Predictive Maintenance | 91.25
1010822 | Electrical Services (excluding Electrical Controllers and Pneumatic Relays) | B (Average): Asset is sound, operationally safe and exhibits only minor deterioration. | Category 3 (Recommended): Minor work required to prevent a deterioration of the service provided by the asset. | 15 | 2011-10-19 | 12.5175 | 67.3101 | x | 2 | 4. Significant | 10001 | Predictive Maintenance | 91.25
1010828 | Motorised Blinds | B (Average): Asset is sound, operationally safe and exhibits only minor deterioration. | Category 3 (Recommended): Minor work required to prevent a deterioration of the service provided by the asset. | 10 | 2017-01-07 | 7.2964 | 65.4073 | x | 4 | 2. Minor | 12193 | Predictive Maintenance | 182.5
1010830 | Outstations | B (Average): Asset is sound, operationally safe and exhibits only minor deterioration. | Category 3 (Recommended): Minor work required to prevent a deterioration of the service provided by the asset. | 10 | 2015-02-23 | 9.1691 | 65.6619 | x | 2 | 4. Significant | 10001 | Predictive Maintenance | 91.25
1010831 | Cold Water Storage Tanks and Cisterns | B (Average): Asset is sound, operationally safe and exhibits only minor deterioration. | Category 3 (Recommended): Minor work required to prevent a deterioration of the service provided by the asset. | 20 | 2004-10-31 | 19.4825 | 64.5175 | x | 2 | 4. Significant | 10025 | Predictive Maintenance | 91.25
1010832 | Cold Water Storage Tanks and Cisterns | B (Average): Asset is sound, operationally safe and exhibits only minor deterioration. | Category 3 (Recommended): Minor work required to prevent a deterioration of the service provided by the asset. | 25 | 2015-05-13 | 8.9528 | 76.8378 | x | 2 | 4. Significant | 10025 | Predictive Maintenance | 91.25
1010833 | Ventilating Fans - General | A (Good): Asset is as new and can be expected to perform adequately to its full normal life if maintained appropriately. | Category 3 (Recommended): Minor work required to prevent a deterioration of the service provided by the asset. | 20 | 2004-05-21 | 19.9288 | 71.0712 | x | 2 | 2. Minor | 10025 | Predictive Maintenance | 182.5
1010834 | Ventilating Fans - General | A (Good): Asset is as new and can be expected to perform adequately to its full normal life if maintained appropriately. | Category 3 (Recommended): Minor work required to prevent a deterioration of the service provided by the asset. | 20 | 2008-07-15 | 15.7782 | 75.2218 | x | 2 | 2. Minor | 10025 | Predictive Maintenance | 182.5
1010841 | Distribution Boards | B (Average): Asset is sound, operationally safe and exhibits only minor deterioration. | Category 3 (Recommended): Minor work required to prevent a deterioration of the service provided by the asset. | 20 | 2013-06-07 | 10.883 | 73.117 | x | 2 | 4. Significant | 10026 | Predictive Maintenance | 91.25
1010842 | Distribution Boards | B (Average): Asset is sound, operationally safe and exhibits only minor deterioration. | Category 3 (Recommended): Minor work required to prevent a deterioration of the service provided by the asset. | 20 | 2005-03-04 | 19.1431 | 64.8569 | x | 2 | 4. Significant | 10026 | Predictive Maintenance | 91.25
1010843 | Distribution Boards | B (Average): Asset is sound, operationally safe and exhibits only minor deterioration. | Category 3 (Recommended): Minor work required to prevent a deterioration of the service provided by the asset. | 20 | 2021-03-06 | 3.1376 | 80.8624 | x | 2 | 4. Significant | 10026 | Predictive Maintenance | 91.25
1010844 | Distribution Boards | B (Average): Asset is sound, operationally safe and exhibits only minor deterioration. | Category 3 (Recommended): Minor work required to prevent a deterioration of the service provided by the asset. | 20 | 2018-08-11 | 5.7057 | 78.2943 | x | 2 | 4. Significant | 10026 | Predictive Maintenance | 91.25
1010845 | Nitrogen Generator, Vessels & Associated Valves & Controls | B (Average): Asset is sound, operationally safe and exhibits only minor deterioration. | Category 3 (Recommended): Minor work required to prevent a deterioration of the service provided by the asset. | 15 | 2011-07-05 | 12.8077 | 66.9231 | x | 2 | 4. Significant | 10026 | Predictive Maintenance | 91.25
1010846 | Expansion Vessels | B (Average): Asset is sound, operationally safe and exhibits only minor deterioration. | Category 3 (Recommended): Minor work required to prevent a deterioration of the service provided by the asset. | 15 | 2016-04-18 | 8.0192 | 73.3078 | x | 2 | 4. Significant | 10026 | Predictive Maintenance | 91.25
1010847 | Expansion Vessels | B (Average): Asset is sound, operationally safe and exhibits only minor deterioration. | Category 3 (Recommended): Minor work required to prevent a deterioration of the service provided by the asset. | 15 | 2017-03-29 | 7.0746 | 74.5672 | x | 2 | 4. Significant | 10026 | Predictive Maintenance | 91.25
1010848 | Air Compressors and Receivers | B (Average): Asset is sound, operationally safe and exhibits only minor deterioration. | Category 3 (Recommended): Minor work required to prevent a deterioration of the service provided by the asset. | 20 | 2016-11-27 | 7.4086 | 76.5914 | x | 2 | 3. Moderate | 10026 | Predictive Maintenance | 91.25
1010849 | Air Compressors and Receivers | B (Average): Asset is sound, operationally safe and exhibits only minor deterioration. | Category 3 (Recommended): Minor work required to prevent a deterioration of the service provided by the asset. | 20 | 2014-06-11 | 9.8727 | 74.1273 | x | 2 | 3. Moderate | 10026 | Predictive Maintenance | 91.25
1010850 | Air Compressors and Receivers | B (Average): Asset is sound, operationally safe and exhibits only minor deterioration. | Category 3 (Recommended): Minor work required to prevent a deterioration of the service provided by the asset. | 20 | 2022-08-10 | 1.7084 | 82.2916 | x | 2 | 3. Moderate | 10026 | Predictive Maintenance | 91.25
1010851 | Expansion Vessels | B (Average): Asset is sound, operationally safe and exhibits only minor deterioration. | Category 3 (Recommended): Minor work required to prevent a deterioration of the service provided by the asset. | 15 | 2010-02-08 | 14.2094 | 65.0541 | x | 2 | 4. Significant | 10026 | Predictive Maintenance | 91.25
1010852 | Air Compressors and Receivers | B (Average): Asset is sound, operationally safe and exhibits only minor deterioration. | Category 3 (Recommended): Minor work required to prevent a deterioration of the service provided by the asset. | 20 | 2021-03-01 | 3.1513 | 80.8487 | x | 2 | 3. Moderate | 10026 | Predictive Maintenance | 91.25
1010853 | Air Compressors and Receivers | B (Average): Asset is sound, operationally safe and exhibits only minor deterioration. | Category 3 (Recommended): Minor work required to prevent a deterioration of the service provided by the asset. | 20 | 2023-12-31 | 0.31759 | 83.6824 | x | 2 | 3. Moderate | 10026 | Predictive Maintenance | 91.25
1010854 | Air Compressors and Receivers | B (Average): Asset is sound, operationally safe and exhibits only minor deterioration. | Category 3 (Recommended): Minor work required to prevent a deterioration of the service provided by the asset. | 20 | 2011-11-25 | 12.4162 | 71.5838 | x | 2 | 3. Moderate | 10026 | Predictive Maintenance | 91.25
1010855 | Chemical Dosing | B (Average): Asset is sound, operationally safe and exhibits only minor deterioration. | Category 3 (Recommended): Minor work required to prevent a deterioration of the service provided by the asset. | 10 | 2023-10-24 | 0.50376 | 84.9925 | x | 1 | 4. Significant | 10027 | Predictive Maintenance | 91.25
1010856 | Direct Fired Water Heaters | B (Average): Asset is sound, operationally safe and exhibits only minor deterioration. | Category 3 (Recommended): Minor work required to prevent a deterioration of the service provided by the asset. | 15 | 2015-04-21 | 9.013 | 73.9827 | x | 1 | 4. Significant | 10027 | Predictive Maintenance | 91.25
1010858 | Expansion Vessels | B (Average): Asset is sound, operationally safe and exhibits only minor deterioration. | Category 3 (Recommended): Minor work required to prevent a deterioration of the service provided by the asset. | 15 | 2016-01-18 | 8.2683 | 74.9756 | x | 1 | 4. Significant | 10027 | Predictive Maintenance | 91.25
1010859 | Distribution Boards | B (Average): Asset is sound, operationally safe and exhibits only minor deterioration. | Category 3 (Recommended): Minor work required to prevent a deterioration of the service provided by the asset. | 20 | 2017-09-28 | 6.5736 | 79.4264 | x | 1 | 4. Significant | 12197 | Predictive Maintenance | 91.25
1010860 | Distribution Boards | B (Average): Asset is sound, operationally safe and exhibits only minor deterioration. | Category 3 (Recommended): Minor work required to prevent a deterioration of the service provided by the asset. | 20 | 2013-12-13 | 10.3655 | 75.6345 | x | 1 | 4. Significant | 12197 | Predictive Maintenance | 91.25
1010861 | Distribution Boards | B (Average): Asset is sound, operationally safe and exhibits only minor deterioration. | Category 3 (Recommended): Minor work required to prevent a deterioration of the service provided by the asset. | 20 | 2006-07-06 | 17.8042 | 68.1958 | x | 1 | 4. Significant | 12197 | Predictive Maintenance | 91.25
1010862 | Distribution Boards | B (Average): Asset is sound, operationally safe and exhibits only minor deterioration. | Category 3 (Recommended): Minor work required to prevent a deterioration of the service provided by the asset. | 20 | 2012-04-18 | 12.0192 | 73.9808 | x | 1 | 4. Significant | 12197 | Predictive Maintenance | 91.25
1010863 | Meter Reading - Electric | B (Average): Asset is sound, operationally safe and exhibits only minor deterioration. | Category 3 (Recommended): Minor work required to prevent a deterioration of the service provided by the asset. | 20 | 2019-11-24 | 4.4189 | 81.5811 | x | 1 | 2. Minor | 12198 | Predictive Maintenance | 182.5
1010864 | Electrical Services (excluding Electrical Controllers and Pneumatic Relays) | B (Average): Asset is sound, operationally safe and exhibits only minor deterioration. | Category 3 (Recommended): Minor work required to prevent a deterioration of the service provided by the asset. | 15 | 2015-01-16 | 9.2731 | 73.6359 | x | 1 | 4. Significant | 12198 | Predictive Maintenance | 91.25
1010865 | Speed Controllers | B (Average): Asset is sound, operationally safe and exhibits only minor deterioration. | Category 3 (Recommended): Minor work required to prevent a deterioration of the service provided by the asset. | 15 | 2015-04-24 | 9.0048 | 73.9936 | x | 1 | 4. Significant | 12198 | Predictive Maintenance | 91.25
1010866 | Speed Controllers | B (Average): Asset is sound, operationally safe and exhibits only minor deterioration. | Category 3 (Recommended): Minor work required to prevent a deterioration of the service provided by the asset. | 15 | 2011-10-26 | 12.4983 | 69.3356 | x | 1 | 4. Significant | 12198 | Predictive Maintenance | 91.25
1010867 | Speed Controllers | B (Average): Asset is sound, operationally safe and exhibits only minor deterioration. | Category 3 (Recommended): Minor work required to prevent a deterioration of the service provided by the asset. | 15 | 2022-10-08 | 1.5469 | 83.9375 | x | 1 | 4. Significant | 12198 | Predictive Maintenance | 91.25
1010869 | Distribution Boards | B (Average): Asset is sound, operationally safe and exhibits only minor deterioration. | Category 3 (Recommended): Minor work required to prevent a deterioration of the service provided by the asset. | 20 | 2005-02-21 | 19.1732 | 60.8268 | x | 4 | 4. Significant | 12200 | Predictive Maintenance | 91.25
1010870 | Distribution Boards | B (Average): Asset is sound, operationally safe and exhibits only minor deterioration. | Category 3 (Recommended): Minor work required to prevent a deterioration of the service provided by the asset. | 20 | 2005-10-14 | 18.5298 | 61.4702 | x | 4 | 4. Significant | 12200 | Predictive Maintenance | 91.25
1010871 | Distribution Boards | B (Average): Asset is sound, operationally safe and exhibits only minor deterioration. | Category 3 (Recommended): Minor work required to prevent a deterioration of the service provided by the asset. | 20 | 2009-02-08 | 15.2088 | 64.7912 | x | 4 | 4. Significant | 12200 | Predictive Maintenance | 91.25
1010872 | Solenoid Gas/Oil Shut-off (Safety) Valves | B (Average): Asset is sound, operationally safe and exhibits only minor deterioration. | Category 3 (Recommended): Minor work required to prevent a deterioration of the service provided by the asset. | 15 | 2014-07-04 | 9.8097 | 72.9204 | x | 1 | 5. Severe | 10027 | Predictive Maintenance | 28
1010873 | Room Air Conditioners | B (Average): Asset is sound, operationally safe and exhibits only minor deterioration. | Category 3 (Recommended): Minor work required to prevent a deterioration of the service provided by the asset. | 15 | 2022-08-01 | 1.7331 | 77.6893 | x | 4 | 3. Moderate | 12201 | Predictive Maintenance | 91.25
1010874 | Laboratory Fume Cupboard | B (Average): Asset is sound, operationally safe and exhibits only minor deterioration. | Category 3 (Recommended): Minor work required to prevent a deterioration of the service provided by the asset. | 15 | 2023-11-16 | 0.44079 | 79.4123 | x | 4 | 4. Significant | 12202 | Predictive Maintenance | 91.25
1010875 | Laboratory Fume Cupboard | B (Average): Asset is sound, operationally safe and exhibits only minor deterioration. | Category 3 (Recommended): Minor work required to prevent a deterioration of the service provided by the asset. | 15 | 2022-04-11 | 2.0397 | 77.2804 | x | 4 | 4. Significant | 12202 | Predictive Maintenance | 91.25
1010879 | Laboratory Fume Cupboard | B (Average): Asset is sound, operationally safe and exhibits only minor deterioration. | Category 3 (Recommended): Minor work required to prevent a deterioration of the service provided by the asset. | 15 | 2022-11-02 | 1.4784 | 78.0287 | x | 4 | 4. Significant | 12203 | Predictive Maintenance | 91.25
1010880 | Meter Reading - Electric | B (Average): Asset is sound, operationally safe and exhibits only minor deterioration. | Category 3 (Recommended): Minor work required to prevent a deterioration of the service provided by the asset. | 20 | 2006-11-04 | 17.473 | 62.527 | x | 4 | 2. Minor | 12204 | Predictive Maintenance | 182.5
1010881 | Meter Reading - Electric | B (Average): Asset is sound, operationally safe and exhibits only minor deterioration. | Category 3 (Recommended): Minor work required to prevent a deterioration of the service provided by the asset. | 20 | 2019-07-27 | 4.7474 | 75.2526 | x | 4 | 2. Minor | 12204 | Predictive Maintenance | 182.5
1010882 | Meter Reading - Electric | B (Average): Asset is sound, operationally safe and exhibits only minor deterioration. | Category 3 (Recommended): Minor work required to prevent a deterioration of the service provided by the asset. | 20 | 2006-06-28 | 17.8261 | 62.1739 | x | 4 | 2. Minor | 12204 | Predictive Maintenance | 182.5
1010883 | Meter Reading - Electric | B (Average): Asset is sound, operationally safe and exhibits only minor deterioration. | Category 3 (Recommended): Minor work required to prevent a deterioration of the service provided by the asset. | 20 | 2014-12-02 | 9.3963 | 70.6037 | x | 4 | 2. Minor | 12204 | Predictive Maintenance | 182.5
1010884 | Meter Reading - Electric | B (Average): Asset is sound, operationally safe and exhibits only minor deterioration. | Category 3 (Recommended): Minor work required to prevent a deterioration of the service provided by the asset. | 20 | 2022-10-08 | 1.5469 | 78.4531 | x | 4 | 2. Minor | 12204 | Predictive Maintenance | 182.5
1010885 | Meter Reading - Electric | B (Average): Asset is sound, operationally safe and exhibits only minor deterioration. | Category 3 (Recommended): Minor work required to prevent a deterioration of the service provided by the asset. | 20 | 2009-11-14 | 14.4449 | 65.5551 | x | 4 | 2. Minor | 12204 | Predictive Maintenance | 182.5
1010886 | Room Air Conditioners | B (Average): Asset is sound, operationally safe and exhibits only minor deterioration. | Category 3 (Recommended): Minor work required to prevent a deterioration of the service provided by the asset. | 15 | 2014-06-11 | 9.8727 | 66.8364 | x | 4 | 3. Moderate | 12201 | Predictive Maintenance | 91.25
1010887 | Meter Reading - Electric | B (Average): Asset is sound, operationally safe and exhibits only minor deterioration. | Category 3 (Recommended): Minor work required to prevent a deterioration of the service provided by the asset. | 20 | 2014-04-12 | 10.037 | 69.963 | x | 4 | 2. Minor | 12204 | Predictive Maintenance | 182.5
1010888 | Meter Reading - Electric | B (Average): Asset is sound, operationally safe and exhibits only minor deterioration. | Category 3 (Recommended): Minor work required to prevent a deterioration of the service provided by the asset. | 20 | 2017-02-19 | 7.1786 | 72.8214 | x | 4 | 2. Minor | 12204 | Predictive Maintenance | 182.5
1010889 | Meter Reading - Electric | B (Average): Asset is sound, operationally safe and exhibits only minor deterioration. | Category 3 (Recommended): Minor work required to prevent a deterioration of the service provided by the asset. | 20 | 2018-04-11 | 6.0397 | 73.9603 | x | 4 | 2. Minor | 12204 | Predictive Maintenance | 182.5
1010893 | Meter Reading - Electric | B (Average): Asset is sound, operationally safe and exhibits only minor deterioration. | Category 3 (Recommended): Minor work required to prevent a deterioration of the service provided by the asset. | 20 | 2006-11-03 | 17.4757 | 62.5243 | x | 4 | 2. Minor | 12204 | Predictive Maintenance | 182.5
1010894 | Meter Reading - Electric | B (Average): Asset is sound, operationally safe and exhibits only minor deterioration. | Category 3 (Recommended): Minor work required to prevent a deterioration of the service provided by the asset. | 20 | 2012-06-29 | 11.822 | 68.178 | x | 4 | 2. Minor | 12204 | Predictive Maintenance | 182.5
1010895 | Meter Reading - Electric | B (Average): Asset is sound, operationally safe and exhibits only minor deterioration. | Category 3 (Recommended): Minor work required to prevent a deterioration of the service provided by the asset. | 20 | 2011-11-09 | 12.46 | 67.54 | x | 4 | 2. Minor | 12204 | Predictive Maintenance | 182.5
1010896 | Meter Reading - Electric | B (Average): Asset is sound, operationally safe and exhibits only minor deterioration. | Category 3 (Recommended): Minor work required to prevent a deterioration of the service provided by the asset. | 20 | 2023-09-13 | 0.61602 | 79.384 | x | 4 | 2. Minor | 12204 | Predictive Maintenance | 182.5
1010897 | Meter Reading - Electric | B (Average): Asset is sound, operationally safe and exhibits only minor deterioration. | Category 3 (Recommended): Minor work required to prevent a deterioration of the service provided by the asset. | 20 | 2011-10-13 | 12.5339 | 67.4661 | x | 4 | 2. Minor | 12204 | Predictive Maintenance | 182.5
1010898 | Meter Reading - Electric | B (Average): Asset is sound, operationally safe and exhibits only minor deterioration. | Category 3 (Recommended): Minor work required to prevent a deterioration of the service provided by the asset. | 20 | 2012-02-21 | 12.1752 | 67.8248 | x | 4 | 2. Minor | 12204 | Predictive Maintenance | 182.5
1010903 | Air Handling Units - General | B (Average): Asset is sound, operationally safe and exhibits only minor deterioration. | Category 3 (Recommended): Minor work required to prevent a deterioration of the service provided by the asset. | 20 | 2020-05-10 | 3.9589 | 80.0411 | x | 2 | 3. Moderate | 10031 | Predictive Maintenance | 91.25
1010904 | Air Handling Units - General | B (Average): Asset is sound, operationally safe and exhibits only minor deterioration. | Category 3 (Recommended): Minor work required to prevent a deterioration of the service provided by the asset. | 20 | 2021-04-14 | 3.0308 | 80.9692 | x | 2 | 3. Moderate | 10031 | Predictive Maintenance | 91.25
1010905 | Air Handling Units - General | B (Average): Asset is sound, operationally safe and exhibits only minor deterioration. | Category 3 (Recommended): Minor work required to prevent a deterioration of the service provided by the asset. | 20 | 2004-10-20 | 19.5127 | 64.4873 | x | 2 | 3. Moderate | 10031 | Predictive Maintenance | 91.25
1010907 | Distribution Boards | B (Average): Asset is sound, operationally safe and exhibits only minor deterioration. | Category 3 (Recommended): Minor work required to prevent a deterioration of the service provided by the asset. | 20 | 2012-11-13 | 11.447 | 72.553 | x | 2 | 4. Significant | 10031 | Predictive Maintenance | 91.25
1010908 | Distribution Boards | B (Average): Asset is sound, operationally safe and exhibits only minor deterioration. | Category 3 (Recommended): Minor work required to prevent a deterioration of the service provided by the asset. | 20 | 2014-04-21 | 10.0123 | 73.9877 | x | 2 | 4. Significant | 10031 | Predictive Maintenance | 91.25
1010909 | Electrical Services (excluding Electrical Controllers and Pneumatic Relays) | B (Average): Asset is sound, operationally safe and exhibits only minor deterioration. | Category 3 (Recommended): Minor work required to prevent a deterioration of the service provided by the asset. | 15 | 2010-10-06 | 13.5524 | 65.9302 | x | 2 | 4. Significant | 10031 | Predictive Maintenance | 91.25
1010910 | Meter Reading - Electric | B (Average): Asset is sound, operationally safe and exhibits only minor deterioration. | Category 3 (Recommended): Minor work required to prevent a deterioration of the service provided by the asset. | 20 | 2004-11-05 | 19.4689 | 64.5311 | x | 2 | 2. Minor | 10031 | Predictive Maintenance | 182.5
1010911 | Meter Reading - Electric | B (Average): Asset is sound, operationally safe and exhibits only minor deterioration. | Category 3 (Recommended): Minor work required to prevent a deterioration of the service provided by the asset. | 20 | 2010-09-28 | 13.5743 | 70.4257 | x | 2 | 2. Minor | 10031 | Predictive Maintenance | 182.5
1010912 | Meter Reading - Electric | B (Average): Asset is sound, operationally safe and exhibits only minor deterioration. | Category 3 (Recommended): Minor work required to prevent a deterioration of the service provided by the asset. | 20 | 2016-02-29 | 8.1533 | 75.8467 | x | 2 | 2. Minor | 10031 | Predictive Maintenance | 182.5
1010914 | Meter Reading - Electric | B (Average): Asset is sound, operationally safe and exhibits only minor deterioration. | Category 3 (Recommended): Minor work required to prevent a deterioration of the service provided by the asset. | 20 | 2004-07-29 | 19.7399 | 60.2601 | x | 4 | 2. Minor | 12204 | Predictive Maintenance | 182.5
1010915 | Meter Reading - Electric | B (Average): Asset is sound, operationally safe and exhibits only minor deterioration. | Category 3 (Recommended): Minor work required to prevent a deterioration of the service provided by the asset. | 20 | 2023-05-21 | 0.93087 | 79.0691 | x | 4 | 2. Minor | 12204 | Predictive Maintenance | 182.5
1010916 | Meter Reading - Electric | B (Average): Asset is sound, operationally safe and exhibits only minor deterioration. | Category 3 (Recommended): Minor work required to prevent a deterioration of the service provided by the asset. | 20 | 2012-09-20 | 11.5948 | 68.4052 | x | 4 | 2. Minor | 12204 | Predictive Maintenance | 182.5
1010923 | Laboratory Fume Cupboard | B (Average): Asset is sound, operationally safe and exhibits only minor deterioration. | Category 3 (Recommended): Minor work required to prevent a deterioration of the service provided by the asset. | 15 | 2020-08-07 | 3.7153 | 81.0463 | x | 1 | 4. Significant | 12206 | Predictive Maintenance | 91.25
1010924 | Distribution Boards | B (Average): Asset is sound, operationally safe and exhibits only minor deterioration. | Category 3 (Recommended): Minor work required to prevent a deterioration of the service provided by the asset. | 20 | 2007-07-07 | 16.8022 | 67.1978 | x | 2 | 4. Significant | 10031 | Predictive Maintenance | 91.25
1010925 | Air Handling Units - General | B (Average): Asset is sound, operationally safe and exhibits only minor deterioration. | Category 3 (Recommended): Minor work required to prevent a deterioration of the service provided by the asset. | 20 | 2004-09-15 | 19.6085 | 64.3915 | x | 2 | 3. Moderate | 10031 | Predictive Maintenance | 91.25
1010929 | Distribution Boards | B (Average): Asset is sound, operationally safe and exhibits only minor deterioration. | Category 3 (Recommended): Minor work required to prevent a deterioration of the service provided by the asset. | 20 | 2013-11-19 | 10.4312 | 75.5688 | x | 1 | 4. Significant | 12207 | Predictive Maintenance | 91.25
1010930 | Laboratory Fume Cupboard | B (Average): Asset is sound, operationally safe and exhibits only minor deterioration. | Category 3 (Recommended): Minor work required to prevent a deterioration of the service provided by the asset. | 15 | 2019-11-08 | 4.4627 | 80.0497 | x | 1 | 4. Significant | 12208 | Predictive Maintenance | 91.25
1010931 | Laboratory Fume Cupboard | B (Average): Asset is sound, operationally safe and exhibits only minor deterioration. | Category 3 (Recommended): Minor work required to prevent a deterioration of the service provided by the asset. | 15 | 2015-10-27 | 8.4956 | 74.6726 | x | 1 | 4. Significant | 12208 | Predictive Maintenance | 91.25
1010932 | Room Air Conditioners | B (Average): Asset is sound, operationally safe and exhibits only minor deterioration. | Category 3 (Recommended): Minor work required to prevent a deterioration of the service provided by the asset. | 15 | 2021-01-02 | 3.3101 | 81.5866 | x | 1 | 3. Moderate | 12209 | Predictive Maintenance | 91.25
1010933 | Laboratory Fume Cupboard | U (Unverified): Further investigation required. | Category U (Unverified Asset): Further investigation required to identify asset. | 15 | 2022-04-24 | 2.0041 | 69.3279 | x | 1 | 4. Significant | 12209 | Predictive Maintenance | 14
1010936 | Electrical Services (excluding Electrical Controllers and Pneumatic Relays) | B (Average): Asset is sound, operationally safe and exhibits only minor deterioration. | Category 3 (Recommended): Minor work required to prevent a deterioration of the service provided by the asset. | 15 | 2012-06-20 | 11.8467 | 70.2044 | x | 1 | 4. Significant | 12211 | Predictive Maintenance | 91.25
1010937 | Laboratory Fume Cupboard | B (Average): Asset is sound, operationally safe and exhibits only minor deterioration. | Category 3 (Recommended): Minor work required to prevent a deterioration of the service provided by the asset. | 15 | 2011-12-12 | 12.3696 | 69.5072 | x | 1 | 4. Significant | 12208 | Predictive Maintenance | 91.25
1010938 | Laboratory Fume Cupboard | B (Average): Asset is sound, operationally safe and exhibits only minor deterioration. | Category 3 (Recommended): Minor work required to prevent a deterioration of the service provided by the asset. | 15 | 2023-09-21 | 0.59411 | 85.2078 | x | 1 | 4. Significant | 12212 | Predictive Maintenance | 91.25
1010940 | Room Air Conditioners | A (Good): Asset is as new and can be expected to perform adequately to its full normal life if maintained appropriately. | Category 4 (Normal): No work required beyond normal maintenance. | 15 | 2013-06-25 | 10.8337 | 85.5551 | x | 1 | 3. Moderate | 12213 | Predictive Maintenance | 365
1010941 | Laboratory Fume Cupboard | B (Average): Asset is sound, operationally safe and exhibits only minor deterioration. | Category 3 (Recommended): Minor work required to prevent a deterioration of the service provided by the asset. | 15 | 2023-10-06 | 0.55305 | 85.2626 | x | 1 | 4. Significant | 10115 | Predictive Maintenance | 91.25
1010942 | Laboratory Fume Cupboard | B (Average): Asset is sound, operationally safe and exhibits only minor deterioration. | Category 3 (Recommended): Minor work required to prevent a deterioration of the service provided by the asset. | 15 | 2014-05-31 | 9.9028 | 72.7963 | x | 1 | 4. Significant | 10115 | Predictive Maintenance | 91.25
1010943 | Distribution Boards | B (Average): Asset is sound, operationally safe and exhibits only minor deterioration. | Category 3 (Recommended): Minor work required to prevent a deterioration of the service provided by the asset. | 20 | 2013-04-25 | 11.0007 | 68.9993 | x | 4 | 4. Significant | 12214 | Predictive Maintenance | 91.25
1010944 | Distribution Boards | B (Average): Asset is sound, operationally safe and exhibits only minor deterioration. | Category 3 (Recommended): Minor work required to prevent a deterioration of the service provided by the asset. | 20 | 2011-11-01 | 12.4819 | 67.5181 | x | 4 | 4. Significant | 12214 | Predictive Maintenance | 91.25
1010945 | Distribution Boards | B (Average): Asset is sound, operationally safe and exhibits only minor deterioration. | Category 3 (Recommended): Minor work required to prevent a deterioration of the service provided by the asset. | 20 | 2006-02-22 | 18.1711 | 61.8289 | x | 4 | 4. Significant | 12214 | Predictive Maintenance | 91.25
1010946 | Distribution Boards | B (Average): Asset is sound, operationally safe and exhibits only minor deterioration. | Category 3 (Recommended): Minor work required to prevent a deterioration of the service provided by the asset. | 20 | 2007-12-22 | 16.3422 | 69.6578 | x | 1 | 4. Significant | 12215 | Predictive Maintenance | 91.25
1010947 | Distribution Boards | B (Average): Asset is sound, operationally safe and exhibits only minor deterioration. | Category 3 (Recommended): Minor work required to prevent a deterioration of the service provided by the asset. | 20 | 2018-01-08 | 6.2943 | 79.7057 | x | 1 | 4. Significant | 12215 | Predictive Maintenance | 91.25
1010948 | Cold Rooms | B (Average): Asset is sound, operationally safe and exhibits only minor deterioration. | Category 3 (Recommended): Minor work required to prevent a deterioration of the service provided by the asset. | 15 | 2018-04-21 | 6.0123 | 77.9836 | x | 1 | 4. Significant | 12211 | Predictive Maintenance | 91.25
1010950 | Reverse Osmosis | B (Average): Asset is sound, operationally safe and exhibits only minor deterioration. | Category 3 (Recommended): Minor work required to prevent a deterioration of the service provided by the asset. | 10 | 2017-08-09 | 6.7105 | 66.5791 | x | 4 | 4. Significant | 12216 | Predictive Maintenance | 91.25
1010957 | Reverse Osmosis | B (Average): Asset is sound, operationally safe and exhibits only minor deterioration. | Category 3 (Recommended): Minor work required to prevent a deterioration of the service provided by the asset. | 10 | 2016-05-14 | 7.948 | 64.104 | x | 4 | 4. Significant | 12216 | Predictive Maintenance | 91.25
1010958 | Distribution Boards | B (Average): Asset is sound, operationally safe and exhibits only minor deterioration. | Category 3 (Recommended): Minor work required to prevent a deterioration of the service provided by the asset. | 20 | 2023-08-22 | 0.67625 | 79.3238 | x | 4 | 4. Significant | 12221 | Predictive Maintenance | 91.25
1010959 | Distribution Boards | B (Average): Asset is sound, operationally safe and exhibits only minor deterioration. | Category 3 (Recommended): Minor work required to prevent a deterioration of the service provided by the asset. | 20 | 2011-01-31 | 13.232 | 66.768 | x | 4 | 4. Significant | 12221 | Predictive Maintenance | 91.25
1010960 | Distribution Boards | B (Average): Asset is sound, operationally safe and exhibits only minor deterioration. | Category 3 (Recommended): Minor work required to prevent a deterioration of the service provided by the asset. | 20 | 2021-10-31 | 2.4832 | 77.5168 | x | 4 | 4. Significant | 12221 | Predictive Maintenance | 91.25
1010961 | Laboratory Fume Cupboard | B (Average): Asset is sound, operationally safe and exhibits only minor deterioration. | Category 3 (Recommended): Minor work required to prevent a deterioration of the service provided by the asset. | 15 | 2013-08-01 | 10.7324 | 65.6902 | x | 4 | 4. Significant | 10118 | Predictive Maintenance | 91.25
1010962 | Traction Lifts | B (Average): Asset is sound, operationally safe and exhibits only minor deterioration. | Category 3 (Recommended): Minor work required to prevent a deterioration of the service provided by the asset. | 20 | 2016-03-05 | 8.1396 | 71.8604 | x | 4 | 4. Significant | 12222 | Predictive Maintenance | 91.25
1010964 | Insect Killer | B (Average): Asset is sound, operationally safe and exhibits only minor deterioration. | Category 3 (Recommended): Minor work required to prevent a deterioration of the service provided by the asset. | 8 | 2017-06-18 | 6.8528 | 62.8679 | x | 4 | 2. Minor | 10119 | Predictive Maintenance | 182.5
1010965 | Cold Rooms | B (Average): Asset is sound, operationally safe and exhibits only minor deterioration. | Category 3 (Recommended): Minor work required to prevent a deterioration of the service provided by the asset. | 15 | 2020-05-20 | 3.9316 | 74.7579 | x | 4 | 4. Significant | 12224 | Predictive Maintenance | 91.25
1010968 | Ventilating Fans - General | B (Average): Asset is sound, operationally safe and exhibits only minor deterioration. | Category 3 (Recommended): Minor work required to prevent a deterioration of the service provided by the asset. | 20 | 2021-01-16 | 3.2717 | 76.7283 | x | 4 | 2. Minor | 12225 | Predictive Maintenance | 182.5
1010971 | Room Air Conditioners | B (Average): Asset is sound, operationally safe and exhibits only minor deterioration. | Category 3 (Recommended): Minor work required to prevent a deterioration of the service provided by the asset. | 15 | 2010-05-17 | 13.9411 | 61.4118 | x | 4 | 3. Moderate | 10112 | Predictive Maintenance | 91.25
1010972 | Laboratory Fume Cupboard | B (Average): Asset is sound, operationally safe and exhibits only minor deterioration. | Category 3 (Recommended): Minor work required to prevent a deterioration of the service provided by the asset. | 15 | 2014-08-24 | 9.6701 | 67.1065 | x | 4 | 4. Significant | 10112 | Predictive Maintenance | 91.25
1010975 | Distribution Boards | B (Average): Asset is sound, operationally safe and exhibits only minor deterioration. | Category 3 (Recommended): Minor work required to prevent a deterioration of the service provided by the asset. | 20 | 2014-11-27 | 9.41 | 70.59 | x | 4 | 4. Significant | 10112 | Predictive Maintenance | 91.25
1010977 | Cold Rooms | B (Average): Asset is sound, operationally safe and exhibits only minor deterioration. | Category 3 (Recommended): Minor work required to prevent a deterioration of the service provided by the asset. | 15 | 2020-07-22 | 3.7591 | 74.9879 | x | 4 | 4. Significant | 12227 | Predictive Maintenance | 91.25
1010979 | Air Compressors and Receivers | B (Average): Asset is sound, operationally safe and exhibits only minor deterioration. | Category 3 (Recommended): Minor work required to prevent a deterioration of the service provided by the asset. | 20 | 2021-05-09 | 2.9624 | 77.0376 | x | 4 | 3. Moderate | 10112 | Predictive Maintenance | 91.25
1010980 | Room Air Conditioners | B (Average): Asset is sound, operationally safe and exhibits only minor deterioration. | Category 3 (Recommended): Minor work required to prevent a deterioration of the service provided by the asset. | 15 | 2018-03-12 | 6.1218 | 71.8376 | x | 4 | 3. Moderate | 10120 | Predictive Maintenance | 91.25
1010981 | Distribution Boards | B (Average): Asset is sound, operationally safe and exhibits only minor deterioration. | Category 3 (Recommended): Minor work required to prevent a deterioration of the service provided by the asset. | 20 | 2022-06-08 | 1.8809 | 78.1191 | x | 4 | 4. Significant | 12228 | Predictive Maintenance | 91.25
1010982 | Distribution Boards | B (Average): Asset is sound, operationally safe and exhibits only minor deterioration. | Category 3 (Recommended): Minor work required to prevent a deterioration of the service provided by the asset. | 20 | 2019-01-27 | 5.243 | 74.757 | x | 4 | 4. Significant | 12228 | Predictive Maintenance | 91.25
1010983 | Distribution Boards | B (Average): Asset is sound, operationally safe and exhibits only minor deterioration. | Category 3 (Recommended): Minor work required to prevent a deterioration of the service provided by the asset. | 20 | 2017-02-23 | 7.1677 | 72.8323 | x | 4 | 4. Significant | 12228 | Predictive Maintenance | 91.25
1010986 | Ventilating Fans - General | B (Average): Asset is sound, operationally safe and exhibits only minor deterioration. | Category 3 (Recommended): Minor work required to prevent a deterioration of the service provided by the asset. | 20 | 2007-02-07 | 17.2129 | 62.7871 | x | 4 | 2. Minor | 12231 | Predictive Maintenance | 182.5
1010988 | Gas Detector Sensors/Carbon Monoxide Sensors | B (Average): Asset is sound, operationally safe and exhibits only minor deterioration. | Category 3 (Recommended): Minor work required to prevent a deterioration of the service provided by the asset. | 8 | 2021-11-11 | 2.4531 | 73.8672 | x | 4 | 5. Severe | 10120 | Predictive Maintenance | 28
1010990 | Electrical Services (excluding Electrical Controllers and Pneumatic Relays) | U (Unverified): Further investigation required. | Category U (Unverified Asset): Further investigation required to identify asset. | 15 | 2010-07-24 | 13.755 | 47.6601 | x | 4 | 4. Significant | 10120 | Predictive Maintenance | 14
1010995 | Insect Killer | B (Average): Asset is sound, operationally safe and exhibits only minor deterioration. | Category 3 (Recommended): Minor work required to prevent a deterioration of the service provided by the asset. | 8 | 2022-02-13 | 2.1958 | 74.5106 | x | 4 | 2. Minor | 10120 | Predictive Maintenance | 182.5
1010996 | Insect Killer | U (Unverified): Further investigation required. | Category U (Unverified Asset): Further investigation required to identify asset. | 8 | 2019-08-07 | 4.7173 | 54.2067 | x | 4 | 2. Minor | 12233 | Predictive Maintenance | 91.25
1011001 | Insect Killer | U (Unverified): Further investigation required. | Category U (Unverified Asset): Further investigation required to identify asset. | 8 | 2019-11-09 | 4.46 | 60.8501 | x | 1 | 2. Minor | 10113 | Predictive Maintenance | 91.25
1011004 | Cold Water Storage Tanks and Cisterns | B (Average): Asset is sound, operationally safe and exhibits only minor deterioration. | Category 3 (Recommended): Minor work required to prevent a deterioration of the service provided by the asset. | 35 | 2013-06-14 | 10.8638 | 79.7921 | x | 1 | 4. Significant | 10113 | Predictive Maintenance | 91.25
1011005 | Expansion Vessels | B (Average): Asset is sound, operationally safe and exhibits only minor deterioration. | Category 3 (Recommended): Minor work required to prevent a deterioration of the service provided by the asset. | 15 | 2011-05-04 | 12.9774 | 68.6968 | x | 1 | 4. Significant | 10113 | Predictive Maintenance | 91.25
1011006 | Atmospheric Gas Burner - Condensing Boiler | B (Average): Asset is sound, operationally safe and exhibits only minor deterioration. | Category 3 (Recommended): Minor work required to prevent a deterioration of the service provided by the asset. | 20 | 2015-11-02 | 8.4791 | 77.5209 | x | 1 | 4. Significant | 10113 | Predictive Maintenance | 91.25
1011007 | Atmospheric Gas Burner - Condensing Boiler | B (Average): Asset is sound, operationally safe and exhibits only minor deterioration. | Category 3 (Recommended): Minor work required to prevent a deterioration of the service provided by the asset. | 20 | 2006-05-05 | 17.974 | 68.026 | x | 1 | 4. Significant | 10113 | Predictive Maintenance | 91.25
1011008 | Atmospheric Gas Burner - Condensing Boiler | B (Average): Asset is sound, operationally safe and exhibits only minor deterioration. | Category 3 (Recommended): Minor work required to prevent a deterioration of the service provided by the asset. | 20 | 2022-06-01 | 1.9001 | 84.0999 | x | 1 | 4. Significant | 10113 | Predictive Maintenance | 91.25
1011010 | Outstations | B (Average): Asset is sound, operationally safe and exhibits only minor deterioration. | Category 3 (Recommended): Minor work required to prevent a deterioration of the service provided by the asset. | 10 | 2019-04-19 | 5.0185 | 75.963 | x | 1 | 4. Significant | 10113 | Predictive Maintenance | 91.25
1011011 | Outstations | B (Average): Asset is sound, operationally safe and exhibits only minor deterioration. | Category 3 (Recommended): Minor work required to prevent a deterioration of the service provided by the asset. | 10 | 2018-08-21 | 5.6783 | 74.6434 | x | 1 | 4. Significant | 10113 | Predictive Maintenance | 91.25
1011012 | Outstations | B (Average): Asset is sound, operationally safe and exhibits only minor deterioration. | Category 3 (Recommended): Minor work required to prevent a deterioration of the service provided by the asset. | 10 | 2021-08-31 | 2.6502 | 80.6995 | x | 1 | 4. Significant | 10113 | Predictive Maintenance | 91.25
1011013 | Outstations | B (Average): Asset is sound, operationally safe and exhibits only minor deterioration. | Category 3 (Recommended): Minor work required to prevent a deterioration of the service provided by the asset. | 10 | 2020-11-08 | 3.4606 | 79.0787 | x | 1 | 4. Significant | 10113 | Predictive Maintenance | 91.25
1011024 | Electrical Services (excluding Electrical Controllers and Pneumatic Relays) | B (Average): Asset is sound, operationally safe and exhibits only minor deterioration. | Category 3 (Recommended): Minor work required to prevent a deterioration of the service provided by the asset. | 15 | 2015-02-11 | 9.2019 | 73.7308 | x | 1 | 4. Significant | 10113 | Predictive Maintenance | 91.25
1011025 | Electrical Services (excluding Electrical Controllers and Pneumatic Relays) | B (Average): Asset is sound, operationally safe and exhibits only minor deterioration. | Category 3 (Recommended): Minor work required to prevent a deterioration of the service provided by the asset. | 15 | 2021-02-25 | 3.1622 | 81.7837 | x | 1 | 4. Significant | 10113 | Predictive Maintenance | 91.25
1011026 | Meter Reading - Electric | B (Average): Asset is sound, operationally safe and exhibits only minor deterioration. | Category 3 (Recommended): Minor work required to prevent a deterioration of the service provided by the asset. | 20 | 2009-09-20 | 14.5955 | 71.4045 | x | 1 | 2. Minor | 10113 | Predictive Maintenance | 182.5
1011027 | Meter Reading - Electric | B (Average): Asset is sound, operationally safe and exhibits only minor deterioration. | Category 3 (Recommended): Minor work required to prevent a deterioration of the service provided by the asset. | 20 | 2016-05-29 | 7.9069 | 78.0931 | x | 1 | 2. Minor | 10113 | Predictive Maintenance | 182.5
1011028 | Meter Reading - Electric | B (Average): Asset is sound, operationally safe and exhibits only minor deterioration. | Category 3 (Recommended): Minor work required to prevent a deterioration of the service provided by the asset. | 20 | 2013-12-27 | 10.3272 | 75.6728 | x | 1 | 2. Minor | 10113 | Predictive Maintenance | 182.5
1011029 | Distribution Boards | B (Average): Asset is sound, operationally safe and exhibits only minor deterioration. | Category 3 (Recommended): Minor work required to prevent a deterioration of the service provided by the asset. | 20 | 2007-06-16 | 16.8597 | 69.1403 | x | 1 | 4. Significant | 10113 | Predictive Maintenance | 91.25
1011038 | Special Water Treatment Systems | B (Average): Asset is sound, operationally safe and exhibits only minor deterioration. | Category 3 (Recommended): Minor work required to prevent a deterioration of the service provided by the asset. | 20 | 2013-06-10 | 10.8747 | 75.1253 | x | 1 | 4. Significant | 10113 | Predictive Maintenance | 91.25
1011039 | Ventilating Fans - General | B (Average): Asset is sound, operationally safe and exhibits only minor deterioration. | Category 3 (Recommended): Minor work required to prevent a deterioration of the service provided by the asset. | 20 | 2011-08-10 | 12.7091 | 73.2909 | x | 1 | 2. Minor | 10113 | Predictive Maintenance | 182.5
1011040 | Ventilating Fans - General | B (Average): Asset is sound, operationally safe and exhibits only minor deterioration. | Category 3 (Recommended): Minor work required to prevent a deterioration of the service provided by the asset. | 20 | 2018-06-08 | 5.8809 | 80.1191 | x | 1 | 2. Minor | 10113 | Predictive Maintenance | 182.5
1011041 | Ventilating Fans - General | B (Average): Asset is sound, operationally safe and exhibits only minor deterioration. | Category 3 (Recommended): Minor work required to prevent a deterioration of the service provided by the asset. | 20 | 2004-09-29 | 19.5702 | 66.4298 | x | 1 | 2. Minor | 10113 | Predictive Maintenance | 182.5
1011042 | Ventilating Fans - General | B (Average): Asset is sound, operationally safe and exhibits only minor deterioration. | Category 3 (Recommended): Minor work required to prevent a deterioration of the service provided by the asset. | 20 | 2004-12-09 | 19.3758 | 66.6242 | x | 1 | 2. Minor | 10113 | Predictive Maintenance | 182.5
1011043 | Ventilating Fans - General | B (Average): Asset is sound, operationally safe and exhibits only minor deterioration. | Category 3 (Recommended): Minor work required to prevent a deterioration of the service provided by the asset. | 20 | 2015-05-18 | 8.9391 | 77.0609 | x | 1 | 2. Minor | 10113 | Predictive Maintenance | 182.5
1011044 | Ventilating Fans - General | B (Average): Asset is sound, operationally safe and exhibits only minor deterioration. | Category 3 (Recommended): Minor work required to prevent a deterioration of the service provided by the asset. | 20 | 2019-12-22 | 4.3422 | 81.6578 | x | 1 | 2. Minor | 10113 | Predictive Maintenance | 182.5
1011045 | Ventilating Fans - General | B (Average): Asset is sound, operationally safe and exhibits only minor deterioration. | Category 3 (Recommended): Minor work required to prevent a deterioration of the service provided by the asset. | 20 | 2010-03-15 | 14.1136 | 71.8864 | x | 1 | 2. Minor | 10113 | Predictive Maintenance | 182.5
1011049 | Insect Killer | B (Average): Asset is sound, operationally safe and exhibits only minor deterioration. | Category 3 (Recommended): Minor work required to prevent a deterioration of the service provided by the asset. | 8 | 2017-10-23 | 6.5051 | 63.7372 | x | 4 | 2. Minor | 12236 | Predictive Maintenance | 182.5
1011058 | Insect Killer | B (Average): Asset is sound, operationally safe and exhibits only minor deterioration. | Category 3 (Recommended): Minor work required to prevent a deterioration of the service provided by the asset. | 8 | 2020-09-20 | 3.5948 | 73.013 | x | 3 | 2. Minor | 12238 | Predictive Maintenance | 182.5
1011059 | Insect Killer | B (Average): Asset is sound, operationally safe and exhibits only minor deterioration. | Category 3 (Recommended): Minor work required to prevent a deterioration of the service provided by the asset. | 8 | 2021-04-26 | 2.9979 | 74.5051 | x | 3 | 2. Minor | 12238 | Predictive Maintenance | 182.5
1011060 | Insect Killer | B (Average): Asset is sound, operationally safe and exhibits only minor deterioration. | Category 3 (Recommended): Minor work required to prevent a deterioration of the service provided by the asset. | 8 | 2022-09-28 | 1.5743 | 78.0643 | x | 3 | 2. Minor | 12238 | Predictive Maintenance | 182.5
1011062 | Insect Killer | B (Average): Asset is sound, operationally safe and exhibits only minor deterioration. | Category 3 (Recommended): Minor work required to prevent a deterioration of the service provided by the asset. | 8 | 2021-07-27 | 2.7461 | 75.1348 | x | 3 | 2. Minor | 12241 | Predictive Maintenance | 182.5
1011063 | Emergency Assistance Alarm | B (Average): Asset is sound, operationally safe and exhibits only minor deterioration. | Category 3 (Recommended): Minor work required to prevent a deterioration of the service provided by the asset. | 10 | 2017-11-02 | 6.4778 | 69.0445 | x | 3 | 5. Severe | 12242 | Predictive Maintenance | 28
1011064 | Distribution Boards | B (Average): Asset is sound, operationally safe and exhibits only minor deterioration. | Category 3 (Recommended): Minor work required to prevent a deterioration of the service provided by the asset. | 20 | 2010-07-31 | 13.7358 | 68.2642 | x | 3 | 4. Significant | 12241 | Predictive Maintenance | 91.25
1011066 | Insect Killer | B (Average): Asset is sound, operationally safe and exhibits only minor deterioration. | Category 3 (Recommended): Minor work required to prevent a deterioration of the service provided by the asset. | 8 | 2024-01-04 | 0.30664 | 81.2334 | x | 3 | 2. Minor | 12241 | Predictive Maintenance | 182.5
1011067 | Insect Killer | B (Average): Asset is sound, operationally safe and exhibits only minor deterioration. | Category 3 (Recommended): Minor work required to prevent a deterioration of the service provided by the asset. | 8 | 2021-07-06 | 2.8036 | 74.9911 | x | 3 | 2. Minor | 12241 | Predictive Maintenance | 182.5
1011068 | Kitchen Hood Fire Suppression | B (Average): Asset is sound, operationally safe and exhibits only minor deterioration. | Category 3 (Recommended): Minor work required to prevent a deterioration of the service provided by the asset. | 20 | 2023-05-03 | 0.98015 | 81.0198 | x | 3 | 5. Severe | 12241 | Predictive Maintenance | 28
1011069 | Distribution Boards | B (Average): Asset is sound, operationally safe and exhibits only minor deterioration. | Category 3 (Recommended): Minor work required to prevent a deterioration of the service provided by the asset. | 20 | 2009-05-18 | 14.9377 | 67.0623 | x | 3 | 4. Significant | 12243 | Predictive Maintenance | 91.25
1011070 | Distribution Boards | B (Average): Asset is sound, operationally safe and exhibits only minor deterioration. | Category 3 (Recommended): Minor work required to prevent a deterioration of the service provided by the asset. | 20 | 2023-10-17 | 0.52293 | 81.4771 | x | 3 | 4. Significant | 12243 | Predictive Maintenance | 91.25
1011071 | Distribution Boards | B (Average): Asset is sound, operationally safe and exhibits only minor deterioration. | Category 3 (Recommended): Minor work required to prevent a deterioration of the service provided by the asset. | 20 | 2012-07-15 | 11.7782 | 70.2218 | x | 3 | 4. Significant | 12243 | Predictive Maintenance | 91.25
1011072 | Distribution Boards | B (Average): Asset is sound, operationally safe and exhibits only minor deterioration. | Category 3 (Recommended): Minor work required to prevent a deterioration of the service provided by the asset. | 20 | 2020-06-07 | 3.8823 | 78.1177 | x | 3 | 4. Significant | 12243 | Predictive Maintenance | 91.25
1011073 | Distribution Boards | B (Average): Asset is sound, operationally safe and exhibits only minor deterioration. | Category 3 (Recommended): Minor work required to prevent a deterioration of the service provided by the asset. | 20 | 2007-01-12 | 17.2841 | 64.7159 | x | 3 | 4. Significant | 12243 | Predictive Maintenance | 91.25
1011074 | Distribution Boards | B (Average): Asset is sound, operationally safe and exhibits only minor deterioration. | Category 3 (Recommended): Minor work required to prevent a deterioration of the service provided by the asset. | 20 | 2021-09-01 | 2.6475 | 79.3525 | x | 3 | 4. Significant | 12243 | Predictive Maintenance | 91.25
1011075 | Distribution Boards | B (Average): Asset is sound, operationally safe and exhibits only minor deterioration. | Category 3 (Recommended): Minor work required to prevent a deterioration of the service provided by the asset. | 20 | 2023-10-30 | 0.48734 | 81.5127 | x | 3 | 4. Significant | 12243 | Predictive Maintenance | 91.25
1011076 | Distribution Boards | B (Average): Asset is sound, operationally safe and exhibits only minor deterioration. | Category 3 (Recommended): Minor work required to prevent a deterioration of the service provided by the asset. | 20 | 2010-07-19 | 13.7687 | 68.2313 | x | 3 | 4. Significant | 12243 | Predictive Maintenance | 91.25
1011077 | Distribution Boards | B (Average): Asset is sound, operationally safe and exhibits only minor deterioration. | Category 3 (Recommended): Minor work required to prevent a deterioration of the service provided by the asset. | 20 | 2015-10-21 | 8.512 | 73.488 | x | 3 | 4. Significant | 12243 | Predictive Maintenance | 91.25
1011078 | Distribution Boards | B (Average): Asset is sound, operationally safe and exhibits only minor deterioration. | Category 3 (Recommended): Minor work required to prevent a deterioration of the service provided by the asset. | 20 | 2016-01-07 | 8.2984 | 73.7016 | x | 3 | 4. Significant | 12243 | Predictive Maintenance | 91.25
1011079 | Distribution Boards | B (Average): Asset is sound, operationally safe and exhibits only minor deterioration. | Category 3 (Recommended): Minor work required to prevent a deterioration of the service provided by the asset. | 20 | 2011-09-17 | 12.6051 | 69.3949 | x | 3 | 4. Significant | 12243 | Predictive Maintenance | 91.25
1011080 | Distribution Boards | B (Average): Asset is sound, operationally safe and exhibits only minor deterioration. | Category 3 (Recommended): Minor work required to prevent a deterioration of the service provided by the asset. | 20 | 2017-12-08 | 6.3792 | 75.6208 | x | 3 | 4. Significant | 12243 | Predictive Maintenance | 91.25
1011081 | Distribution Boards | B (Average): Asset is sound, operationally safe and exhibits only minor deterioration. | Category 3 (Recommended): Minor work required to prevent a deterioration of the service provided by the asset. | 20 | 2010-07-03 | 13.8125 | 68.1875 | x | 3 | 4. Significant | 12243 | Predictive Maintenance | 91.25
1011082 | Insect Killer | B (Average): Asset is sound, operationally safe and exhibits only minor deterioration. | Category 3 (Recommended): Minor work required to prevent a deterioration of the service provided by the asset. | 8 | 2021-01-26 | 3.2444 | 73.8891 | x | 3 | 2. Minor | 12241 | Predictive Maintenance | 182.5
1011083 | Insect Killer | B (Average): Asset is sound, operationally safe and exhibits only minor deterioration. | Category 3 (Recommended): Minor work required to prevent a deterioration of the service provided by the asset. | 8 | 2020-06-08 | 3.8795 | 72.3012 | x | 3 | 2. Minor | 12241 | Predictive Maintenance | 182.5
1011084 | Kitchen Hood Fire Suppression | B (Average): Asset is sound, operationally safe and exhibits only minor deterioration. | Category 3 (Recommended): Minor work required to prevent a deterioration of the service provided by the asset. | 20 | 2010-06-17 | 13.8563 | 68.1437 | x | 3 | 5. Severe | 12241 | Predictive Maintenance | 28
1011085 | Insect Killer | B (Average): Asset is sound, operationally safe and exhibits only minor deterioration. | Category 3 (Recommended): Minor work required to prevent a deterioration of the service provided by the asset. | 8 | 2017-07-18 | 6.7707 | 65.0732 | x | 3 | 2. Minor | 12241 | Predictive Maintenance | 182.5
1011086 | Kitchen Hood Fire Suppression | B (Average): Asset is sound, operationally safe and exhibits only minor deterioration. | Category 3 (Recommended): Minor work required to prevent a deterioration of the service provided by the asset. | 20 | 2018-12-13 | 5.3662 | 76.6338 | x | 3 | 5. Severe | 12241 | Predictive Maintenance | 28
1011087 | Insect Killer | B (Average): Asset is sound, operationally safe and exhibits only minor deterioration. | Category 3 (Recommended): Minor work required to prevent a deterioration of the service provided by the asset. | 8 | 2017-09-21 | 6.5927 | 65.5181 | x | 3 | 2. Minor | 12241 | Predictive Maintenance | 182.5
1011088 | Insect Killer | B (Average): Asset is sound, operationally safe and exhibits only minor deterioration. | Category 3 (Recommended): Minor work required to prevent a deterioration of the service provided by the asset. | 8 | 2022-12-07 | 1.3826 | 78.5435 | x | 3 | 2. Minor | 12241 | Predictive Maintenance | 182.5
1011089 | Insect Killer | B (Average): Asset is sound, operationally safe and exhibits only minor deterioration. | Category 3 (Recommended): Minor work required to prevent a deterioration of the service provided by the asset. | 8 | 2018-04-29 | 5.9904 | 67.024 | x | 3 | 2. Minor | 12244 | Predictive Maintenance | 182.5
1011092 | Cold Rooms | B (Average): Asset is sound, operationally safe and exhibits only minor deterioration. | Category 3 (Recommended): Minor work required to prevent a deterioration of the service provided by the asset. | 15 | 2022-05-20 | 1.9329 | 79.4228 | x | 3 | 4. Significant | 12247 | Predictive Maintenance | 91.25
1011093 | Cold Rooms | B (Average): Asset is sound, operationally safe and exhibits only minor deterioration. | Category 3 (Recommended): Minor work required to prevent a deterioration of the service provided by the asset. | 15 | 2023-01-12 | 1.2841 | 80.2879 | x | 3 | 4. Significant | 12248 | Predictive Maintenance | 91.25
1011097 | Kitchen Hood Fire Suppression | B (Average): Asset is sound, operationally safe and exhibits only minor deterioration. | Category 3 (Recommended): Minor work required to prevent a deterioration of the service provided by the asset. | 20 | 2012-03-09 | 12.1287 | 69.8713 | x | 3 | 5. Severe | 12250 | Predictive Maintenance | 28
1011098 | Cold Rooms | B (Average): Asset is sound, operationally safe and exhibits only minor deterioration. | Category 3 (Recommended): Minor work required to prevent a deterioration of the service provided by the asset. | 15 | 2012-06-21 | 11.8439 | 66.2081 | x | 3 | 4. Significant | 12250 | Predictive Maintenance | 91.25
1011099 | Insect Killer | B (Average): Asset is sound, operationally safe and exhibits only minor deterioration. | Category 3 (Recommended): Minor work required to prevent a deterioration of the service provided by the asset. | 8 | 2021-08-08 | 2.7132 | 75.217 | x | 3 | 2. Minor | 12250 | Predictive Maintenance | 182.5
1011103 | Gas Detection/Flammable | B (Average): Asset is sound, operationally safe and exhibits only minor deterioration. | Category 3 (Recommended): Minor work required to prevent a deterioration of the service provided by the asset. | 15 | 2022-03-19 | 2.1027 | 79.1964 | x | 3 | 5. Severe | 12251 | Predictive Maintenance | 28
1011105 | Meter Reading - Electric | B (Average): Asset is sound, operationally safe and exhibits only minor deterioration. | Category 3 (Recommended): Minor work required to prevent a deterioration of the service provided by the asset. | 20 | 2017-10-16 | 6.5243 | 79.4757 | x | 1 | 2. Minor | 12253 | Predictive Maintenance | 182.5
1011106 | Meter Reading - Electric | B (Average): Asset is sound, operationally safe and exhibits only minor deterioration. | Category 3 (Recommended): Minor work required to prevent a deterioration of the service provided by the asset. | 20 | 2018-01-14 | 6.2779 | 79.7221 | x | 1 | 2. Minor | 12253 | Predictive Maintenance | 182.5
1011107 | Meter Reading - Electric | B (Average): Asset is sound, operationally safe and exhibits only minor deterioration. | Category 3 (Recommended): Minor work required to prevent a deterioration of the service provided by the asset. | 20 | 2007-02-11 | 17.2019 | 68.7981 | x | 1 | 2. Minor | 12253 | Predictive Maintenance | 182.5
1011117 | Meter Reading - Electric | B (Average): Asset is sound, operationally safe and exhibits only minor deterioration. | Category 3 (Recommended): Minor work required to prevent a deterioration of the service provided by the asset. | 20 | 2009-07-20 | 14.7652 | 71.2348 | x | 1 | 2. Minor | 12253 | Predictive Maintenance | 182.5
1011118 | Meter Reading - Electric | B (Average): Asset is sound, operationally safe and exhibits only minor deterioration. | Category 3 (Recommended): Minor work required to prevent a deterioration of the service provided by the asset. | 20 | 2020-10-20 | 3.5127 | 82.4873 | x | 1 | 2. Minor | 12253 | Predictive Maintenance | 182.5
1011119 | Meter Reading - Electric | B (Average): Asset is sound, operationally safe and exhibits only minor deterioration. | Category 3 (Recommended): Minor work required to prevent a deterioration of the service provided by the asset. | 20 | 2014-12-11 | 9.3717 | 76.6283 | x | 1 | 2. Minor | 12253 | Predictive Maintenance | 182.5
1011125 | Atmospheric Gas Burner - Condensing Boiler | B (Average): Asset is sound, operationally safe and exhibits only minor deterioration. | Category 3 (Recommended): Minor work required to prevent a deterioration of the service provided by the asset. | 20 | 2012-03-09 | 12.1287 | 65.8713 | x | 5 | 4. Significant | 10137 | Predictive Maintenance | 91.25
1011126 | Air Handling Units - General | B (Average): Asset is sound, operationally safe and exhibits only minor deterioration. | Category 3 (Recommended): Minor work required to prevent a deterioration of the service provided by the asset. | 20 | 2016-04-26 | 7.9973 | 70.0027 | x | 5 | 3. Moderate | 10137 | Predictive Maintenance | 91.25
1011127 | Hot Water Calorifiers - Heated by LTHW | B (Average): Asset is sound, operationally safe and exhibits only minor deterioration. | Category 3 (Recommended): Minor work required to prevent a deterioration of the service provided by the asset. | 20 | 2006-01-23 | 18.2533 | 59.7467 | x | 5 | 4. Significant | 10137 | Predictive Maintenance | 91.25
1011128 | Expansion Vessels | B (Average): Asset is sound, operationally safe and exhibits only minor deterioration. | Category 3 (Recommended): Minor work required to prevent a deterioration of the service provided by the asset. | 15 | 2014-06-06 | 9.8864 | 64.8182 | x | 5 | 4. Significant | 10137 | Predictive Maintenance | 91.25
1011129 | Air Handling Units - General | B (Average): Asset is sound, operationally safe and exhibits only minor deterioration. | Category 3 (Recommended): Minor work required to prevent a deterioration of the service provided by the asset. | 20 | 2022-08-04 | 1.7248 | 76.2752 | x | 5 | 3. Moderate | 10137 | Predictive Maintenance | 91.25
1011130 | Air Handling Units - General | B (Average): Asset is sound, operationally safe and exhibits only minor deterioration. | Category 3 (Recommended): Minor work required to prevent a deterioration of the service provided by the asset. | 20 | 2009-10-27 | 14.4942 | 63.5058 | x | 5 | 3. Moderate | 10137 | Predictive Maintenance | 91.25
1011131 | Cold Rooms | B (Average): Asset is sound, operationally safe and exhibits only minor deterioration. | Category 3 (Recommended): Minor work required to prevent a deterioration of the service provided by the asset. | 15 | 2016-09-12 | 7.6167 | 75.8444 | x | 1 | 4. Significant | 12255 | Predictive Maintenance | 91.25
1011133 | Laboratory Fume Cupboard | B (Average): Asset is sound, operationally safe and exhibits only minor deterioration. | Category 3 (Recommended): Minor work required to prevent a deterioration of the service provided by the asset. | 15 | 2023-06-19 | 0.85147 | 78.8647 | x | 4 | 4. Significant | 12257 | Predictive Maintenance | 91.25
1011134 | Laboratory Incubators | B (Average): Asset is sound, operationally safe and exhibits only minor deterioration. | Category 3 (Recommended): Minor work required to prevent a deterioration of the service provided by the asset. | 15 | 2010-09-24 | 13.5852 | 61.8864 | x | 4 | 3. Moderate | 12258 | Predictive Maintenance | 91.25
1011135 | Laboratory Incubators | B (Average): Asset is sound, operationally safe and exhibits only minor deterioration. | Category 3 (Recommended): Minor work required to prevent a deterioration of the service provided by the asset. | 15 | 2021-07-03 | 2.8118 | 82.251 | x | 1 | 3. Moderate | 12259 | Predictive Maintenance | 91.25
1011136 | Air Handling Units - General | B (Average): Asset is sound, operationally safe and exhibits only minor deterioration. | Category 3 (Recommended): Minor work required to prevent a deterioration of the service provided by the asset. | 20 | 2011-03-19 | 13.1034 | 72.8966 | x | 1 | 3. Moderate | 12260 | Predictive Maintenance | 91.25
1011137 | Outstations | B (Average): Asset is sound, operationally safe and exhibits only minor deterioration. | Category 3 (Recommended): Minor work required to prevent a deterioration of the service provided by the asset. | 10 | 2023-10-17 | 0.52293 | 84.9541 | x | 1 | 4. Significant | 12260 | Predictive Maintenance | 91.25
1011138 | Gas Detection/Flammable | B (Average): Asset is sound, operationally safe and exhibits only minor deterioration. | Category 3 (Recommended): Minor work required to prevent a deterioration of the service provided by the asset. | 15 | 2020-10-07 | 3.5483 | 73.269 | x | 5 | 5. Severe | 10137 | Predictive Maintenance | 28
1011139 | Cold Water Storage Tanks and Cisterns | B (Average): Asset is sound, operationally safe and exhibits only minor deterioration. | Category 3 (Recommended): Minor work required to prevent a deterioration of the service provided by the asset. | 20 | 2023-02-09 | 1.2074 | 76.7926 | x | 5 | 4. Significant | 10137 | Predictive Maintenance | 91.25
1011140 | Expansion Vessels | D (Very Poor): Asset runs a serious risk of imminent breakdown or poses a health and safety risk. | Category 3 (Recommended): Minor work required to prevent a deterioration of the service provided by the asset. | 15 | 2019-10-01 | 4.5667 | 50.911 | x | 5 | 4. Significant | 10137 | Predictive Maintenance | 91.25
1011141 | Electrical Services (excluding Electrical Controllers and Pneumatic Relays) | B (Average): Asset is sound, operationally safe and exhibits only minor deterioration. | Category 3 (Recommended): Minor work required to prevent a deterioration of the service provided by the asset. | 15 | 2023-09-22 | 0.59138 | 77.2115 | x | 5 | 4. Significant | 10137 | Predictive Maintenance | 91.25
1011142 | Air Handling Units - General | B (Average): Asset is sound, operationally safe and exhibits only minor deterioration. | Category 3 (Recommended): Minor work required to prevent a deterioration of the service provided by the asset. | 20 | 2017-06-26 | 6.8309 | 71.1691 | x | 5 | 3. Moderate | 10146 | Predictive Maintenance | 91.25
1011143 | Electrical Services (excluding Electrical Controllers and Pneumatic Relays) | B (Average): Asset is sound, operationally safe and exhibits only minor deterioration. | Category 3 (Recommended): Minor work required to prevent a deterioration of the service provided by the asset. | 15 | 2023-11-06 | 0.46817 | 77.3758 | x | 5 | 4. Significant | 10146 | Predictive Maintenance | 91.25
1011144 | Electrical Services (excluding Electrical Controllers and Pneumatic Relays) | B (Average): Asset is sound, operationally safe and exhibits only minor deterioration. | Category 3 (Recommended): Minor work required to prevent a deterioration of the service provided by the asset. | 15 | 2018-08-29 | 5.6564 | 70.4581 | x | 5 | 4. Significant | 10146 | Predictive Maintenance | 91.25
1011145 | Distribution Boards | B (Average): Asset is sound, operationally safe and exhibits only minor deterioration. | Category 3 (Recommended): Minor work required to prevent a deterioration of the service provided by the asset. | 20 | 2016-06-11 | 7.8713 | 74.1287 | x | 3 | 4. Significant | 12261 | Predictive Maintenance | 91.25
1011146 | Distribution Boards | B (Average): Asset is sound, operationally safe and exhibits only minor deterioration. | Category 3 (Recommended): Minor work required to prevent a deterioration of the service provided by the asset. | 20 | 2009-03-13 | 15.1184 | 66.8816 | x | 3 | 4. Significant | 12261 | Predictive Maintenance | 91.25
1011147 | Distribution Boards | B (Average): Asset is sound, operationally safe and exhibits only minor deterioration. | Category 3 (Recommended): Minor work required to prevent a deterioration of the service provided by the asset. | 20 | 2008-07-05 | 15.8056 | 66.1944 | x | 3 | 4. Significant | 12261 | Predictive Maintenance | 91.25
1011148 | Meter Reading - Electric | B (Average): Asset is sound, operationally safe and exhibits only minor deterioration. | Category 3 (Recommended): Minor work required to prevent a deterioration of the service provided by the asset. | 20 | 2005-09-02 | 18.6448 | 63.3552 | x | 3 | 2. Minor | 12261 | Predictive Maintenance | 182.5
1011149 | Meter Reading - Electric | B (Average): Asset is sound, operationally safe and exhibits only minor deterioration. | Category 3 (Recommended): Minor work required to prevent a deterioration of the service provided by the asset. | 20 | 2008-10-18 | 15.5181 | 66.4819 | x | 3 | 2. Minor | 12261 | Predictive Maintenance | 182.5
1011150 | Meter Reading - Electric | B (Average): Asset is sound, operationally safe and exhibits only minor deterioration. | Category 3 (Recommended): Minor work required to prevent a deterioration of the service provided by the asset. | 20 | 2018-06-03 | 5.8946 | 76.1054 | x | 3 | 2. Minor | 12261 | Predictive Maintenance | 182.5
1011151 | Meter Reading - Electric | B (Average): Asset is sound, operationally safe and exhibits only minor deterioration. | Category 3 (Recommended): Minor work required to prevent a deterioration of the service provided by the asset. | 20 | 2016-11-04 | 7.4716 | 74.5284 | x | 3 | 2. Minor | 12261 | Predictive Maintenance | 182.5
1011152 | Meter Reading - Electric | B (Average): Asset is sound, operationally safe and exhibits only minor deterioration. | Category 3 (Recommended): Minor work required to prevent a deterioration of the service provided by the asset. | 20 | 2023-01-07 | 1.2977 | 80.7023 | x | 3 | 2. Minor | 12261 | Predictive Maintenance | 182.5
1011153 | Meter Reading - Electric | B (Average): Asset is sound, operationally safe and exhibits only minor deterioration. | Category 3 (Recommended): Minor work required to prevent a deterioration of the service provided by the asset. | 20 | 2018-10-17 | 5.5222 | 76.4778 | x | 3 | 2. Minor | 12261 | Predictive Maintenance | 182.5
1011154 | Meter Reading - Electric | B (Average): Asset is sound, operationally safe and exhibits only minor deterioration. | Category 3 (Recommended): Minor work required to prevent a deterioration of the service provided by the asset. | 20 | 2014-07-20 | 9.7659 | 72.2341 | x | 3 | 2. Minor | 12261 | Predictive Maintenance | 182.5
1011155 | Meter Reading - Electric | B (Average): Asset is sound, operationally safe and exhibits only minor deterioration. | Category 3 (Recommended): Minor work required to prevent a deterioration of the service provided by the asset. | 20 | 2005-09-08 | 18.6283 | 63.3717 | x | 3 | 2. Minor | 12261 | Predictive Maintenance | 182.5
1011156 | Meter Reading - Electric | B (Average): Asset is sound, operationally safe and exhibits only minor deterioration. | Category 3 (Recommended): Minor work required to prevent a deterioration of the service provided by the asset. | 20 | 2021-01-06 | 3.2991 | 78.7009 | x | 3 | 2. Minor | 12261 | Predictive Maintenance | 182.5
1011157 | Meter Reading - Electric | B (Average): Asset is sound, operationally safe and exhibits only minor deterioration. | Category 3 (Recommended): Minor work required to prevent a deterioration of the service provided by the asset. | 20 | 2005-04-10 | 19.0418 | 62.9582 | x | 3 | 2. Minor | 12261 | Predictive Maintenance | 182.5
1011158 | Meter Reading - Electric | B (Average): Asset is sound, operationally safe and exhibits only minor deterioration. | Category 3 (Recommended): Minor work required to prevent a deterioration of the service provided by the asset. | 20 | 2011-07-27 | 12.7474 | 69.2526 | x | 3 | 2. Minor | 12261 | Predictive Maintenance | 182.5
1011159 | Meter Reading - Electric | B (Average): Asset is sound, operationally safe and exhibits only minor deterioration. | Category 3 (Recommended): Minor work required to prevent a deterioration of the service provided by the asset. | 20 | 2006-05-14 | 17.9493 | 64.0507 | x | 3 | 2. Minor | 12261 | Predictive Maintenance | 182.5
1011160 | Meter Reading - Electric | B (Average): Asset is sound, operationally safe and exhibits only minor deterioration. | Category 3 (Recommended): Minor work required to prevent a deterioration of the service provided by the asset. | 20 | 2006-01-26 | 18.245 | 63.755 | x | 3 | 2. Minor | 12261 | Predictive Maintenance | 182.5
1011161 | Meter Reading - Electric | B (Average): Asset is sound, operationally safe and exhibits only minor deterioration. | Category 3 (Recommended): Minor work required to prevent a deterioration of the service provided by the asset. | 20 | 2015-10-23 | 8.5065 | 73.4935 | x | 3 | 2. Minor | 12261 | Predictive Maintenance | 182.5
1011162 | Meter Reading - Electric | B (Average): Asset is sound, operationally safe and exhibits only minor deterioration. | Category 3 (Recommended): Minor work required to prevent a deterioration of the service provided by the asset. | 20 | 2016-06-11 | 7.8713 | 74.1287 | x | 3 | 2. Minor | 12261 | Predictive Maintenance | 182.5
1011163 | Meter Reading - Electric | B (Average): Asset is sound, operationally safe and exhibits only minor deterioration. | Category 3 (Recommended): Minor work required to prevent a deterioration of the service provided by the asset. | 20 | 2006-05-02 | 17.9822 | 64.0178 | x | 3 | 2. Minor | 12261 | Predictive Maintenance | 182.5
1011164 | Meter Reading - Electric | B (Average): Asset is sound, operationally safe and exhibits only minor deterioration. | Category 3 (Recommended): Minor work required to prevent a deterioration of the service provided by the asset. | 20 | 2007-02-15 | 17.191 | 64.809 | x | 3 | 2. Minor | 12261 | Predictive Maintenance | 182.5
1011165 | Meter Reading - Electric | B (Average): Asset is sound, operationally safe and exhibits only minor deterioration. | Category 3 (Recommended): Minor work required to prevent a deterioration of the service provided by the asset. | 20 | 2008-07-21 | 15.7618 | 66.2382 | x | 3 | 2. Minor | 12261 | Predictive Maintenance | 182.5
1011166 | Meter Reading - Electric | B (Average): Asset is sound, operationally safe and exhibits only minor deterioration. | Category 3 (Recommended): Minor work required to prevent a deterioration of the service provided by the asset. | 20 | 2005-12-09 | 18.3765 | 63.6235 | x | 3 | 2. Minor | 12261 | Predictive Maintenance | 182.5
1011167 | Meter Reading - Electric | B (Average): Asset is sound, operationally safe and exhibits only minor deterioration. | Category 3 (Recommended): Minor work required to prevent a deterioration of the service provided by the asset. | 20 | 2015-04-03 | 9.0623 | 72.9377 | x | 3 | 2. Minor | 12261 | Predictive Maintenance | 182.5
1011168 | Meter Reading - Electric | B (Average): Asset is sound, operationally safe and exhibits only minor deterioration. | Category 3 (Recommended): Minor work required to prevent a deterioration of the service provided by the asset. | 20 | 2007-04-24 | 17.0048 | 64.9952 | x | 3 | 2. Minor | 12261 | Predictive Maintenance | 182.5
1011169 | Meter Reading - Electric | B (Average): Asset is sound, operationally safe and exhibits only minor deterioration. | Category 3 (Recommended): Minor work required to prevent a deterioration of the service provided by the asset. | 20 | 2013-06-21 | 10.8446 | 71.1554 | x | 3 | 2. Minor | 12261 | Predictive Maintenance | 182.5
1011170 | Meter Reading - Electric | B (Average): Asset is sound, operationally safe and exhibits only minor deterioration. | Category 3 (Recommended): Minor work required to prevent a deterioration of the service provided by the asset. | 20 | 2011-07-06 | 12.8049 | 69.1951 | x | 3 | 2. Minor | 12261 | Predictive Maintenance | 182.5
1011171 | Meter Reading - Electric | B (Average): Asset is sound, operationally safe and exhibits only minor deterioration. | Category 3 (Recommended): Minor work required to prevent a deterioration of the service provided by the asset. | 20 | 2006-01-27 | 18.2423 | 63.7577 | x | 3 | 2. Minor | 12261 | Predictive Maintenance | 182.5
1011172 | Distribution Boards | B (Average): Asset is sound, operationally safe and exhibits only minor deterioration. | Category 3 (Recommended): Minor work required to prevent a deterioration of the service provided by the asset. | 20 | 2017-12-25 | 6.3326 | 75.6674 | x | 3 | 4. Significant | 12261 | Predictive Maintenance | 91.25
1011173 | Distribution Boards | B (Average): Asset is sound, operationally safe and exhibits only minor deterioration. | Category 3 (Recommended): Minor work required to prevent a deterioration of the service provided by the asset. | 20 | 2019-10-14 | 4.5311 | 77.4689 | x | 3 | 4. Significant | 12261 | Predictive Maintenance | 91.25
1011174 | Distribution Boards | B (Average): Asset is sound, operationally safe and exhibits only minor deterioration. | Category 3 (Recommended): Minor work required to prevent a deterioration of the service provided by the asset. | 20 | 2014-07-18 | 9.7714 | 72.2286 | x | 3 | 4. Significant | 12261 | Predictive Maintenance | 91.25
1011176 | Electric Boilers | D (Very Poor): Asset runs a serious risk of imminent breakdown or poses a health and safety risk. | Category 3 (Recommended): Minor work required to prevent a deterioration of the service provided by the asset. | 20 | 2017-08-15 | 6.694 | 58.306 | x | 1 | 4. Significant | 12253 | Predictive Maintenance | 91.25
1011177 | Terminal Units - Fan Coil | B (Average): Asset is sound, operationally safe and exhibits only minor deterioration. | Category 3 (Recommended): Minor work required to prevent a deterioration of the service provided by the asset. | 15 | 2019-09-28 | 4.5749 | 71.9001 | x | 5 | 4. Significant | 12085 | Predictive Maintenance | 91.25
1011178 | Terminal Units - Fan Coil | B (Average): Asset is sound, operationally safe and exhibits only minor deterioration. | Category 3 (Recommended): Minor work required to prevent a deterioration of the service provided by the asset. | 15 | 2010-11-17 | 13.4374 | 62.0835 | x | 4 | 4. Significant | 12262 | Predictive Maintenance | 91.25
1011179 | Terminal Units - Fan Coil | B (Average): Asset is sound, operationally safe and exhibits only minor deterioration. | Category 3 (Recommended): Minor work required to prevent a deterioration of the service provided by the asset. | 15 | 2012-11-25 | 11.4141 | 70.7812 | x | 1 | 4. Significant | 12263 | Predictive Maintenance | 91.25
1011187 | Automatic Transfer Switch | B (Average): Asset is sound, operationally safe and exhibits only minor deterioration. | Category 3 (Recommended): Minor work required to prevent a deterioration of the service provided by the asset. | 15 | 2013-02-26 | 11.1595 | 65.1207 | x | 4 | 4. Significant | 12204 | Predictive Maintenance | 91.25
1011188 | Uninterruptible Power Supplies | B (Average): Asset is sound, operationally safe and exhibits only minor deterioration. | Category 3 (Recommended): Minor work required to prevent a deterioration of the service provided by the asset. | 20 | 2024-01-02 | 0.31211 | 79.6879 | x | 4 | 5. Severe | 12204 | Predictive Maintenance | 28
1011189 | Isolators/Starters/Fuse Switches | B (Average): Asset is sound, operationally safe and exhibits only minor deterioration. | Category 3 (Recommended): Minor work required to prevent a deterioration of the service provided by the asset. | 5 | 2022-06-16 | 1.859 | 72.564 | x | 4 | 3. Moderate | 12204 | Predictive Maintenance | 91.25
1011191 | Uninterruptible Power Supplies | B (Average): Asset is sound, operationally safe and exhibits only minor deterioration. | Category 3 (Recommended): Minor work required to prevent a deterioration of the service provided by the asset. | 20 | 2020-08-02 | 3.729 | 76.271 | x | 4 | 5. Severe | 12204 | Predictive Maintenance | 28
1011193 | Sliding Doors | B (Average): Asset is sound, operationally safe and exhibits only minor deterioration. | Category 3 (Recommended): Minor work required to prevent a deterioration of the service provided by the asset. | 15 | 2022-08-21 | 1.6783 | 79.7623 | x | 3 | 3. Moderate | 12264 | Predictive Maintenance | 91.25
1011195 | Roller Shutter Doors | B (Average): Asset is sound, operationally safe and exhibits only minor deterioration. | Category 3 (Recommended): Minor work required to prevent a deterioration of the service provided by the asset. | 15 | 2010-06-24 | 13.8371 | 63.5505 | x | 3 | 3. Moderate | 12265 | Predictive Maintenance | 91.25
1011197 | Smoke Relief - Powered Smoke and Heat Exhaust Ventilators | B (Average): Asset is sound, operationally safe and exhibits only minor deterioration. | Category 3 (Recommended): Minor work required to prevent a deterioration of the service provided by the asset. | 30 | 2019-06-18 | 4.8542 | 78.7639 | x | 3 | 5. Severe | 12266 | Predictive Maintenance | 28
1011198 | Emergency Voice Communication (EVC) Systems | B (Average): Asset is sound, operationally safe and exhibits only minor deterioration. | Category 3 (Recommended): Minor work required to prevent a deterioration of the service provided by the asset. | 15 | 2019-03-26 | 5.0842 | 75.2211 | x | 3 | 5. Severe | 12266 | Predictive Maintenance | 28
1011199 | Fire Alarms - Associated Equipment | B (Average): Asset is sound, operationally safe and exhibits only minor deterioration. | Category 3 (Recommended): Minor work required to prevent a deterioration of the service provided by the asset. | 10 | 2019-07-03 | 4.8131 | 72.3737 | x | 3 | 5. Severe | 10141 | Predictive Maintenance | 28
1011200 | Fire Alarms - Associated Equipment | B (Average): Asset is sound, operationally safe and exhibits only minor deterioration. | Category 3 (Recommended): Minor work required to prevent a deterioration of the service provided by the asset. | 10 | 2021-07-17 | 2.7734 | 76.4531 | x | 3 | 5. Severe | 10141 | Predictive Maintenance | 28
1011201 | Distribution Boards | B (Average): Asset is sound, operationally safe and exhibits only minor deterioration. | Category 3 (Recommended): Minor work required to prevent a deterioration of the service provided by the asset. | 20 | 2021-02-10 | 3.2033 | 78.7967 | x | 3 | 4. Significant | 10140 | Predictive Maintenance | 91.25
1011202 | Distribution Boards | B (Average): Asset is sound, operationally safe and exhibits only minor deterioration. | Category 3 (Recommended): Minor work required to prevent a deterioration of the service provided by the asset. | 20 | 2004-02-24 | 20.167 | 61.833 | x | 3 | 4. Significant | 10140 | Predictive Maintenance | 91.25
1011203 | Maximum Demand and Power Factor Correction | U (Unverified): Further investigation required. | Category U (Unverified Asset): Further investigation required to identify asset. | 20 | 2016-01-09 | 8.293 | 59.707 | x | 3 | 4. Significant | 10140 | Predictive Maintenance | 14
1011204 | Meter Reading - Electric | B (Average): Asset is sound, operationally safe and exhibits only minor deterioration. | Category 3 (Recommended): Minor work required to prevent a deterioration of the service provided by the asset. | 20 | 2013-05-25 | 10.9185 | 71.0815 | x | 3 | 2. Minor | 10140 | Predictive Maintenance | 182.5
1011205 | Meter Reading - Electric | B (Average): Asset is sound, operationally safe and exhibits only minor deterioration. | Category 3 (Recommended): Minor work required to prevent a deterioration of the service provided by the asset. | 20 | 2008-12-04 | 15.3895 | 66.6105 | x | 3 | 2. Minor | 10140 | Predictive Maintenance | 182.5
1011206 | Meter Reading - Electric | B (Average): Asset is sound, operationally safe and exhibits only minor deterioration. | Category 3 (Recommended): Minor work required to prevent a deterioration of the service provided by the asset. | 20 | 2012-04-24 | 12.0027 | 69.9973 | x | 3 | 2. Minor | 10140 | Predictive Maintenance | 182.5
1011207 | Distribution Boards | B (Average): Asset is sound, operationally safe and exhibits only minor deterioration. | Category 3 (Recommended): Minor work required to prevent a deterioration of the service provided by the asset. | 20 | 2016-10-04 | 7.5565 | 74.4435 | x | 3 | 4. Significant | 10140 | Predictive Maintenance | 91.25
1011209 | Room Air Conditioners | B (Average): Asset is sound, operationally safe and exhibits only minor deterioration. | Category 3 (Recommended): Minor work required to prevent a deterioration of the service provided by the asset. | 15 | 2014-06-06 | 9.8864 | 68.8182 | x | 3 | 3. Moderate | 12267 | Predictive Maintenance | 91.25
1011210 | Room Air Conditioners | B (Average): Asset is sound, operationally safe and exhibits only minor deterioration. | Category 3 (Recommended): Minor work required to prevent a deterioration of the service provided by the asset. | 15 | 2020-02-09 | 4.2081 | 76.3892 | x | 3 | 3. Moderate | 12267 | Predictive Maintenance | 91.25
1011211 | Distribution Boards | B (Average): Asset is sound, operationally safe and exhibits only minor deterioration. | Category 3 (Recommended): Minor work required to prevent a deterioration of the service provided by the asset. | 20 | 2004-02-10 | 20.2053 | 61.7947 | x | 3 | 4. Significant | 12268 | Predictive Maintenance | 91.25
1011212 | Kitchen Hood Fire Suppression | B (Average): Asset is sound, operationally safe and exhibits only minor deterioration. | Category 3 (Recommended): Minor work required to prevent a deterioration of the service provided by the asset. | 20 | 2021-07-03 | 2.8118 | 79.1882 | x | 3 | 5. Severe | 12268 | Predictive Maintenance | 28
1011213 | Distribution Boards | B (Average): Asset is sound, operationally safe and exhibits only minor deterioration. | Category 3 (Recommended): Minor work required to prevent a deterioration of the service provided by the asset. | 20 | 2019-02-27 | 5.1581 | 76.8419 | x | 3 | 4. Significant | 12269 | Predictive Maintenance | 91.25
1011214 | Distribution Boards | B (Average): Asset is sound, operationally safe and exhibits only minor deterioration. | Category 3 (Recommended): Minor work required to prevent a deterioration of the service provided by the asset. | 20 | 2012-09-07 | 11.6304 | 70.3696 | x | 3 | 4. Significant | 12269 | Predictive Maintenance | 91.25
1011219 | Meter Reading - Electric | A (Good): Asset is as new and can be expected to perform adequately to its full normal life if maintained appropriately. | Category 4 (Normal): No work required beyond normal maintenance. | 20 | 2008-04-17 | 16.0219 | 79.9781 | x | 3 | 2. Minor | 12272 | Predictive Maintenance | 365
1011220 | Meter Reading - Electric | A (Good): Asset is as new and can be expected to perform adequately to its full normal life if maintained appropriately. | Category 4 (Normal): No work required beyond normal maintenance. | 20 | 2013-03-01 | 11.1513 | 84.8487 | x | 3 | 2. Minor | 12272 | Predictive Maintenance | 365
1011221 | Meter Reading - Electric | A (Good): Asset is as new and can be expected to perform adequately to its full normal life if maintained appropriately. | Category 4 (Normal): No work required beyond normal maintenance. | 20 | 2015-12-04 | 8.3915 | 87.6085 | x | 3 | 2. Minor | 12272 | Predictive Maintenance | 365
1011222 | Meter Reading - Electric | A (Good): Asset is as new and can be expected to perform adequately to its full normal life if maintained appropriately. | Category 4 (Normal): No work required beyond normal maintenance. | 20 | 2019-12-15 | 4.3614 | 91.6386 | x | 3 | 2. Minor | 12272 | Predictive Maintenance | 365
1011223 | Meter Reading - Electric | A (Good): Asset is as new and can be expected to perform adequately to its full normal life if maintained appropriately. | Category 4 (Normal): No work required beyond normal maintenance. | 20 | 2016-01-26 | 8.2464 | 87.7536 | x | 3 | 2. Minor | 12272 | Predictive Maintenance | 365
1011224 | Meter Reading - Electric | A (Good): Asset is as new and can be expected to perform adequately to its full normal life if maintained appropriately. | Category 4 (Normal): No work required beyond normal maintenance. | 20 | 2016-05-10 | 7.9589 | 88.0411 | x | 3 | 2. Minor | 12272 | Predictive Maintenance | 365
1011231 | Meter Reading - Electric | A (Good): Asset is as new and can be expected to perform adequately to its full normal life if maintained appropriately. | Category 4 (Normal): No work required beyond normal maintenance. | 20 | 2009-06-08 | 14.8802 | 81.1198 | x | 3 | 2. Minor | 12272 | Predictive Maintenance | 365
1011232 | Meter Reading - Electric | A (Good): Asset is as new and can be expected to perform adequately to its full normal life if maintained appropriately. | Category 4 (Normal): No work required beyond normal maintenance. | 20 | 2006-03-25 | 18.0862 | 77.9138 | x | 3 | 2. Minor | 12272 | Predictive Maintenance | 365
1011233 | Meter Reading - Electric | A (Good): Asset is as new and can be expected to perform adequately to its full normal life if maintained appropriately. | Category 4 (Normal): No work required beyond normal maintenance. | 20 | 2008-05-28 | 15.9097 | 80.0903 | x | 3 | 2. Minor | 12272 | Predictive Maintenance | 365
1011234 | Meter Reading - Electric | A (Good): Asset is as new and can be expected to perform adequately to its full normal life if maintained appropriately. | Category 4 (Normal): No work required beyond normal maintenance. | 20 | 2014-08-31 | 9.6509 | 86.3491 | x | 3 | 2. Minor | 12272 | Predictive Maintenance | 365
1011235 | Meter Reading - Electric | A (Good): Asset is as new and can be expected to perform adequately to its full normal life if maintained appropriately. | Category 4 (Normal): No work required beyond normal maintenance. | 20 | 2009-05-20 | 14.9322 | 81.0678 | x | 3 | 2. Minor | 12272 | Predictive Maintenance | 365
1011236 | Meter Reading - Electric | A (Good): Asset is as new and can be expected to perform adequately to its full normal life if maintained appropriately. | Category 4 (Normal): No work required beyond normal maintenance. | 20 | 2008-01-14 | 16.2793 | 79.7207 | x | 3 | 2. Minor | 12272 | Predictive Maintenance | 365
1011237 | Meter Reading - Electric | A (Good): Asset is as new and can be expected to perform adequately to its full normal life if maintained appropriately. | Category 4 (Normal): No work required beyond normal maintenance. | 20 | 2016-10-26 | 7.4962 | 88.5038 | x | 3 | 2. Minor | 12272 | Predictive Maintenance | 365
1011238 | Meter Reading - Electric | A (Good): Asset is as new and can be expected to perform adequately to its full normal life if maintained appropriately. | Category 4 (Normal): No work required beyond normal maintenance. | 20 | 2011-11-22 | 12.4244 | 83.5756 | x | 3 | 2. Minor | 12272 | Predictive Maintenance | 365
1011239 | Meter Reading - Electric | A (Good): Asset is as new and can be expected to perform adequately to its full normal life if maintained appropriately. | Category 4 (Normal): No work required beyond normal maintenance. | 20 | 2023-01-27 | 1.243 | 94.757 | x | 3 | 2. Minor | 12272 | Predictive Maintenance | 365
1011240 | Meter Reading - Electric | A (Good): Asset is as new and can be expected to perform adequately to its full normal life if maintained appropriately. | Category 4 (Normal): No work required beyond normal maintenance. | 20 | 2022-06-02 | 1.8973 | 94.1027 | x | 3 | 2. Minor | 12272 | Predictive Maintenance | 365
1011241 | Meter Reading - Electric | A (Good): Asset is as new and can be expected to perform adequately to its full normal life if maintained appropriately. | Category 4 (Normal): No work required beyond normal maintenance. | 20 | 2019-09-01 | 4.6489 | 91.3511 | x | 3 | 2. Minor | 12272 | Predictive Maintenance | 365
1011242 | Meter Reading - Electric | A (Good): Asset is as new and can be expected to perform adequately to its full normal life if maintained appropriately. | Category 4 (Normal): No work required beyond normal maintenance. | 20 | 2023-08-03 | 0.72827 | 95.2717 | x | 3 | 2. Minor | 12272 | Predictive Maintenance | 365
1011243 | Meter Reading - Electric | A (Good): Asset is as new and can be expected to perform adequately to its full normal life if maintained appropriately. | Category 4 (Normal): No work required beyond normal maintenance. | 20 | 2016-06-26 | 7.8303 | 88.1697 | x | 3 | 2. Minor | 12272 | Predictive Maintenance | 365
1011244 | Meter Reading - Electric | A (Good): Asset is as new and can be expected to perform adequately to its full normal life if maintained appropriately. | Category 4 (Normal): No work required beyond normal maintenance. | 20 | 2021-05-11 | 2.9569 | 93.0431 | x | 3 | 2. Minor | 12272 | Predictive Maintenance | 365
1011245 | Meter Reading - Electric | A (Good): Asset is as new and can be expected to perform adequately to its full normal life if maintained appropriately. | Category 4 (Normal): No work required beyond normal maintenance. | 20 | 2020-06-14 | 3.8631 | 92.1369 | x | 3 | 2. Minor | 12272 | Predictive Maintenance | 365
1011246 | Meter Reading - Electric | A (Good): Asset is as new and can be expected to perform adequately to its full normal life if maintained appropriately. | Category 4 (Normal): No work required beyond normal maintenance. | 20 | 2007-05-07 | 16.9692 | 79.0308 | x | 3 | 2. Minor | 12272 | Predictive Maintenance | 365
1011247 | Meter Reading - Electric | A (Good): Asset is as new and can be expected to perform adequately to its full normal life if maintained appropriately. | Category 4 (Normal): No work required beyond normal maintenance. | 20 | 2013-12-09 | 10.3765 | 85.6235 | x | 3 | 2. Minor | 12272 | Predictive Maintenance | 365
1011248 | Meter Reading - Electric | A (Good): Asset is as new and can be expected to perform adequately to its full normal life if maintained appropriately. | Category 4 (Normal): No work required beyond normal maintenance. | 20 | 2021-07-20 | 2.7652 | 93.2348 | x | 3 | 2. Minor | 12272 | Predictive Maintenance | 365
1011249 | Meter Reading - Electric | A (Good): Asset is as new and can be expected to perform adequately to its full normal life if maintained appropriately. | Category 4 (Normal): No work required beyond normal maintenance. | 20 | 2018-05-17 | 5.9411 | 90.0589 | x | 3 | 2. Minor | 12272 | Predictive Maintenance | 365
1011250 | Meter Reading - Electric | A (Good): Asset is as new and can be expected to perform adequately to its full normal life if maintained appropriately. | Category 4 (Normal): No work required beyond normal maintenance. | 20 | 2009-03-22 | 15.0938 | 80.9062 | x | 3 | 2. Minor | 12272 | Predictive Maintenance | 365
1011251 | Meter Reading - Electric | A (Good): Asset is as new and can be expected to perform adequately to its full normal life if maintained appropriately. | Category 4 (Normal): No work required beyond normal maintenance. | 20 | 2010-10-28 | 13.4921 | 82.5079 | x | 3 | 2. Minor | 12272 | Predictive Maintenance | 365
1011252 | Meter Reading - Electric | A (Good): Asset is as new and can be expected to perform adequately to its full normal life if maintained appropriately. | Category 4 (Normal): No work required beyond normal maintenance. | 20 | 2005-03-17 | 19.1075 | 76.8925 | x | 3 | 2. Minor | 12272 | Predictive Maintenance | 365
1011253 | Meter Reading - Electric | A (Good): Asset is as new and can be expected to perform adequately to its full normal life if maintained appropriately. | Category 4 (Normal): No work required beyond normal maintenance. | 20 | 2018-06-05 | 5.8891 | 90.1109 | x | 3 | 2. Minor | 12272 | Predictive Maintenance | 365
1011254 | Meter Reading - Electric | A (Good): Asset is as new and can be expected to perform adequately to its full normal life if maintained appropriately. | Category 4 (Normal): No work required beyond normal maintenance. | 20 | 2014-09-29 | 9.5715 | 86.4285 | x | 3 | 2. Minor | 12272 | Predictive Maintenance | 365
1011255 | Meter Reading - Electric | A (Good): Asset is as new and can be expected to perform adequately to its full normal life if maintained appropriately. | Category 4 (Normal): No work required beyond normal maintenance. | 20 | 2019-11-06 | 4.4682 | 91.5318 | x | 3 | 2. Minor | 12272 | Predictive Maintenance | 365
1011256 | Meter Reading - Electric | A (Good): Asset is as new and can be expected to perform adequately to its full normal life if maintained appropriately. | Category 4 (Normal): No work required beyond normal maintenance. | 20 | 2007-01-22 | 17.2567 | 78.7433 | x | 3 | 2. Minor | 12272 | Predictive Maintenance | 365
1011257 | Meter Reading - Electric | A (Good): Asset is as new and can be expected to perform adequately to its full normal life if maintained appropriately. | Category 4 (Normal): No work required beyond normal maintenance. | 20 | 2010-10-05 | 13.5551 | 82.4449 | x | 3 | 2. Minor | 12272 | Predictive Maintenance | 365
1011258 | Meter Reading - Electric | A (Good): Asset is as new and can be expected to perform adequately to its full normal life if maintained appropriately. | Category 4 (Normal): No work required beyond normal maintenance. | 20 | 2005-02-18 | 19.1814 | 76.8186 | x | 3 | 2. Minor | 12272 | Predictive Maintenance | 365
1011259 | Meter Reading - Electric | A (Good): Asset is as new and can be expected to perform adequately to its full normal life if maintained appropriately. | Category 4 (Normal): No work required beyond normal maintenance. | 20 | 2021-01-29 | 3.2361 | 92.7639 | x | 3 | 2. Minor | 12272 | Predictive Maintenance | 365
1011260 | Meter Reading - Electric | A (Good): Asset is as new and can be expected to perform adequately to its full normal life if maintained appropriately. | Category 4 (Normal): No work required beyond normal maintenance. | 20 | 2019-12-28 | 4.3258 | 91.6742 | x | 3 | 2. Minor | 12272 | Predictive Maintenance | 365
1011261 | Meter Reading - Electric | A (Good): Asset is as new and can be expected to perform adequately to its full normal life if maintained appropriately. | Category 4 (Normal): No work required beyond normal maintenance. | 20 | 2009-08-17 | 14.6886 | 81.3114 | x | 3 | 2. Minor | 12272 | Predictive Maintenance | 365
1011262 | Meter Reading - Electric | A (Good): Asset is as new and can be expected to perform adequately to its full normal life if maintained appropriately. | Category 4 (Normal): No work required beyond normal maintenance. | 20 | 2011-02-10 | 13.2047 | 82.7953 | x | 3 | 2. Minor | 12272 | Predictive Maintenance | 365
1011263 | Meter Reading - Electric | A (Good): Asset is as new and can be expected to perform adequately to its full normal life if maintained appropriately. | Category 4 (Normal): No work required beyond normal maintenance. | 20 | 2013-10-10 | 10.5407 | 85.4593 | x | 3 | 2. Minor | 12272 | Predictive Maintenance | 365
1011264 | Meter Reading - Electric | A (Good): Asset is as new and can be expected to perform adequately to its full normal life if maintained appropriately. | Category 4 (Normal): No work required beyond normal maintenance. | 20 | 2019-12-15 | 4.3614 | 91.6386 | x | 3 | 2. Minor | 12272 | Predictive Maintenance | 365
1011265 | Meter Reading - Electric | A (Good): Asset is as new and can be expected to perform adequately to its full normal life if maintained appropriately. | Category 4 (Normal): No work required beyond normal maintenance. | 20 | 2021-01-17 | 3.269 | 92.731 | x | 3 | 2. Minor | 12272 | Predictive Maintenance | 365
1011266 | Distribution Boards | B (Average): Asset is sound, operationally safe and exhibits only minor deterioration. | Category 3 (Recommended): Minor work required to prevent a deterioration of the service provided by the asset. | 20 | 2018-09-05 | 5.6372 | 76.3628 | x | 3 | 4. Significant | 12272 | Predictive Maintenance | 91.25
1011267 | Automated Swing Gates (Yard Gates) | B (Average): Asset is sound, operationally safe and exhibits only minor deterioration. | Category 3 (Recommended): Minor work required to prevent a deterioration of the service provided by the asset. | 20 | 2005-02-13 | 19.1951 | 62.8049 | x | 3 | 3. Moderate | 12274 | Predictive Maintenance | 91.25
1011268 | Automated Swing Gates (Yard Gates) | B (Average): Asset is sound, operationally safe and exhibits only minor deterioration. | Category 3 (Recommended): Minor work required to prevent a deterioration of the service provided by the asset. | 20 | 2011-04-15 | 13.0294 | 68.9706 | x | 3 | 3. Moderate | 12121 | Predictive Maintenance | 91.25
1011269 | Turnstile - Tripod Type | B (Average): Asset is sound, operationally safe and exhibits only minor deterioration. | Category 3 (Recommended): Minor work required to prevent a deterioration of the service provided by the asset. | 15 | 2016-09-21 | 7.5921 | 71.8773 | x | 3 | 3. Moderate | 12121 | Predictive Maintenance | 91.25
1011270 | Turnstile - Tripod Type | B (Average): Asset is sound, operationally safe and exhibits only minor deterioration. | Category 3 (Recommended): Minor work required to prevent a deterioration of the service provided by the asset. | 15 | 2023-02-16 | 1.1882 | 80.4157 | x | 3 | 3. Moderate | 12121 | Predictive Maintenance | 91.25
1011271 | Reach Truck | B (Average): Asset is sound, operationally safe and exhibits only minor deterioration. | Category 3 (Recommended): Minor work required to prevent a deterioration of the service provided by the asset. | 10 | 2020-11-13 | 3.447 | 75.1061 | x | 3 | 4. Significant | 12121 | Predictive Maintenance | 91.25
1011273 | Turnstile - Tripod Type | B (Average): Asset is sound, operationally safe and exhibits only minor deterioration. | Category 3 (Recommended): Minor work required to prevent a deterioration of the service provided by the asset. | 15 | 2020-03-22 | 4.0931 | 76.5426 | x | 3 | 3. Moderate | 12274 | Predictive Maintenance | 91.25
1011274 | Distribution Boards | B (Average): Asset is sound, operationally safe and exhibits only minor deterioration. | Category 3 (Recommended): Minor work required to prevent a deterioration of the service provided by the asset. | 20 | 2010-07-02 | 13.8152 | 68.1848 | x | 3 | 4. Significant | 12275 | Predictive Maintenance | 91.25
1011275 | Insect Killer | B (Average): Asset is sound, operationally safe and exhibits only minor deterioration. | Category 3 (Recommended): Minor work required to prevent a deterioration of the service provided by the asset. | 8 | 2018-10-19 | 5.5168 | 68.2081 | x | 3 | 2. Minor | 12275 | Predictive Maintenance | 182.5
1011276 | Electrical Services (excluding Electrical Controllers and Pneumatic Relays) | B (Average): Asset is sound, operationally safe and exhibits only minor deterioration. | Category 3 (Recommended): Minor work required to prevent a deterioration of the service provided by the asset. | 15 | 2019-06-28 | 4.8268 | 75.5642 | x | 3 | 4. Significant | 12276 | Predictive Maintenance | 91.25
1011277 | Traction Lifts | B (Average): Asset is sound, operationally safe and exhibits only minor deterioration. | Category 3 (Recommended): Minor work required to prevent a deterioration of the service provided by the asset. | 20 | 2009-11-08 | 14.4613 | 67.5387 | x | 3 | 4. Significant | 12277 | Predictive Maintenance | 91.25
1011278 | Fire Alarm System | A (Good): Asset is as new and can be expected to perform adequately to its full normal life if maintained appropriately. | Category 4 (Normal): No work required beyond normal maintenance. | 15 | 2013-05-23 | 10.924 | 81.4346 | x | 3 | 5. Severe | 12277 | Predictive Maintenance | 162.5
1011280 | Atmospheric Gas Burner - Free Standing Boiler | B (Average): Asset is sound, operationally safe and exhibits only minor deterioration. | Category 3 (Recommended): Minor work required to prevent a deterioration of the service provided by the asset. | 20 | 2012-09-26 | 11.5784 | 74.4216 | x | 1 | 4. Significant | 10074 | Predictive Maintenance | 91.25
1011281 | Atmospheric Gas Burners | B (Average): Asset is sound, operationally safe and exhibits only minor deterioration. | Category 3 (Recommended): Minor work required to prevent a deterioration of the service provided by the asset. | 20 | 2016-09-04 | 7.6386 | 78.3614 | x | 1 | 4. Significant | 10074 | Predictive Maintenance | 91.25
1011282 | Atmospheric Gas Burner - Free Standing Boiler | B (Average): Asset is sound, operationally safe and exhibits only minor deterioration. | Category 3 (Recommended): Minor work required to prevent a deterioration of the service provided by the asset. | 20 | 2015-11-22 | 8.4244 | 77.5756 | x | 1 | 4. Significant | 10074 | Predictive Maintenance | 91.25
1011283 | Atmospheric Gas Burners | B (Average): Asset is sound, operationally safe and exhibits only minor deterioration. | Category 3 (Recommended): Minor work required to prevent a deterioration of the service provided by the asset. | 20 | 2011-03-22 | 13.0951 | 72.9049 | x | 1 | 4. Significant | 10074 | Predictive Maintenance | 91.25
1011284 | Outstations | B (Average): Asset is sound, operationally safe and exhibits only minor deterioration. | Category 3 (Recommended): Minor work required to prevent a deterioration of the service provided by the asset. | 10 | 2021-03-02 | 3.1485 | 79.7029 | x | 1 | 4. Significant | 10074 | Predictive Maintenance | 91.25
1011286 | Expansion Vessels | B (Average): Asset is sound, operationally safe and exhibits only minor deterioration. | Category 3 (Recommended): Minor work required to prevent a deterioration of the service provided by the asset. | 15 | 2023-03-20 | 1.1006 | 84.5325 | x | 1 | 4. Significant | 10074 | Predictive Maintenance | 91.25
1011288 | Chemical Dosing | U (Unverified): Further investigation required. | Category U (Unverified Asset): Further investigation required to identify asset. | 10 | 2020-12-14 | 3.3621 | 65.2758 | x | 1 | 4. Significant | 10074 | Predictive Maintenance | 14
1011289 | Outstations | B (Average): Asset is sound, operationally safe and exhibits only minor deterioration. | Category 3 (Recommended): Minor work required to prevent a deterioration of the service provided by the asset. | 10 | 2024-01-19 | 0.26557 | 85.4689 | x | 1 | 4. Significant | 10074 | Predictive Maintenance | 91.25
1011290 | Cold Water Storage Tanks and Cisterns | B (Average): Asset is sound, operationally safe and exhibits only minor deterioration. | Category 3 (Recommended): Minor work required to prevent a deterioration of the service provided by the asset. | 25 | 2015-01-01 | 9.3142 | 78.5487 | x | 1 | 4. Significant | 12279 | Predictive Maintenance | 91.25
1011293 | Meter Reading - Electric | B (Average): Asset is sound, operationally safe and exhibits only minor deterioration. | Category 3 (Recommended): Minor work required to prevent a deterioration of the service provided by the asset. | 20 | 2010-03-21 | 14.0972 | 71.9028 | x | 1 | 2. Minor | 12280 | Predictive Maintenance | 182.5
1011294 | Meter Reading - Electric | B (Average): Asset is sound, operationally safe and exhibits only minor deterioration. | Category 3 (Recommended): Minor work required to prevent a deterioration of the service provided by the asset. | 20 | 2007-02-25 | 17.1636 | 68.8364 | x | 1 | 2. Minor | 12280 | Predictive Maintenance | 182.5
1011295 | Meter Reading - Electric | B (Average): Asset is sound, operationally safe and exhibits only minor deterioration. | Category 3 (Recommended): Minor work required to prevent a deterioration of the service provided by the asset. | 20 | 2016-01-27 | 8.2437 | 77.7563 | x | 1 | 2. Minor | 12280 | Predictive Maintenance | 182.5
1011303 | Pumps - General | B (Average): Asset is sound, operationally safe and exhibits only minor deterioration. | Category 3 (Recommended): Minor work required to prevent a deterioration of the service provided by the asset. | 20 | 2010-02-19 | 14.1793 | 71.8207 | x | 1 | 4. Significant | 10897 | Predictive Maintenance | 91.25
1011304 | Pumps - General | B (Average): Asset is sound, operationally safe and exhibits only minor deterioration. | Category 3 (Recommended): Minor work required to prevent a deterioration of the service provided by the asset. | 20 | 2018-11-24 | 5.4182 | 80.5818 | x | 1 | 4. Significant | 10897 | Predictive Maintenance | 91.25
1011305 | Pumps - General | B (Average): Asset is sound, operationally safe and exhibits only minor deterioration. | Category 3 (Recommended): Minor work required to prevent a deterioration of the service provided by the asset. | 20 | 2012-10-31 | 11.4825 | 74.5175 | x | 1 | 4. Significant | 12124 | Predictive Maintenance | 91.25
1011306 | Room Air Conditioners | B (Average): Asset is sound, operationally safe and exhibits only minor deterioration. | Category 3 (Recommended): Minor work required to prevent a deterioration of the service provided by the asset. | 15 | 2019-08-07 | 4.7173 | 79.7102 | x | 1 | 3. Moderate | 12124 | Predictive Maintenance | 91.25
1011308 | Outstations | B (Average): Asset is sound, operationally safe and exhibits only minor deterioration. | Category 3 (Recommended): Minor work required to prevent a deterioration of the service provided by the asset. | 10 | 2022-07-23 | 1.7577 | 78.4846 | x | 3 | 4. Significant | 12132 | Predictive Maintenance | 91.25
1011309 | Speed Controllers | B (Average): Asset is sound, operationally safe and exhibits only minor deterioration. | Category 3 (Recommended): Minor work required to prevent a deterioration of the service provided by the asset. | 15 | 2020-05-21 | 3.9288 | 76.7616 | x | 3 | 4. Significant | 12132 | Predictive Maintenance | 91.25
1011310 | Speed Controllers | B (Average): Asset is sound, operationally safe and exhibits only minor deterioration. | Category 3 (Recommended): Minor work required to prevent a deterioration of the service provided by the asset. | 15 | 2016-11-25 | 7.4141 | 72.1145 | x | 3 | 4. Significant | 12132 | Predictive Maintenance | 91.25
1011311 | Distribution Boards | B (Average): Asset is sound, operationally safe and exhibits only minor deterioration. | Category 3 (Recommended): Minor work required to prevent a deterioration of the service provided by the asset. | 20 | 2005-03-17 | 19.1075 | 62.8925 | x | 3 | 4. Significant | 12132 | Predictive Maintenance | 91.25
1011312 | Traction Lifts | B (Average): Asset is sound, operationally safe and exhibits only minor deterioration. | Category 3 (Recommended): Minor work required to prevent a deterioration of the service provided by the asset. | 20 | 2014-06-23 | 9.8398 | 72.1602 | x | 3 | 4. Significant | 12283 | Predictive Maintenance | 91.25
1011313 | Outstations | B (Average): Asset is sound, operationally safe and exhibits only minor deterioration. | Category 3 (Recommended): Minor work required to prevent a deterioration of the service provided by the asset. | 10 | 2021-04-25 | 3.0007 | 75.9986 | x | 3 | 4. Significant | 12284 | Predictive Maintenance | 91.25
1011314 | Air Handling Units - General | B (Average): Asset is sound, operationally safe and exhibits only minor deterioration. | Category 3 (Recommended): Minor work required to prevent a deterioration of the service provided by the asset. | 20 | 2010-06-25 | 13.8344 | 68.1656 | x | 3 | 3. Moderate | 12284 | Predictive Maintenance | 91.25
1011315 | Air Handling Units - General | B (Average): Asset is sound, operationally safe and exhibits only minor deterioration. | Category 3 (Recommended): Minor work required to prevent a deterioration of the service provided by the asset. | 20 | 2013-06-14 | 10.8638 | 71.1362 | x | 3 | 3. Moderate | 12284 | Predictive Maintenance | 91.25
1011316 | Roller Shutter Doors | B (Average): Asset is sound, operationally safe and exhibits only minor deterioration. | Category 3 (Recommended): Minor work required to prevent a deterioration of the service provided by the asset. | 15 | 2015-01-06 | 9.3005 | 71.5994 | x | 2 | 3. Moderate | 12136 | Predictive Maintenance | 91.25
1011317 | Distribution Boards | B (Average): Asset is sound, operationally safe and exhibits only minor deterioration. | Category 3 (Recommended): Minor work required to prevent a deterioration of the service provided by the asset. | 20 | 2014-04-02 | 10.0643 | 73.9357 | x | 2 | 4. Significant | 12285 | Predictive Maintenance | 91.25
1011318 | Distribution Boards | B (Average): Asset is sound, operationally safe and exhibits only minor deterioration. | Category 3 (Recommended): Minor work required to prevent a deterioration of the service provided by the asset. | 20 | 2020-06-26 | 3.8303 | 80.1697 | x | 2 | 4. Significant | 12285 | Predictive Maintenance | 91.25
1011319 | Distribution Boards | B (Average): Asset is sound, operationally safe and exhibits only minor deterioration. | Category 3 (Recommended): Minor work required to prevent a deterioration of the service provided by the asset. | 20 | 2007-04-03 | 17.0623 | 66.9377 | x | 2 | 4. Significant | 12285 | Predictive Maintenance | 91.25
1011320 | Distribution Boards | B (Average): Asset is sound, operationally safe and exhibits only minor deterioration. | Category 3 (Recommended): Minor work required to prevent a deterioration of the service provided by the asset. | 20 | 2014-12-01 | 9.399 | 74.601 | x | 2 | 4. Significant | 12138 | Predictive Maintenance | 91.25
1011321 | Distribution Boards | B (Average): Asset is sound, operationally safe and exhibits only minor deterioration. | Category 3 (Recommended): Minor work required to prevent a deterioration of the service provided by the asset. | 20 | 2023-01-06 | 1.3005 | 82.6995 | x | 2 | 4. Significant | 12138 | Predictive Maintenance | 91.25
1011322 | Air Handling Units - General | B (Average): Asset is sound, operationally safe and exhibits only minor deterioration. | Category 3 (Recommended): Minor work required to prevent a deterioration of the service provided by the asset. | 20 | 2013-01-01 | 11.3128 | 70.6872 | x | 3 | 3. Moderate | 12284 | Predictive Maintenance | 91.25
1011323 | Air Handling Units - General | B (Average): Asset is sound, operationally safe and exhibits only minor deterioration. | Category 3 (Recommended): Minor work required to prevent a deterioration of the service provided by the asset. | 20 | 2008-05-29 | 15.9069 | 66.0931 | x | 3 | 3. Moderate | 12284 | Predictive Maintenance | 91.25
1011324 | Distribution Boards | B (Average): Asset is sound, operationally safe and exhibits only minor deterioration. | Category 3 (Recommended): Minor work required to prevent a deterioration of the service provided by the asset. | 20 | 2016-06-27 | 7.8275 | 76.1725 | x | 2 | 4. Significant | 12138 | Predictive Maintenance | 91.25
1011325 | Distribution Boards | B (Average): Asset is sound, operationally safe and exhibits only minor deterioration. | Category 3 (Recommended): Minor work required to prevent a deterioration of the service provided by the asset. | 20 | 2008-09-15 | 15.6085 | 68.3915 | x | 2 | 4. Significant | 12138 | Predictive Maintenance | 91.25
1011326 | Distribution Boards | B (Average): Asset is sound, operationally safe and exhibits only minor deterioration. | Category 3 (Recommended): Minor work required to prevent a deterioration of the service provided by the asset. | 20 | 2023-09-06 | 0.63518 | 83.3648 | x | 2 | 4. Significant | 12140 | Predictive Maintenance | 91.25
1011327 | Distribution Boards | B (Average): Asset is sound, operationally safe and exhibits only minor deterioration. | Category 3 (Recommended): Minor work required to prevent a deterioration of the service provided by the asset. | 20 | 2019-12-05 | 4.3888 | 79.6112 | x | 2 | 4. Significant | 12140 | Predictive Maintenance | 91.25
1011328 | Distribution Boards | B (Average): Asset is sound, operationally safe and exhibits only minor deterioration. | Category 3 (Recommended): Minor work required to prevent a deterioration of the service provided by the asset. | 20 | 2013-11-18 | 10.4339 | 73.5661 | x | 2 | 4. Significant | 12140 | Predictive Maintenance | 91.25
1011330 | Distribution Boards | B (Average): Asset is sound, operationally safe and exhibits only minor deterioration. | Category 3 (Recommended): Minor work required to prevent a deterioration of the service provided by the asset. | 20 | 2018-09-15 | 5.6099 | 78.3901 | x | 2 | 4. Significant | 12286 | Predictive Maintenance | 91.25
1011331 | Distribution Boards | B (Average): Asset is sound, operationally safe and exhibits only minor deterioration. | Category 3 (Recommended): Minor work required to prevent a deterioration of the service provided by the asset. | 20 | 2010-12-25 | 13.3333 | 70.6667 | x | 2 | 4. Significant | 12287 | Predictive Maintenance | 91.25
1011332 | Distribution Boards | B (Average): Asset is sound, operationally safe and exhibits only minor deterioration. | Category 3 (Recommended): Minor work required to prevent a deterioration of the service provided by the asset. | 20 | 2016-03-19 | 8.1013 | 75.8987 | x | 2 | 4. Significant | 12287 | Predictive Maintenance | 91.25
1011333 | Distribution Boards | B (Average): Asset is sound, operationally safe and exhibits only minor deterioration. | Category 3 (Recommended): Minor work required to prevent a deterioration of the service provided by the asset. | 20 | 2020-05-23 | 3.9233 | 80.0767 | x | 2 | 4. Significant | 12287 | Predictive Maintenance | 91.25
1011334 | Distribution Boards | B (Average): Asset is sound, operationally safe and exhibits only minor deterioration. | Category 3 (Recommended): Minor work required to prevent a deterioration of the service provided by the asset. | 20 | 2008-04-07 | 16.0493 | 69.9507 | x | 1 | 4. Significant | 12288 | Predictive Maintenance | 91.25
1011335 | Distribution Boards | B (Average): Asset is sound, operationally safe and exhibits only minor deterioration. | Category 3 (Recommended): Minor work required to prevent a deterioration of the service provided by the asset. | 20 | 2017-01-25 | 7.2471 | 78.7529 | x | 1 | 4. Significant | 12288 | Predictive Maintenance | 91.25
1011336 | Distribution Boards | B (Average): Asset is sound, operationally safe and exhibits only minor deterioration. | Category 3 (Recommended): Minor work required to prevent a deterioration of the service provided by the asset. | 20 | 2012-02-15 | 12.1916 | 73.8084 | x | 1 | 4. Significant | 12288 | Predictive Maintenance | 91.25
1011337 | Distribution Boards | B (Average): Asset is sound, operationally safe and exhibits only minor deterioration. | Category 3 (Recommended): Minor work required to prevent a deterioration of the service provided by the asset. | 20 | 2009-08-29 | 14.6557 | 71.3443 | x | 1 | 4. Significant | 12289 | Predictive Maintenance | 91.25
1011340 | Distribution Boards | B (Average): Asset is sound, operationally safe and exhibits only minor deterioration. | Category 3 (Recommended): Minor work required to prevent a deterioration of the service provided by the asset. | 20 | 2012-07-11 | 11.7892 | 74.2108 | x | 1 | 4. Significant | 11097 | Predictive Maintenance | 91.25
1011341 | Distribution Boards | B (Average): Asset is sound, operationally safe and exhibits only minor deterioration. | Category 3 (Recommended): Minor work required to prevent a deterioration of the service provided by the asset. | 20 | 2012-05-14 | 11.948 | 74.052 | x | 1 | 4. Significant | 11097 | Predictive Maintenance | 91.25
1011342 | Distribution Boards | B (Average): Asset is sound, operationally safe and exhibits only minor deterioration. | Category 3 (Recommended): Minor work required to prevent a deterioration of the service provided by the asset. | 20 | 2021-02-24 | 3.165 | 82.835 | x | 1 | 4. Significant | 11097 | Predictive Maintenance | 91.25
1011343 | Distribution Boards | B (Average): Asset is sound, operationally safe and exhibits only minor deterioration. | Category 3 (Recommended): Minor work required to prevent a deterioration of the service provided by the asset. | 20 | 2013-08-07 | 10.7159 | 75.2841 | x | 1 | 4. Significant | 12292 | Predictive Maintenance | 91.25
1011344 | Distribution Boards | B (Average): Asset is sound, operationally safe and exhibits only minor deterioration. | Category 3 (Recommended): Minor work required to prevent a deterioration of the service provided by the asset. | 20 | 2012-04-08 | 12.0465 | 73.9535 | x | 1 | 4. Significant | 12292 | Predictive Maintenance | 91.25
1011345 | Kitchen Hood Fire Suppression | B (Average): Asset is sound, operationally safe and exhibits only minor deterioration. | Category 3 (Recommended): Minor work required to prevent a deterioration of the service provided by the asset. | 20 | 2007-04-06 | 17.0541 | 68.9459 | x | 1 | 5. Severe | 10109 | Predictive Maintenance | 28
1011346 | Insect Killer | B (Average): Asset is sound, operationally safe and exhibits only minor deterioration. | Category 3 (Recommended): Minor work required to prevent a deterioration of the service provided by the asset. | 8 | 2017-04-26 | 6.9979 | 68.5051 | x | 1 | 2. Minor | 10109 | Predictive Maintenance | 182.5
1011351 | Meter Reading - Electric | U (Unverified): Further investigation required. | Category U (Unverified Asset): Further investigation required to identify asset. | 20 | 2008-05-14 | 15.948 | 56.052 | x | 1 | 2. Minor | 12293 | Predictive Maintenance | 91.25
1011352 | Distribution Boards | B (Average): Asset is sound, operationally safe and exhibits only minor deterioration. | Category 3 (Recommended): Minor work required to prevent a deterioration of the service provided by the asset. | 20 | 2005-01-24 | 19.2498 | 66.7502 | x | 1 | 4. Significant | 12293 | Predictive Maintenance | 91.25
1011353 | Distribution Boards | B (Average): Asset is sound, operationally safe and exhibits only minor deterioration. | Category 3 (Recommended): Minor work required to prevent a deterioration of the service provided by the asset. | 20 | 2022-10-01 | 1.5661 | 84.4339 | x | 1 | 4. Significant | 12293 | Predictive Maintenance | 91.25
1011354 | Distribution Boards | B (Average): Asset is sound, operationally safe and exhibits only minor deterioration. | Category 3 (Recommended): Minor work required to prevent a deterioration of the service provided by the asset. | 20 | 2012-05-18 | 11.937 | 74.063 | x | 1 | 4. Significant | 12293 | Predictive Maintenance | 91.25
1011355 | Distribution Boards | B (Average): Asset is sound, operationally safe and exhibits only minor deterioration. | Category 3 (Recommended): Minor work required to prevent a deterioration of the service provided by the asset. | 20 | 2017-10-31 | 6.4832 | 79.5168 | x | 1 | 4. Significant | 12147 | Predictive Maintenance | 91.25
1011356 | Distribution Boards | B (Average): Asset is sound, operationally safe and exhibits only minor deterioration. | Category 3 (Recommended): Minor work required to prevent a deterioration of the service provided by the asset. | 20 | 2008-02-25 | 16.1643 | 69.8357 | x | 1 | 4. Significant | 12147 | Predictive Maintenance | 91.25
1011358 | Distribution Boards | B (Average): Asset is sound, operationally safe and exhibits only minor deterioration. | Category 3 (Recommended): Minor work required to prevent a deterioration of the service provided by the asset. | 20 | 2017-09-14 | 6.6119 | 79.3881 | x | 1 | 4. Significant | 12149 | Predictive Maintenance | 91.25
1011359 | Distribution Boards | B (Average): Asset is sound, operationally safe and exhibits only minor deterioration. | Category 3 (Recommended): Minor work required to prevent a deterioration of the service provided by the asset. | 20 | 2008-10-21 | 15.5099 | 70.4901 | x | 1 | 4. Significant | 12149 | Predictive Maintenance | 91.25
1011360 | Distribution Boards | B (Average): Asset is sound, operationally safe and exhibits only minor deterioration. | Category 3 (Recommended): Minor work required to prevent a deterioration of the service provided by the asset. | 20 | 2013-01-08 | 11.2936 | 74.7064 | x | 1 | 4. Significant | 12149 | Predictive Maintenance | 91.25
1011361 | Roller Shutter Doors | B (Average): Asset is sound, operationally safe and exhibits only minor deterioration. | Category 3 (Recommended): Minor work required to prevent a deterioration of the service provided by the asset. | 15 | 2022-12-19 | 1.3498 | 84.2003 | x | 1 | 3. Moderate | 12153 | Predictive Maintenance | 91.25
1011362 | Insect Killer | B (Average): Asset is sound, operationally safe and exhibits only minor deterioration. | Category 3 (Recommended): Minor work required to prevent a deterioration of the service provided by the asset. | 8 | 2018-03-05 | 6.141 | 70.6475 | x | 1 | 2. Minor | 12153 | Predictive Maintenance | 182.5
1011363 | Unvented Hot Water Systems | A (Good): Asset is as new and can be expected to perform adequately to its full normal life if maintained appropriately. | Category 4 (Normal): No work required beyond normal maintenance. | 25 | 2015-12-06 | 8.386 | 93.2912 | x | 1 | 4. Significant | 12153 | Predictive Maintenance | 162.5
1011364 | Expansion Vessels | A (Good): Asset is as new and can be expected to perform adequately to its full normal life if maintained appropriately. | Category 4 (Normal): No work required beyond normal maintenance. | 15 | 2011-03-24 | 13.0897 | 82.5471 | x | 1 | 4. Significant | 12153 | Predictive Maintenance | 162.5
1011365 | Distribution Boards | B (Average): Asset is sound, operationally safe and exhibits only minor deterioration. | Category 3 (Recommended): Minor work required to prevent a deterioration of the service provided by the asset. | 20 | 2019-06-16 | 4.8597 | 81.1403 | x | 1 | 4. Significant | 12154 | Predictive Maintenance | 91.25
1011366 | Distribution Boards | B (Average): Asset is sound, operationally safe and exhibits only minor deterioration. | Category 3 (Recommended): Minor work required to prevent a deterioration of the service provided by the asset. | 20 | 2007-01-25 | 17.2485 | 68.7515 | x | 1 | 4. Significant | 12154 | Predictive Maintenance | 91.25
1011367 | Roller Shutter Doors | B (Average): Asset is sound, operationally safe and exhibits only minor deterioration. | Category 3 (Recommended): Minor work required to prevent a deterioration of the service provided by the asset. | 15 | 2016-02-25 | 8.1643 | 75.1143 | x | 1 | 3. Moderate | 12295 | Predictive Maintenance | 91.25
1011368 | Atmospheric Gas Burner - Condensing Boiler | B (Average): Asset is sound, operationally safe and exhibits only minor deterioration. | Category 3 (Recommended): Minor work required to prevent a deterioration of the service provided by the asset. | 20 | 2011-08-26 | 12.6653 | 65.3347 | x | 5 | 4. Significant | 10104 | Predictive Maintenance | 91.25
1011369 | Atmospheric Gas Burner - Condensing Boiler | B (Average): Asset is sound, operationally safe and exhibits only minor deterioration. | Category 3 (Recommended): Minor work required to prevent a deterioration of the service provided by the asset. | 20 | 2021-09-10 | 2.6229 | 75.3771 | x | 5 | 4. Significant | 10104 | Predictive Maintenance | 91.25
1011370 | Atmospheric Gas Burner - Condensing Boiler | B (Average): Asset is sound, operationally safe and exhibits only minor deterioration. | Category 3 (Recommended): Minor work required to prevent a deterioration of the service provided by the asset. | 20 | 2014-11-10 | 9.4565 | 68.5435 | x | 5 | 4. Significant | 10104 | Predictive Maintenance | 91.25
1011371 | Expansion Vessels | B (Average): Asset is sound, operationally safe and exhibits only minor deterioration. | Category 3 (Recommended): Minor work required to prevent a deterioration of the service provided by the asset. | 15 | 2022-10-22 | 1.5086 | 75.9886 | x | 5 | 4. Significant | 10104 | Predictive Maintenance | 91.25
1011372 | Expansion Vessels | B (Average): Asset is sound, operationally safe and exhibits only minor deterioration. | Category 3 (Recommended): Minor work required to prevent a deterioration of the service provided by the asset. | 15 | 2011-09-19 | 12.5996 | 61.2005 | x | 5 | 4. Significant | 10104 | Predictive Maintenance | 91.25
1011373 | Expansion Vessels | B (Average): Asset is sound, operationally safe and exhibits only minor deterioration. | Category 3 (Recommended): Minor work required to prevent a deterioration of the service provided by the asset. | 15 | 2020-06-28 | 3.8248 | 72.9003 | x | 5 | 4. Significant | 10104 | Predictive Maintenance | 91.25
1011374 | Expansion Vessels | B (Average): Asset is sound, operationally safe and exhibits only minor deterioration. | Category 3 (Recommended): Minor work required to prevent a deterioration of the service provided by the asset. | 15 | 2022-07-19 | 1.7687 | 75.6418 | x | 5 | 4. Significant | 10104 | Predictive Maintenance | 91.25
1011375 | Expansion Vessels | B (Average): Asset is sound, operationally safe and exhibits only minor deterioration. | Category 3 (Recommended): Minor work required to prevent a deterioration of the service provided by the asset. | 15 | 2011-12-28 | 12.3258 | 61.5656 | x | 5 | 4. Significant | 10104 | Predictive Maintenance | 91.25
1011376 | Electrical Services (excluding Electrical Controllers and Pneumatic Relays) | B (Average): Asset is sound, operationally safe and exhibits only minor deterioration. | Category 3 (Recommended): Minor work required to prevent a deterioration of the service provided by the asset. | 15 | 2023-08-26 | 0.6653 | 77.1129 | x | 5 | 4. Significant | 10104 | Predictive Maintenance | 91.25
1011377 | Pressurisation Units - Chilled Water, Condenser Water and LTHW Types | A (Good): Asset is as new and can be expected to perform adequately to its full normal life if maintained appropriately. | Category 4 (Normal): No work required beyond normal maintenance. | 15 | 2016-11-27 | 7.4086 | 82.1218 | x | 5 | 4. Significant | 10104 | Predictive Maintenance | 162.5
1011378 | Pressurisation Units - Chilled Water, Condenser Water and LTHW Types | A (Good): Asset is as new and can be expected to perform adequately to its full normal life if maintained appropriately. | Category 4 (Normal): No work required beyond normal maintenance. | 15 | 2014-09-11 | 9.6208 | 79.1723 | x | 5 | 4. Significant | 10104 | Predictive Maintenance | 162.5
1011379 | Gas Detection/Flammable | B (Average): Asset is sound, operationally safe and exhibits only minor deterioration. | Category 3 (Recommended): Minor work required to prevent a deterioration of the service provided by the asset. | 15 | 2012-09-17 | 11.603 | 62.5293 | x | 5 | 5. Severe | 10104 | Predictive Maintenance | 28
1011380 | Solenoid Gas/Oil Shut-off (Safety) Valves | B (Average): Asset is sound, operationally safe and exhibits only minor deterioration. | Category 3 (Recommended): Minor work required to prevent a deterioration of the service provided by the asset. | 15 | 2016-08-31 | 7.6496 | 67.8006 | x | 5 | 5. Severe | 10104 | Predictive Maintenance | 28
1011381 | Electrical Services (excluding Electrical Controllers and Pneumatic Relays) | B (Average): Asset is sound, operationally safe and exhibits only minor deterioration. | Category 3 (Recommended): Minor work required to prevent a deterioration of the service provided by the asset. | 15 | 2010-11-04 | 13.473 | 60.036 | x | 5 | 4. Significant | 10107 | Predictive Maintenance | 91.25
1011382 | Expansion Vessels | B (Average): Asset is sound, operationally safe and exhibits only minor deterioration. | Category 3 (Recommended): Minor work required to prevent a deterioration of the service provided by the asset. | 15 | 2013-10-30 | 10.486 | 64.0187 | x | 5 | 4. Significant | 10107 | Predictive Maintenance | 91.25
1011383 | Electrical Services (excluding Electrical Controllers and Pneumatic Relays) | B (Average): Asset is sound, operationally safe and exhibits only minor deterioration. | Category 3 (Recommended): Minor work required to prevent a deterioration of the service provided by the asset. | 15 | 2017-03-03 | 7.1458 | 68.4723 | x | 5 | 4. Significant | 10107 | Predictive Maintenance | 91.25
1011384 | Electrical Services (excluding Electrical Controllers and Pneumatic Relays) | B (Average): Asset is sound, operationally safe and exhibits only minor deterioration. | Category 3 (Recommended): Minor work required to prevent a deterioration of the service provided by the asset. | 15 | 2023-05-20 | 0.93361 | 76.7552 | x | 5 | 4. Significant | 10107 | Predictive Maintenance | 91.25
1011385 | Cold Water Storage Tanks and Cisterns | B (Average): Asset is sound, operationally safe and exhibits only minor deterioration. | Category 3 (Recommended): Minor work required to prevent a deterioration of the service provided by the asset. | 35 | 2009-12-25 | 14.3326 | 69.8099 | x | 5 | 4. Significant | 10104 | Predictive Maintenance | 91.25
1011386 | Cold Water Storage Tanks and Cisterns | B (Average): Asset is sound, operationally safe and exhibits only minor deterioration. | Category 3 (Recommended): Minor work required to prevent a deterioration of the service provided by the asset. | 35 | 2014-08-01 | 9.7331 | 72.4383 | x | 5 | 4. Significant | 10107 | Predictive Maintenance | 91.25
1011387 | Cold Water Storage Tanks and Cisterns | B (Average): Asset is sound, operationally safe and exhibits only minor deterioration. | Category 3 (Recommended): Minor work required to prevent a deterioration of the service provided by the asset. | 20 | 2015-09-22 | 8.5914 | 69.4086 | x | 5 | 4. Significant | 10107 | Predictive Maintenance | 91.25
1011388 | Cold Water Storage Tanks and Cisterns | B (Average): Asset is sound, operationally safe and exhibits only minor deterioration. | Category 3 (Recommended): Minor work required to prevent a deterioration of the service provided by the asset. | 15 | 2021-03-16 | 3.1102 | 73.8531 | x | 5 | 4. Significant | 10107 | Predictive Maintenance | 91.25
1011389 | Electrical Services (excluding Electrical Controllers and Pneumatic Relays) | B (Average): Asset is sound, operationally safe and exhibits only minor deterioration. | Category 3 (Recommended): Minor work required to prevent a deterioration of the service provided by the asset. | 15 | 2013-12-13 | 10.3655 | 64.1793 | x | 5 | 4. Significant | 10107 | Predictive Maintenance | 91.25
1011390 | Electrical Services (excluding Electrical Controllers and Pneumatic Relays) | B (Average): Asset is sound, operationally safe and exhibits only minor deterioration. | Category 3 (Recommended): Minor work required to prevent a deterioration of the service provided by the asset. | 15 | 2019-03-19 | 5.1034 | 71.1955 | x | 5 | 4. Significant | 10107 | Predictive Maintenance | 91.25
1011393 | Expansion Vessels | B (Average): Asset is sound, operationally safe and exhibits only minor deterioration. | Category 3 (Recommended): Minor work required to prevent a deterioration of the service provided by the asset. | 15 | 2019-05-02 | 4.9829 | 71.3561 | x | 5 | 4. Significant | 10107 | Predictive Maintenance | 91.25
1011395 | Room Air Conditioners | B (Average): Asset is sound, operationally safe and exhibits only minor deterioration. | Category 3 (Recommended): Minor work required to prevent a deterioration of the service provided by the asset. | 15 | 2021-04-07 | 3.05 | 73.9334 | x | 5 | 3. Moderate | 10143 | Predictive Maintenance | 91.25
1011397 | Room Air Conditioners | B (Average): Asset is sound, operationally safe and exhibits only minor deterioration. | Category 3 (Recommended): Minor work required to prevent a deterioration of the service provided by the asset. | 15 | 2020-11-20 | 3.4278 | 73.4296 | x | 5 | 3. Moderate | 12158 | Predictive Maintenance | 91.25
1011402 | Atmospheric Gas Burner - Condensing Boiler | B (Average): Asset is sound, operationally safe and exhibits only minor deterioration. | Category 3 (Recommended): Minor work required to prevent a deterioration of the service provided by the asset. | 20 | 2017-10-07 | 6.5489 | 71.4511 | x | 5 | 4. Significant | 10086 | Predictive Maintenance | 91.25
1011403 | Atmospheric Gas Burner - Condensing Boiler | B (Average): Asset is sound, operationally safe and exhibits only minor deterioration. | Category 3 (Recommended): Minor work required to prevent a deterioration of the service provided by the asset. | 20 | 2014-04-12 | 10.037 | 67.963 | x | 5 | 4. Significant | 10086 | Predictive Maintenance | 91.25
1011404 | Atmospheric Gas Burner - Condensing Boiler | B (Average): Asset is sound, operationally safe and exhibits only minor deterioration. | Category 3 (Recommended): Minor work required to prevent a deterioration of the service provided by the asset. | 20 | 2008-03-05 | 16.1396 | 61.8604 | x | 5 | 4. Significant | 10086 | Predictive Maintenance | 91.25
1011405 | Direct Fired Water Heaters | B (Average): Asset is sound, operationally safe and exhibits only minor deterioration. | Category 3 (Recommended): Minor work required to prevent a deterioration of the service provided by the asset. | 15 | 2016-02-04 | 8.2218 | 67.0376 | x | 5 | 4. Significant | 10086 | Predictive Maintenance | 91.25
1011406 | Expansion Vessels | B (Average): Asset is sound, operationally safe and exhibits only minor deterioration. | Category 3 (Recommended): Minor work required to prevent a deterioration of the service provided by the asset. | 15 | 2023-08-23 | 0.67351 | 77.102 | x | 5 | 4. Significant | 10086 | Predictive Maintenance | 91.25
1011407 | Distribution Boards | B (Average): Asset is sound, operationally safe and exhibits only minor deterioration. | Category 3 (Recommended): Minor work required to prevent a deterioration of the service provided by the asset. | 20 | 2010-07-06 | 13.8042 | 64.1958 | x | 5 | 4. Significant | 10086 | Predictive Maintenance | 91.25
1011408 | Distribution Boards | B (Average): Asset is sound, operationally safe and exhibits only minor deterioration. | Category 3 (Recommended): Minor work required to prevent a deterioration of the service provided by the asset. | 20 | 2016-03-01 | 8.1506 | 69.8494 | x | 5 | 4. Significant | 10086 | Predictive Maintenance | 91.25
1011409 | Distribution Boards | B (Average): Asset is sound, operationally safe and exhibits only minor deterioration. | Category 3 (Recommended): Minor work required to prevent a deterioration of the service provided by the asset. | 20 | 2014-05-28 | 9.911 | 68.089 | x | 5 | 4. Significant | 10086 | Predictive Maintenance | 91.25
1011410 | Meter Reading - Electric | B (Average): Asset is sound, operationally safe and exhibits only minor deterioration. | Category 3 (Recommended): Minor work required to prevent a deterioration of the service provided by the asset. | 20 | 2012-05-10 | 11.9589 | 66.0411 | x | 5 | 2. Minor | 10086 | Predictive Maintenance | 182.5
1011411 | Meter Reading - Electric | B (Average): Asset is sound, operationally safe and exhibits only minor deterioration. | Category 3 (Recommended): Minor work required to prevent a deterioration of the service provided by the asset. | 20 | 2010-03-08 | 14.1328 | 63.8672 | x | 5 | 2. Minor | 10086 | Predictive Maintenance | 182.5
1011412 | Meter Reading - Electric | B (Average): Asset is sound, operationally safe and exhibits only minor deterioration. | Category 3 (Recommended): Minor work required to prevent a deterioration of the service provided by the asset. | 20 | 2007-05-31 | 16.9035 | 61.0965 | x | 5 | 2. Minor | 10086 | Predictive Maintenance | 182.5
1011413 | Emergency Assistance Alarm | B (Average): Asset is sound, operationally safe and exhibits only minor deterioration. | Category 3 (Recommended): Minor work required to prevent a deterioration of the service provided by the asset. | 10 | 2017-12-15 | 6.36 | 65.2799 | x | 5 | 5. Severe | 10086 | Predictive Maintenance | 28
1011415 | Point of Use Water Dispenser | B (Average): Asset is sound, operationally safe and exhibits only minor deterioration. | Category 3 (Recommended): Minor work required to prevent a deterioration of the service provided by the asset. | 15 | 2010-05-09 | 13.963 | 59.3826 | x | 5 | 2. Minor | 10086 | Predictive Maintenance | 182.5
1011416 | Distribution Boards | B (Average): Asset is sound, operationally safe and exhibits only minor deterioration. | Category 3 (Recommended): Minor work required to prevent a deterioration of the service provided by the asset. | 20 | 2017-07-04 | 6.809 | 71.191 | x | 5 | 4. Significant | 10086 | Predictive Maintenance | 91.25
1011417 | Distribution Boards | B (Average): Asset is sound, operationally safe and exhibits only minor deterioration. | Category 3 (Recommended): Minor work required to prevent a deterioration of the service provided by the asset. | 20 | 2016-03-01 | 8.1506 | 69.8494 | x | 5 | 4. Significant | 10086 | Predictive Maintenance | 91.25
1011418 | Distribution Boards | B (Average): Asset is sound, operationally safe and exhibits only minor deterioration. | Category 3 (Recommended): Minor work required to prevent a deterioration of the service provided by the asset. | 20 | 2023-03-24 | 1.0897 | 76.9103 | x | 5 | 4. Significant | 10086 | Predictive Maintenance | 91.25
1011419 | Meter Reading - Electric | B (Average): Asset is sound, operationally safe and exhibits only minor deterioration. | Category 3 (Recommended): Minor work required to prevent a deterioration of the service provided by the asset. | 20 | 2010-08-24 | 13.6701 | 64.3299 | x | 5 | 2. Minor | 10086 | Predictive Maintenance | 182.5
1011420 | Meter Reading - Electric | B (Average): Asset is sound, operationally safe and exhibits only minor deterioration. | Category 3 (Recommended): Minor work required to prevent a deterioration of the service provided by the asset. | 20 | 2012-03-08 | 12.1314 | 65.8686 | x | 5 | 2. Minor | 10086 | Predictive Maintenance | 182.5
1011421 | Meter Reading - Electric | B (Average): Asset is sound, operationally safe and exhibits only minor deterioration. | Category 3 (Recommended): Minor work required to prevent a deterioration of the service provided by the asset. | 20 | 2018-01-12 | 6.2834 | 71.7166 | x | 5 | 2. Minor | 10086 | Predictive Maintenance | 182.5
1011422 | Meter Reading - Electric | B (Average): Asset is sound, operationally safe and exhibits only minor deterioration. | Category 3 (Recommended): Minor work required to prevent a deterioration of the service provided by the asset. | 20 | 2007-05-05 | 16.9747 | 61.0253 | x | 5 | 2. Minor | 10086 | Predictive Maintenance | 182.5
1011423 | Unvented Hot Water Systems | B (Average): Asset is sound, operationally safe and exhibits only minor deterioration. | Category 3 (Recommended): Minor work required to prevent a deterioration of the service provided by the asset. | 25 | 2014-03-13 | 10.1191 | 69.9047 | x | 5 | 4. Significant | 10086 | Predictive Maintenance | 91.25
1011424 | Expansion Vessels | B (Average): Asset is sound, operationally safe and exhibits only minor deterioration. | Category 3 (Recommended): Minor work required to prevent a deterioration of the service provided by the asset. | 15 | 2019-01-10 | 5.2895 | 70.9473 | x | 5 | 4. Significant | 10086 | Predictive Maintenance | 91.25
1011425 | Hot Water Calorifiers - Heated by LTHW | A (Good): Asset is as new and can be expected to perform adequately to its full normal life if maintained appropriately. | Category 4 (Normal): No work required beyond normal maintenance. | 20 | 2018-09-03 | 5.6427 | 94.3573 | x | 1 | 4. Significant | 10102 | Predictive Maintenance | 162.5
1011426 | Air Dirt Separators | A (Good): Asset is as new and can be expected to perform adequately to its full normal life if maintained appropriately. | Category 4 (Normal): No work required beyond normal maintenance. | 20 | 2004-03-12 | 20.1205 | 79.8795 | x | 1 | 4. Significant | 10102 | Predictive Maintenance | 162.5
1011427 | Fire Alarm System | A (Good): Asset is as new and can be expected to perform adequately to its full normal life if maintained appropriately. | Category 4 (Normal): No work required beyond normal maintenance. | 15 | 2017-09-16 | 6.6064 | 91.1914 | x | 1 | 5. Severe | 12298 | Predictive Maintenance | 162.5
1011428 | Speed Controllers | A (Good): Asset is as new and can be expected to perform adequately to its full normal life if maintained appropriately. | Category 4 (Normal): No work required beyond normal maintenance. | 15 | 2019-03-04 | 5.1444 | 91.1408 | x | 2 | 4. Significant | 10132 | Predictive Maintenance | 162.5
1011429 | Speed Controllers | A (Good): Asset is as new and can be expected to perform adequately to its full normal life if maintained appropriately. | Category 4 (Normal): No work required beyond normal maintenance. | 15 | 2018-05-14 | 5.9493 | 90.0675 | x | 2 | 4. Significant | 10132 | Predictive Maintenance | 162.5
1011430 | Atmospheric Gas Burner - Condensing Boiler | A (Good): Asset is as new and can be expected to perform adequately to its full normal life if maintained appropriately. | Category 4 (Normal): No work required beyond normal maintenance. | 20 | 2012-07-22 | 11.7591 | 86.2409 | x | 2 | 4. Significant | 10455 | Predictive Maintenance | 162.5
1011431 | Atmospheric Gas Burner - Condensing Boiler | A (Good): Asset is as new and can be expected to perform adequately to its full normal life if maintained appropriately. | Category 4 (Normal): No work required beyond normal maintenance. | 20 | 2021-09-02 | 2.6448 | 95.3552 | x | 2 | 4. Significant | 10455 | Predictive Maintenance | 162.5
1011432 | Atmospheric Gas Burner - Condensing Boiler | A (Good): Asset is as new and can be expected to perform adequately to its full normal life if maintained appropriately. | Category 4 (Normal): No work required beyond normal maintenance. | 20 | 2004-01-27 | 20.2437 | 77.7563 | x | 2 | 4. Significant | 10455 | Predictive Maintenance | 162.5
1011433 | Atmospheric Gas Burner - Condensing Boiler | A (Good): Asset is as new and can be expected to perform adequately to its full normal life if maintained appropriately. | Category 4 (Normal): No work required beyond normal maintenance. | 20 | 2006-05-15 | 17.9466 | 80.0534 | x | 2 | 4. Significant | 10455 | Predictive Maintenance | 162.5
1011434 | Atmospheric Gas Burner - Condensing Boiler | A (Good): Asset is as new and can be expected to perform adequately to its full normal life if maintained appropriately. | Category 4 (Normal): No work required beyond normal maintenance. | 20 | 2015-07-01 | 8.8186 | 89.1814 | x | 2 | 4. Significant | 10455 | Predictive Maintenance | 162.5
1011435 | Atmospheric Gas Burner - Condensing Boiler | A (Good): Asset is as new and can be expected to perform adequately to its full normal life if maintained appropriately. | Category 4 (Normal): No work required beyond normal maintenance. | 20 | 2022-07-07 | 1.8015 | 96.1985 | x | 2 | 4. Significant | 10455 | Predictive Maintenance | 162.5
1011436 | Pumps - General | A (Good): Asset is as new and can be expected to perform adequately to its full normal life if maintained appropriately. | Category 4 (Normal): No work required beyond normal maintenance. | 20 | 2005-10-22 | 18.5079 | 79.4921 | x | 2 | 4. Significant | 10455 | Predictive Maintenance | 162.5
1011437 | Pumps - General | A (Good): Asset is as new and can be expected to perform adequately to its full normal life if maintained appropriately. | Category 4 (Normal): No work required beyond normal maintenance. | 20 | 2004-08-21 | 19.6769 | 78.3231 | x | 2 | 4. Significant | 10455 | Predictive Maintenance | 162.5
1011438 | Pumps - General | B (Average): Asset is sound, operationally safe and exhibits only minor deterioration. | Category 3 (Recommended): Minor work required to prevent a deterioration of the service provided by the asset. | 20 | 2022-11-11 | 1.4538 | 82.5462 | x | 2 | 4. Significant | 10455 | Predictive Maintenance | 91.25
1011439 | Laboratory Fume Cupboard | A (Good): Asset is as new and can be expected to perform adequately to its full normal life if maintained appropriately. | Category 4 (Normal): No work required beyond normal maintenance. | 15 | 2018-07-29 | 5.7413 | 90.345 | x | 2 | 4. Significant | 10455 | Predictive Maintenance | 162.5
1011441 | Uninterruptible Power Supplies | B (Average): Asset is sound, operationally safe and exhibits only minor deterioration. | Category 3 (Recommended): Minor work required to prevent a deterioration of the service provided by the asset. | 20 | 2005-05-03 | 18.9788 | 61.0212 | x | 4 | 5. Severe | 12300 | Predictive Maintenance | 28
1011442 | Meter Reading - Electric | B (Average): Asset is sound, operationally safe and exhibits only minor deterioration. | Category 3 (Recommended): Minor work required to prevent a deterioration of the service provided by the asset. | 20 | 2007-01-06 | 17.3005 | 60.6995 | x | 5 | 2. Minor | 10086 | Predictive Maintenance | 182.5
1011443 | Meter Reading - Electric | B (Average): Asset is sound, operationally safe and exhibits only minor deterioration. | Category 3 (Recommended): Minor work required to prevent a deterioration of the service provided by the asset. | 20 | 2012-03-05 | 12.1396 | 65.8604 | x | 5 | 2. Minor | 10086 | Predictive Maintenance | 182.5
1011444 | Meter Reading - Electric | B (Average): Asset is sound, operationally safe and exhibits only minor deterioration. | Category 3 (Recommended): Minor work required to prevent a deterioration of the service provided by the asset. | 20 | 2018-04-28 | 5.9932 | 72.0068 | x | 5 | 2. Minor | 10086 | Predictive Maintenance | 182.5
1011445 | Distribution Boards | B (Average): Asset is sound, operationally safe and exhibits only minor deterioration. | Category 3 (Recommended): Minor work required to prevent a deterioration of the service provided by the asset. | 20 | 2015-01-16 | 9.2731 | 68.7269 | x | 5 | 4. Significant | 10086 | Predictive Maintenance | 91.25
1011446 | Distribution Boards | B (Average): Asset is sound, operationally safe and exhibits only minor deterioration. | Category 3 (Recommended): Minor work required to prevent a deterioration of the service provided by the asset. | 20 | 2012-11-07 | 11.4634 | 66.5366 | x | 5 | 4. Significant | 10086 | Predictive Maintenance | 91.25
1011447 | Distribution Boards | B (Average): Asset is sound, operationally safe and exhibits only minor deterioration. | Category 3 (Recommended): Minor work required to prevent a deterioration of the service provided by the asset. | 20 | 2016-04-24 | 8.0027 | 69.9973 | x | 5 | 4. Significant | 10086 | Predictive Maintenance | 91.25
1011448 | Meter Reading - Electric | B (Average): Asset is sound, operationally safe and exhibits only minor deterioration. | Category 3 (Recommended): Minor work required to prevent a deterioration of the service provided by the asset. | 20 | 2024-01-30 | 0.23546 | 77.7645 | x | 5 | 2. Minor | 10086 | Predictive Maintenance | 182.5
1011449 | Meter Reading - Electric | B (Average): Asset is sound, operationally safe and exhibits only minor deterioration. | Category 3 (Recommended): Minor work required to prevent a deterioration of the service provided by the asset. | 20 | 2009-09-10 | 14.6229 | 63.3771 | x | 5 | 2. Minor | 10086 | Predictive Maintenance | 182.5
1011450 | Meter Reading - Electric | B (Average): Asset is sound, operationally safe and exhibits only minor deterioration. | Category 3 (Recommended): Minor work required to prevent a deterioration of the service provided by the asset. | 20 | 2023-07-13 | 0.78576 | 77.2142 | x | 5 | 2. Minor | 10086 | Predictive Maintenance | 182.5
1011451 | Meter Reading - Electric | B (Average): Asset is sound, operationally safe and exhibits only minor deterioration. | Category 3 (Recommended): Minor work required to prevent a deterioration of the service provided by the asset. | 20 | 2023-06-21 | 0.846 | 77.154 | x | 5 | 2. Minor | 10086 | Predictive Maintenance | 182.5
1011452 | Meter Reading - Electric | B (Average): Asset is sound, operationally safe and exhibits only minor deterioration. | Category 3 (Recommended): Minor work required to prevent a deterioration of the service provided by the asset. | 20 | 2015-01-30 | 9.2348 | 68.7652 | x | 5 | 2. Minor | 10086 | Predictive Maintenance | 182.5
1011453 | Meter Reading - Electric | B (Average): Asset is sound, operationally safe and exhibits only minor deterioration. | Category 3 (Recommended): Minor work required to prevent a deterioration of the service provided by the asset. | 20 | 2020-05-16 | 3.9425 | 74.0575 | x | 5 | 2. Minor | 10086 | Predictive Maintenance | 182.5
1011454 | Meter Reading - Electric | B (Average): Asset is sound, operationally safe and exhibits only minor deterioration. | Category 3 (Recommended): Minor work required to prevent a deterioration of the service provided by the asset. | 20 | 2005-12-29 | 18.3217 | 59.6783 | x | 5 | 2. Minor | 10086 | Predictive Maintenance | 182.5
1011455 | Meter Reading - Electric | B (Average): Asset is sound, operationally safe and exhibits only minor deterioration. | Category 3 (Recommended): Minor work required to prevent a deterioration of the service provided by the asset. | 20 | 2015-10-19 | 8.5175 | 69.4825 | x | 5 | 2. Minor | 10086 | Predictive Maintenance | 182.5
1011456 | Meter Reading - Electric | B (Average): Asset is sound, operationally safe and exhibits only minor deterioration. | Category 3 (Recommended): Minor work required to prevent a deterioration of the service provided by the asset. | 20 | 2006-03-03 | 18.1465 | 59.8535 | x | 5 | 2. Minor | 10086 | Predictive Maintenance | 182.5
1011457 | Meter Reading - Electric | B (Average): Asset is sound, operationally safe and exhibits only minor deterioration. | Category 3 (Recommended): Minor work required to prevent a deterioration of the service provided by the asset. | 20 | 2012-08-19 | 11.6824 | 66.3176 | x | 5 | 2. Minor | 10086 | Predictive Maintenance | 182.5
1011458 | Meter Reading - Electric | B (Average): Asset is sound, operationally safe and exhibits only minor deterioration. | Category 3 (Recommended): Minor work required to prevent a deterioration of the service provided by the asset. | 20 | 2004-12-30 | 19.3183 | 58.6817 | x | 5 | 2. Minor | 10086 | Predictive Maintenance | 182.5
1011459 | Meter Reading - Electric | B (Average): Asset is sound, operationally safe and exhibits only minor deterioration. | Category 3 (Recommended): Minor work required to prevent a deterioration of the service provided by the asset. | 20 | 2005-08-13 | 18.6995 | 59.3005 | x | 5 | 2. Minor | 10086 | Predictive Maintenance | 182.5
1011460 | Meter Reading - Electric | B (Average): Asset is sound, operationally safe and exhibits only minor deterioration. | Category 3 (Recommended): Minor work required to prevent a deterioration of the service provided by the asset. | 20 | 2017-11-07 | 6.4641 | 71.5359 | x | 5 | 2. Minor | 10086 | Predictive Maintenance | 182.5
1011461 | Meter Reading - Electric | B (Average): Asset is sound, operationally safe and exhibits only minor deterioration. | Category 3 (Recommended): Minor work required to prevent a deterioration of the service provided by the asset. | 20 | 2017-08-08 | 6.7132 | 71.2868 | x | 5 | 2. Minor | 10086 | Predictive Maintenance | 182.5
1011462 | Meter Reading - Electric | B (Average): Asset is sound, operationally safe and exhibits only minor deterioration. | Category 3 (Recommended): Minor work required to prevent a deterioration of the service provided by the asset. | 20 | 2017-08-27 | 6.6612 | 71.3388 | x | 5 | 2. Minor | 10086 | Predictive Maintenance | 182.5
1011463 | Meter Reading - Electric | B (Average): Asset is sound, operationally safe and exhibits only minor deterioration. | Category 3 (Recommended): Minor work required to prevent a deterioration of the service provided by the asset. | 20 | 2023-11-09 | 0.45996 | 77.54 | x | 5 | 2. Minor | 10086 | Predictive Maintenance | 182.5
1011464 | Meter Reading - Electric | B (Average): Asset is sound, operationally safe and exhibits only minor deterioration. | Category 3 (Recommended): Minor work required to prevent a deterioration of the service provided by the asset. | 20 | 2012-07-28 | 11.7426 | 66.2574 | x | 5 | 2. Minor | 10086 | Predictive Maintenance | 182.5
1011465 | Meter Reading - Electric | B (Average): Asset is sound, operationally safe and exhibits only minor deterioration. | Category 3 (Recommended): Minor work required to prevent a deterioration of the service provided by the asset. | 20 | 2017-02-24 | 7.165 | 70.835 | x | 5 | 2. Minor | 10086 | Predictive Maintenance | 182.5
1011466 | Meter Reading - Electric | B (Average): Asset is sound, operationally safe and exhibits only minor deterioration. | Category 3 (Recommended): Minor work required to prevent a deterioration of the service provided by the asset. | 20 | 2021-10-12 | 2.5352 | 75.4648 | x | 5 | 2. Minor | 10086 | Predictive Maintenance | 182.5
1011467 | Meter Reading - Electric | B (Average): Asset is sound, operationally safe and exhibits only minor deterioration. | Category 3 (Recommended): Minor work required to prevent a deterioration of the service provided by the asset. | 20 | 2021-05-01 | 2.9843 | 75.0157 | x | 5 | 2. Minor | 10086 | Predictive Maintenance | 182.5
1011468 | Meter Reading - Electric | B (Average): Asset is sound, operationally safe and exhibits only minor deterioration. | Category 3 (Recommended): Minor work required to prevent a deterioration of the service provided by the asset. | 20 | 2022-06-08 | 1.8809 | 76.1191 | x | 5 | 2. Minor | 10086 | Predictive Maintenance | 182.5
1011469 | Meter Reading - Electric | B (Average): Asset is sound, operationally safe and exhibits only minor deterioration. | Category 3 (Recommended): Minor work required to prevent a deterioration of the service provided by the asset. | 20 | 2022-10-08 | 1.5469 | 76.4531 | x | 5 | 2. Minor | 10086 | Predictive Maintenance | 182.5
1011470 | Meter Reading - Electric | B (Average): Asset is sound, operationally safe and exhibits only minor deterioration. | Category 3 (Recommended): Minor work required to prevent a deterioration of the service provided by the asset. | 20 | 2004-09-15 | 19.6085 | 58.3915 | x | 5 | 2. Minor | 10086 | Predictive Maintenance | 182.5
1011471 | Meter Reading - Electric | B (Average): Asset is sound, operationally safe and exhibits only minor deterioration. | Category 3 (Recommended): Minor work required to prevent a deterioration of the service provided by the asset. | 20 | 2009-01-19 | 15.2635 | 62.7365 | x | 5 | 2. Minor | 10086 | Predictive Maintenance | 182.5
1011472 | Meter Reading - Electric | B (Average): Asset is sound, operationally safe and exhibits only minor deterioration. | Category 3 (Recommended): Minor work required to prevent a deterioration of the service provided by the asset. | 20 | 2014-11-16 | 9.4401 | 68.5599 | x | 5 | 2. Minor | 10086 | Predictive Maintenance | 182.5
1011473 | Room Air Conditioners | B (Average): Asset is sound, operationally safe and exhibits only minor deterioration. | Category 3 (Recommended): Minor work required to prevent a deterioration of the service provided by the asset. | 15 | 2018-01-20 | 6.2615 | 69.6514 | x | 5 | 3. Moderate | 10086 | Predictive Maintenance | 91.25
1011474 | Motorised Blinds | B (Average): Asset is sound, operationally safe and exhibits only minor deterioration. | Category 3 (Recommended): Minor work required to prevent a deterioration of the service provided by the asset. | 10 | 2019-07-18 | 4.7721 | 68.4559 | x | 5 | 2. Minor | 10086 | Predictive Maintenance | 182.5
1011475 | Motorised Blinds | B (Average): Asset is sound, operationally safe and exhibits only minor deterioration. | Category 3 (Recommended): Minor work required to prevent a deterioration of the service provided by the asset. | 10 | 2020-03-11 | 4.1232 | 69.7536 | x | 5 | 2. Minor | 10086 | Predictive Maintenance | 182.5
1011476 | Motorised Blinds | B (Average): Asset is sound, operationally safe and exhibits only minor deterioration. | Category 3 (Recommended): Minor work required to prevent a deterioration of the service provided by the asset. | 10 | 2020-03-22 | 4.0931 | 69.8138 | x | 5 | 2. Minor | 10086 | Predictive Maintenance | 182.5
1011477 | Room Air Conditioners | B (Average): Asset is sound, operationally safe and exhibits only minor deterioration. | Category 3 (Recommended): Minor work required to prevent a deterioration of the service provided by the asset. | 15 | 2012-12-11 | 11.3703 | 62.8396 | x | 5 | 3. Moderate | 10086 | Predictive Maintenance | 91.25
1011478 | Room Air Conditioners | B (Average): Asset is sound, operationally safe and exhibits only minor deterioration. | Category 3 (Recommended): Minor work required to prevent a deterioration of the service provided by the asset. | 15 | 2014-01-03 | 10.308 | 64.256 | x | 5 | 3. Moderate | 10086 | Predictive Maintenance | 91.25
1011479 | Room Air Conditioners | B (Average): Asset is sound, operationally safe and exhibits only minor deterioration. | Category 3 (Recommended): Minor work required to prevent a deterioration of the service provided by the asset. | 15 | 2020-07-07 | 3.8001 | 72.9332 | x | 5 | 3. Moderate | 10086 | Predictive Maintenance | 91.25
1011480 | Room Air Conditioners | B (Average): Asset is sound, operationally safe and exhibits only minor deterioration. | Category 3 (Recommended): Minor work required to prevent a deterioration of the service provided by the asset. | 15 | 2013-08-14 | 10.6968 | 63.7376 | x | 5 | 3. Moderate | 10086 | Predictive Maintenance | 91.25
1011481 | Emergency Assistance Alarm | B (Average): Asset is sound, operationally safe and exhibits only minor deterioration. | Category 3 (Recommended): Minor work required to prevent a deterioration of the service provided by the asset. | 10 | 2018-04-12 | 6.037 | 65.9261 | x | 5 | 5. Severe | 10086 | Predictive Maintenance | 28
1011482 | Room Air Conditioners | B (Average): Asset is sound, operationally safe and exhibits only minor deterioration. | Category 3 (Recommended): Minor work required to prevent a deterioration of the service provided by the asset. | 15 | 2023-05-14 | 0.95003 | 76.7333 | x | 5 | 3. Moderate | 10086 | Predictive Maintenance | 91.25
1011483 | Cold Water Storage Tanks and Cisterns | B (Average): Asset is sound, operationally safe and exhibits only minor deterioration. | Category 3 (Recommended): Minor work required to prevent a deterioration of the service provided by the asset. | 25 | 2006-09-20 | 17.5962 | 63.9231 | x | 5 | 4. Significant | 10086 | Predictive Maintenance | 91.25
1011486 | Fire Alarm System | B (Average): Asset is sound, operationally safe and exhibits only minor deterioration. | Category 3 (Recommended): Minor work required to prevent a deterioration of the service provided by the asset. | 15 | 2013-01-18 | 11.2663 | 68.9783 | x | 2 | 5. Severe | 12167 | Predictive Maintenance | 28
1011487 | Distribution Boards | B (Average): Asset is sound, operationally safe and exhibits only minor deterioration. | Category 3 (Recommended): Minor work required to prevent a deterioration of the service provided by the asset. | 20 | 2011-10-03 | 12.5613 | 71.4387 | x | 2 | 4. Significant | 12167 | Predictive Maintenance | 91.25
1011488 | Distribution Boards | B (Average): Asset is sound, operationally safe and exhibits only minor deterioration. | Category 3 (Recommended): Minor work required to prevent a deterioration of the service provided by the asset. | 20 | 2004-09-18 | 19.6003 | 64.3997 | x | 2 | 4. Significant | 12167 | Predictive Maintenance | 91.25
1011489 | Distribution Boards | B (Average): Asset is sound, operationally safe and exhibits only minor deterioration. | Category 3 (Recommended): Minor work required to prevent a deterioration of the service provided by the asset. | 20 | 2019-04-09 | 5.0459 | 78.9541 | x | 2 | 4. Significant | 12167 | Predictive Maintenance | 91.25
1011490 | Distribution Boards | B (Average): Asset is sound, operationally safe and exhibits only minor deterioration. | Category 3 (Recommended): Minor work required to prevent a deterioration of the service provided by the asset. | 20 | 2006-12-27 | 17.3279 | 66.6721 | x | 2 | 4. Significant | 12167 | Predictive Maintenance | 91.25
1011491 | Distribution Boards | B (Average): Asset is sound, operationally safe and exhibits only minor deterioration. | Category 3 (Recommended): Minor work required to prevent a deterioration of the service provided by the asset. | 20 | 2020-12-03 | 3.3922 | 80.6078 | x | 2 | 4. Significant | 12167 | Predictive Maintenance | 91.25
1011492 | Distribution Boards | B (Average): Asset is sound, operationally safe and exhibits only minor deterioration. | Category 3 (Recommended): Minor work required to prevent a deterioration of the service provided by the asset. | 20 | 2022-12-20 | 1.347 | 82.653 | x | 2 | 4. Significant | 12167 | Predictive Maintenance | 91.25
1011493 | Distribution Boards | B (Average): Asset is sound, operationally safe and exhibits only minor deterioration. | Category 3 (Recommended): Minor work required to prevent a deterioration of the service provided by the asset. | 20 | 2020-01-18 | 4.2683 | 79.7317 | x | 2 | 4. Significant | 12167 | Predictive Maintenance | 91.25
1011494 | Unvented Hot Water Systems | B (Average): Asset is sound, operationally safe and exhibits only minor deterioration. | Category 3 (Recommended): Minor work required to prevent a deterioration of the service provided by the asset. | 25 | 2016-01-10 | 8.2902 | 77.3678 | x | 2 | 4. Significant | 12167 | Predictive Maintenance | 91.25
1011498 | Meter Reading - Gas | B (Average): Asset is sound, operationally safe and exhibits only minor deterioration. | Category 3 (Recommended): Minor work required to prevent a deterioration of the service provided by the asset. | 20 | 2016-10-07 | 7.5483 | 74.4517 | x | 3 | 2. Minor | 10125 | Predictive Maintenance | 182.5
1011499 | Gas Detection/Flammable | B (Average): Asset is sound, operationally safe and exhibits only minor deterioration. | Category 3 (Recommended): Minor work required to prevent a deterioration of the service provided by the asset. | 15 | 2010-05-14 | 13.9493 | 63.4009 | x | 3 | 5. Severe | 10125 | Predictive Maintenance | 28
1011500 | Sewage or Drainage Pumps Submersible | B (Average): Asset is sound, operationally safe and exhibits only minor deterioration. | Category 3 (Recommended): Minor work required to prevent a deterioration of the service provided by the asset. | 15 | 2014-11-20 | 9.4292 | 69.4278 | x | 3 | 4. Significant | 10125 | Predictive Maintenance | 91.25
1011503 | Expansion Vessels | B (Average): Asset is sound, operationally safe and exhibits only minor deterioration. | Category 3 (Recommended): Minor work required to prevent a deterioration of the service provided by the asset. | 15 | 2014-08-11 | 9.7057 | 69.0591 | x | 3 | 4. Significant | 10125 | Predictive Maintenance | 91.25
1011504 | Distribution Boards | B (Average): Asset is sound, operationally safe and exhibits only minor deterioration. | Category 3 (Recommended): Minor work required to prevent a deterioration of the service provided by the asset. | 20 | 2012-10-28 | 11.4908 | 70.5092 | x | 3 | 4. Significant | 10125 | Predictive Maintenance | 91.25
1011505 | Distribution Boards | B (Average): Asset is sound, operationally safe and exhibits only minor deterioration. | Category 3 (Recommended): Minor work required to prevent a deterioration of the service provided by the asset. | 20 | 2006-07-24 | 17.755 | 64.245 | x | 3 | 4. Significant | 10125 | Predictive Maintenance | 91.25
1011506 | Distribution Boards | B (Average): Asset is sound, operationally safe and exhibits only minor deterioration. | Category 3 (Recommended): Minor work required to prevent a deterioration of the service provided by the asset. | 20 | 2017-08-11 | 6.705 | 75.295 | x | 3 | 4. Significant | 10125 | Predictive Maintenance | 91.25
1011507 | Meter Reading - Electric | B (Average): Asset is sound, operationally safe and exhibits only minor deterioration. | Category 3 (Recommended): Minor work required to prevent a deterioration of the service provided by the asset. | 20 | 2008-10-22 | 15.5072 | 66.4928 | x | 3 | 2. Minor | 10125 | Predictive Maintenance | 182.5
1011509 | Distribution Boards | B (Average): Asset is sound, operationally safe and exhibits only minor deterioration. | Category 3 (Recommended): Minor work required to prevent a deterioration of the service provided by the asset. | 20 | 2014-08-12 | 9.7029 | 74.2971 | x | 2 | 4. Significant | 12165 | Predictive Maintenance | 91.25
1011510 | Distribution Boards | B (Average): Asset is sound, operationally safe and exhibits only minor deterioration. | Category 3 (Recommended): Minor work required to prevent a deterioration of the service provided by the asset. | 20 | 2009-08-10 | 14.7077 | 69.2923 | x | 2 | 4. Significant | 12165 | Predictive Maintenance | 91.25
1011511 | Distribution Boards | B (Average): Asset is sound, operationally safe and exhibits only minor deterioration. | Category 3 (Recommended): Minor work required to prevent a deterioration of the service provided by the asset. | 20 | 2017-03-30 | 7.0719 | 76.9281 | x | 2 | 4. Significant | 12165 | Predictive Maintenance | 91.25
1011513 | Distribution Boards | B (Average): Asset is sound, operationally safe and exhibits only minor deterioration. | Category 3 (Recommended): Minor work required to prevent a deterioration of the service provided by the asset. | 20 | 2022-01-20 | 2.2615 | 83.7385 | x | 1 | 4. Significant | 10127 | Predictive Maintenance | 91.25
1011514 | Distribution Boards | B (Average): Asset is sound, operationally safe and exhibits only minor deterioration. | Category 3 (Recommended): Minor work required to prevent a deterioration of the service provided by the asset. | 20 | 2008-04-11 | 16.0383 | 69.9617 | x | 1 | 4. Significant | 10127 | Predictive Maintenance | 91.25
1011515 | Distribution Boards | B (Average): Asset is sound, operationally safe and exhibits only minor deterioration. | Category 3 (Recommended): Minor work required to prevent a deterioration of the service provided by the asset. | 20 | 2017-05-30 | 6.9049 | 79.0951 | x | 1 | 4. Significant | 10127 | Predictive Maintenance | 91.25
1011516 | Meter Reading - Electric | B (Average): Asset is sound, operationally safe and exhibits only minor deterioration. | Category 3 (Recommended): Minor work required to prevent a deterioration of the service provided by the asset. | 20 | 2020-11-14 | 3.4442 | 82.5558 | x | 1 | 2. Minor | 10127 | Predictive Maintenance | 182.5
1011517 | Meter Reading - Electric | B (Average): Asset is sound, operationally safe and exhibits only minor deterioration. | Category 3 (Recommended): Minor work required to prevent a deterioration of the service provided by the asset. | 20 | 2016-01-03 | 8.3094 | 77.6906 | x | 1 | 2. Minor | 10127 | Predictive Maintenance | 182.5
1011518 | Meter Reading - Electric | B (Average): Asset is sound, operationally safe and exhibits only minor deterioration. | Category 3 (Recommended): Minor work required to prevent a deterioration of the service provided by the asset. | 20 | 2007-04-06 | 17.0541 | 68.9459 | x | 1 | 2. Minor | 10127 | Predictive Maintenance | 182.5
1011519 | Distribution Boards | B (Average): Asset is sound, operationally safe and exhibits only minor deterioration. | Category 3 (Recommended): Minor work required to prevent a deterioration of the service provided by the asset. | 20 | 2015-09-05 | 8.6379 | 77.3621 | x | 1 | 4. Significant | 10127 | Predictive Maintenance | 91.25
1011521 | Distribution Boards | B (Average): Asset is sound, operationally safe and exhibits only minor deterioration. | Category 3 (Recommended): Minor work required to prevent a deterioration of the service provided by the asset. | 20 | 2017-12-01 | 6.3984 | 77.6016 | x | 2 | 4. Significant | 10087 | Predictive Maintenance | 91.25
1011522 | Distribution Boards | B (Average): Asset is sound, operationally safe and exhibits only minor deterioration. | Category 3 (Recommended): Minor work required to prevent a deterioration of the service provided by the asset. | 20 | 2017-11-06 | 6.4668 | 77.5332 | x | 2 | 4. Significant | 10087 | Predictive Maintenance | 91.25
1011523 | Distribution Boards | B (Average): Asset is sound, operationally safe and exhibits only minor deterioration. | Category 3 (Recommended): Minor work required to prevent a deterioration of the service provided by the asset. | 20 | 2017-07-21 | 6.7625 | 77.2375 | x | 2 | 4. Significant | 10087 | Predictive Maintenance | 91.25
1011524 | Meter Reading - Electric | B (Average): Asset is sound, operationally safe and exhibits only minor deterioration. | Category 3 (Recommended): Minor work required to prevent a deterioration of the service provided by the asset. | 20 | 2008-02-05 | 16.219 | 67.781 | x | 2 | 2. Minor | 10087 | Predictive Maintenance | 182.5
1011526 | Fire Alarm System | A (Good): Asset is as new and can be expected to perform adequately to its full normal life if maintained appropriately. | Category 4 (Normal): No work required beyond normal maintenance. | 15 | 2017-03-22 | 7.0938 | 90.5416 | x | 1 | 5. Severe | 10124 | Predictive Maintenance | 162.5
1011527 | Ventilating Fans - General | B (Average): Asset is sound, operationally safe and exhibits only minor deterioration. | Category U (Unverified Asset): Further investigation required to identify asset. | 20 | 2010-10-26 | 13.4976 | 65.5024 | x | 1 | 2. Minor | 10124 | Predictive Maintenance | 91.25
1011528 | Ventilating Fans - General | B (Average): Asset is sound, operationally safe and exhibits only minor deterioration. | Category U (Unverified Asset): Further investigation required to identify asset. | 20 | 2014-10-28 | 9.4921 | 69.5079 | x | 1 | 2. Minor | 10124 | Predictive Maintenance | 91.25
1011530 | Ventilating Fans - General | B (Average): Asset is sound, operationally safe and exhibits only minor deterioration. | Category 3 (Recommended): Minor work required to prevent a deterioration of the service provided by the asset. | 20 | 2005-09-28 | 18.5736 | 67.4264 | x | 1 | 2. Minor | 10124 | Predictive Maintenance | 182.5
1011531 | Ventilating Fans - General | B (Average): Asset is sound, operationally safe and exhibits only minor deterioration. | Category 3 (Recommended): Minor work required to prevent a deterioration of the service provided by the asset. | 20 | 2019-08-20 | 4.6817 | 81.3183 | x | 1 | 2. Minor | 10124 | Predictive Maintenance | 182.5
1011532 | Ventilating Fans - General | B (Average): Asset is sound, operationally safe and exhibits only minor deterioration. | Category 3 (Recommended): Minor work required to prevent a deterioration of the service provided by the asset. | 20 | 2004-12-03 | 19.3922 | 66.6078 | x | 1 | 2. Minor | 10124 | Predictive Maintenance | 182.5
1011533 | Ventilating Fans - General | B (Average): Asset is sound, operationally safe and exhibits only minor deterioration. | Category 3 (Recommended): Minor work required to prevent a deterioration of the service provided by the asset. | 20 | 2008-07-23 | 15.7563 | 70.2437 | x | 1 | 2. Minor | 10124 | Predictive Maintenance | 182.5
1011534 | Point of Use Water Dispenser | B (Average): Asset is sound, operationally safe and exhibits only minor deterioration. | Category 3 (Recommended): Minor work required to prevent a deterioration of the service provided by the asset. | 15 | 2018-09-29 | 5.5715 | 78.5713 | x | 1 | 2. Minor | 10124 | Predictive Maintenance | 182.5
1011535 | Ventilating Fans - General | B (Average): Asset is sound, operationally safe and exhibits only minor deterioration. | Category 3 (Recommended): Minor work required to prevent a deterioration of the service provided by the asset. | 20 | 2022-09-29 | 1.5715 | 84.4285 | x | 1 | 2. Minor | 10124 | Predictive Maintenance | 182.5
1011536 | Ventilating Fans - General | B (Average): Asset is sound, operationally safe and exhibits only minor deterioration. | Category 3 (Recommended): Minor work required to prevent a deterioration of the service provided by the asset. | 20 | 2018-01-18 | 6.2669 | 79.7331 | x | 1 | 2. Minor | 10124 | Predictive Maintenance | 182.5
1011537 | Ventilating Fans - General | B (Average): Asset is sound, operationally safe and exhibits only minor deterioration. | Category 3 (Recommended): Minor work required to prevent a deterioration of the service provided by the asset. | 20 | 2016-10-29 | 7.488 | 78.512 | x | 1 | 2. Minor | 10124 | Predictive Maintenance | 182.5
1011538 | Ventilating Fans - General | B (Average): Asset is sound, operationally safe and exhibits only minor deterioration. | Category 3 (Recommended): Minor work required to prevent a deterioration of the service provided by the asset. | 20 | 2009-05-24 | 14.9213 | 71.0787 | x | 1 | 2. Minor | 10124 | Predictive Maintenance | 182.5
1011540 | Ventilating Fans - General | B (Average): Asset is sound, operationally safe and exhibits only minor deterioration. | Category 3 (Recommended): Minor work required to prevent a deterioration of the service provided by the asset. | 20 | 2020-10-29 | 3.488 | 82.512 | x | 1 | 2. Minor | 10124 | Predictive Maintenance | 182.5
1011541 | Ventilating Fans - General | B (Average): Asset is sound, operationally safe and exhibits only minor deterioration. | Category 3 (Recommended): Minor work required to prevent a deterioration of the service provided by the asset. | 20 | 2004-07-27 | 19.7454 | 66.2546 | x | 1 | 2. Minor | 10124 | Predictive Maintenance | 182.5
1011542 | Ventilating Fans - General | B (Average): Asset is sound, operationally safe and exhibits only minor deterioration. | Category 3 (Recommended): Minor work required to prevent a deterioration of the service provided by the asset. | 20 | 2008-07-16 | 15.7755 | 70.2245 | x | 1 | 2. Minor | 10124 | Predictive Maintenance | 182.5
1011543 | Ventilating Fans - General | B (Average): Asset is sound, operationally safe and exhibits only minor deterioration. | Category 3 (Recommended): Minor work required to prevent a deterioration of the service provided by the asset. | 20 | 2023-05-13 | 0.95277 | 85.0472 | x | 1 | 2. Minor | 10124 | Predictive Maintenance | 182.5
1011544 | Ventilating Fans - General | B (Average): Asset is sound, operationally safe and exhibits only minor deterioration. | Category 3 (Recommended): Minor work required to prevent a deterioration of the service provided by the asset. | 20 | 2021-09-03 | 2.642 | 83.358 | x | 1 | 2. Minor | 10124 | Predictive Maintenance | 182.5
1011545 | Ventilating Fans - General | B (Average): Asset is sound, operationally safe and exhibits only minor deterioration. | Category 3 (Recommended): Minor work required to prevent a deterioration of the service provided by the asset. | 20 | 2005-07-28 | 18.7433 | 67.2567 | x | 1 | 2. Minor | 10124 | Predictive Maintenance | 182.5
1011546 | Point of Use Water Dispenser | A (Good): Asset is as new and can be expected to perform adequately to its full normal life if maintained appropriately. | Category 4 (Normal): No work required beyond normal maintenance. | 15 | 2015-07-29 | 8.742 | 88.3441 | x | 1 | 2. Minor | 10124 | Predictive Maintenance | 365
1011547 | Ventilating Fans - General | B (Average): Asset is sound, operationally safe and exhibits only minor deterioration. | Category 3 (Recommended): Minor work required to prevent a deterioration of the service provided by the asset. | 20 | 2008-12-02 | 15.3949 | 70.6051 | x | 1 | 2. Minor | 10124 | Predictive Maintenance | 182.5
1011548 | Ventilating Fans - General | B (Average): Asset is sound, operationally safe and exhibits only minor deterioration. | Category 3 (Recommended): Minor work required to prevent a deterioration of the service provided by the asset. | 20 | 2020-01-09 | 4.293 | 81.707 | x | 1 | 2. Minor | 10124 | Predictive Maintenance | 182.5
1011552 | Meter Reading - Electric | B (Average): Asset is sound, operationally safe and exhibits only minor deterioration. | Category 3 (Recommended): Minor work required to prevent a deterioration of the service provided by the asset. | 20 | 2011-02-16 | 13.1882 | 70.8118 | x | 2 | 2. Minor | 10087 | Predictive Maintenance | 182.5
1011553 | Meter Reading - Electric | B (Average): Asset is sound, operationally safe and exhibits only minor deterioration. | Category 3 (Recommended): Minor work required to prevent a deterioration of the service provided by the asset. | 20 | 2018-02-18 | 6.1821 | 77.8179 | x | 2 | 2. Minor | 10087 | Predictive Maintenance | 182.5
1011554 | Meter Reading - Electric | B (Average): Asset is sound, operationally safe and exhibits only minor deterioration. | Category 3 (Recommended): Minor work required to prevent a deterioration of the service provided by the asset. | 20 | 2016-09-30 | 7.5674 | 76.4326 | x | 2 | 2. Minor | 10087 | Predictive Maintenance | 182.5
1011555 | Meter Reading - Electric | B (Average): Asset is sound, operationally safe and exhibits only minor deterioration. | Category 3 (Recommended): Minor work required to prevent a deterioration of the service provided by the asset. | 20 | 2012-02-06 | 12.2163 | 71.7837 | x | 2 | 2. Minor | 10087 | Predictive Maintenance | 182.5
1011556 | Meter Reading - Electric | B (Average): Asset is sound, operationally safe and exhibits only minor deterioration. | Category 3 (Recommended): Minor work required to prevent a deterioration of the service provided by the asset. | 20 | 2018-11-30 | 5.4018 | 78.5982 | x | 2 | 2. Minor | 10087 | Predictive Maintenance | 182.5
1011557 | Meter Reading - Electric | B (Average): Asset is sound, operationally safe and exhibits only minor deterioration. | Category 3 (Recommended): Minor work required to prevent a deterioration of the service provided by the asset. | 20 | 2015-07-30 | 8.7392 | 75.2608 | x | 2 | 2. Minor | 10087 | Predictive Maintenance | 182.5
1011558 | Meter Reading - Electric | B (Average): Asset is sound, operationally safe and exhibits only minor deterioration. | Category 3 (Recommended): Minor work required to prevent a deterioration of the service provided by the asset. | 20 | 2007-03-16 | 17.1116 | 66.8884 | x | 2 | 2. Minor | 10087 | Predictive Maintenance | 182.5
1011559 | Meter Reading - Electric | B (Average): Asset is sound, operationally safe and exhibits only minor deterioration. | Category 3 (Recommended): Minor work required to prevent a deterioration of the service provided by the asset. | 20 | 2005-08-31 | 18.6502 | 65.3498 | x | 2 | 2. Minor | 10087 | Predictive Maintenance | 182.5
1011560 | Meter Reading - Electric | B (Average): Asset is sound, operationally safe and exhibits only minor deterioration. | Category 3 (Recommended): Minor work required to prevent a deterioration of the service provided by the asset. | 20 | 2012-04-17 | 12.0219 | 71.9781 | x | 2 | 2. Minor | 10087 | Predictive Maintenance | 182.5
1011561 | Meter Reading - Electric | U (Unverified): Further investigation required. | Category U (Unverified Asset): Further investigation required to identify asset. | 20 | 2022-07-26 | 1.7495 | 68.2505 | x | 2 | 2. Minor | 10087 | Predictive Maintenance | 91.25
1011562 | Meter Reading - Electric | U (Unverified): Further investigation required. | Category U (Unverified Asset): Further investigation required to identify asset. | 20 | 2015-07-09 | 8.7967 | 61.2033 | x | 2 | 2. Minor | 10087 | Predictive Maintenance | 91.25
1011563 | Meter Reading - Electric | B (Average): Asset is sound, operationally safe and exhibits only minor deterioration. | Category 3 (Recommended): Minor work required to prevent a deterioration of the service provided by the asset. | 20 | 2018-06-04 | 5.8919 | 78.1081 | x | 2 | 2. Minor | 10087 | Predictive Maintenance | 182.5
1011564 | Meter Reading - Electric | B (Average): Asset is sound, operationally safe and exhibits only minor deterioration. | Category 3 (Recommended): Minor work required to prevent a deterioration of the service provided by the asset. | 20 | 2018-03-13 | 6.1191 | 77.8809 | x | 2 | 2. Minor | 10087 | Predictive Maintenance | 182.5
1011565 | Meter Reading - Electric | B (Average): Asset is sound, operationally safe and exhibits only minor deterioration. | Category 3 (Recommended): Minor work required to prevent a deterioration of the service provided by the asset. | 20 | 2019-10-25 | 4.501 | 79.499 | x | 2 | 2. Minor | 10087 | Predictive Maintenance | 182.5
1011566 | Meter Reading - Electric | B (Average): Asset is sound, operationally safe and exhibits only minor deterioration. | Category 3 (Recommended): Minor work required to prevent a deterioration of the service provided by the asset. | 20 | 2010-10-04 | 13.5578 | 70.4422 | x | 2 | 2. Minor | 10087 | Predictive Maintenance | 182.5
1011567 | Meter Reading - Electric | B (Average): Asset is sound, operationally safe and exhibits only minor deterioration. | Category 3 (Recommended): Minor work required to prevent a deterioration of the service provided by the asset. | 20 | 2012-01-29 | 12.2382 | 71.7618 | x | 2 | 2. Minor | 10087 | Predictive Maintenance | 182.5
1011568 | Meter Reading - Electric | B (Average): Asset is sound, operationally safe and exhibits only minor deterioration. | Category 3 (Recommended): Minor work required to prevent a deterioration of the service provided by the asset. | 20 | 2004-09-24 | 19.5838 | 64.4162 | x | 2 | 2. Minor | 10087 | Predictive Maintenance | 182.5
1011569 | Meter Reading - Electric | B (Average): Asset is sound, operationally safe and exhibits only minor deterioration. | Category 3 (Recommended): Minor work required to prevent a deterioration of the service provided by the asset. | 20 | 2020-06-23 | 3.8385 | 80.1615 | x | 2 | 2. Minor | 10087 | Predictive Maintenance | 182.5
1011570 | Meter Reading - Electric | B (Average): Asset is sound, operationally safe and exhibits only minor deterioration. | Category 3 (Recommended): Minor work required to prevent a deterioration of the service provided by the asset. | 20 | 2012-07-24 | 11.7536 | 72.2464 | x | 2 | 2. Minor | 10087 | Predictive Maintenance | 182.5
1011571 | Meter Reading - Electric | B (Average): Asset is sound, operationally safe and exhibits only minor deterioration. | Category 3 (Recommended): Minor work required to prevent a deterioration of the service provided by the asset. | 20 | 2006-05-18 | 17.9384 | 66.0616 | x | 2 | 2. Minor | 10087 | Predictive Maintenance | 182.5
1011572 | Meter Reading - Electric | B (Average): Asset is sound, operationally safe and exhibits only minor deterioration. | Category 3 (Recommended): Minor work required to prevent a deterioration of the service provided by the asset. | 20 | 2016-01-15 | 8.2765 | 75.7235 | x | 2 | 2. Minor | 10087 | Predictive Maintenance | 182.5
1011573 | Meter Reading - Electric | B (Average): Asset is sound, operationally safe and exhibits only minor deterioration. | Category 3 (Recommended): Minor work required to prevent a deterioration of the service provided by the asset. | 20 | 2017-07-26 | 6.7488 | 77.2512 | x | 2 | 2. Minor | 10087 | Predictive Maintenance | 182.5
1011574 | Distribution Boards | B (Average): Asset is sound, operationally safe and exhibits only minor deterioration. | Category 3 (Recommended): Minor work required to prevent a deterioration of the service provided by the asset. | 20 | 2006-03-30 | 18.0726 | 65.9274 | x | 2 | 4. Significant | 10087 | Predictive Maintenance | 91.25
1011575 | Meter Reading - Electric | B (Average): Asset is sound, operationally safe and exhibits only minor deterioration. | Category 3 (Recommended): Minor work required to prevent a deterioration of the service provided by the asset. | 20 | 2020-02-08 | 4.2108 | 79.7892 | x | 2 | 2. Minor | 10087 | Predictive Maintenance | 182.5
1011576 | Meter Reading - Electric | B (Average): Asset is sound, operationally safe and exhibits only minor deterioration. | Category 3 (Recommended): Minor work required to prevent a deterioration of the service provided by the asset. | 20 | 2012-05-06 | 11.9699 | 72.0301 | x | 2 | 2. Minor | 10087 | Predictive Maintenance | 182.5
1011577 | Meter Reading - Electric | B (Average): Asset is sound, operationally safe and exhibits only minor deterioration. | Category 3 (Recommended): Minor work required to prevent a deterioration of the service provided by the asset. | 20 | 2018-10-25 | 5.5003 | 78.4997 | x | 2 | 2. Minor | 10087 | Predictive Maintenance | 182.5
1011578 | Meter Reading - Electric | B (Average): Asset is sound, operationally safe and exhibits only minor deterioration. | Category 3 (Recommended): Minor work required to prevent a deterioration of the service provided by the asset. | 20 | 2004-01-09 | 20.293 | 63.707 | x | 2 | 2. Minor | 10087 | Predictive Maintenance | 182.5
1011579 | Meter Reading - Electric | B (Average): Asset is sound, operationally safe and exhibits only minor deterioration. | Category 3 (Recommended): Minor work required to prevent a deterioration of the service provided by the asset. | 20 | 2015-12-28 | 8.3258 | 75.6742 | x | 2 | 2. Minor | 10087 | Predictive Maintenance | 182.5
1011580 | Meter Reading - Electric | B (Average): Asset is sound, operationally safe and exhibits only minor deterioration. | Category 3 (Recommended): Minor work required to prevent a deterioration of the service provided by the asset. | 20 | 2011-11-29 | 12.4052 | 71.5948 | x | 2 | 2. Minor | 10087 | Predictive Maintenance | 182.5
1011581 | Meter Reading - Electric | B (Average): Asset is sound, operationally safe and exhibits only minor deterioration. | Category 3 (Recommended): Minor work required to prevent a deterioration of the service provided by the asset. | 20 | 2018-03-14 | 6.1164 | 77.8836 | x | 2 | 2. Minor | 10087 | Predictive Maintenance | 182.5
1011582 | Meter Reading - Electric | B (Average): Asset is sound, operationally safe and exhibits only minor deterioration. | Category 3 (Recommended): Minor work required to prevent a deterioration of the service provided by the asset. | 20 | 2009-12-14 | 14.3628 | 69.6372 | x | 2 | 2. Minor | 10087 | Predictive Maintenance | 182.5
1011583 | Meter Reading - Electric | B (Average): Asset is sound, operationally safe and exhibits only minor deterioration. | Category 3 (Recommended): Minor work required to prevent a deterioration of the service provided by the asset. | 20 | 2014-09-24 | 9.5852 | 74.4148 | x | 2 | 2. Minor | 10087 | Predictive Maintenance | 182.5
1011584 | Meter Reading - Electric | B (Average): Asset is sound, operationally safe and exhibits only minor deterioration. | Category 3 (Recommended): Minor work required to prevent a deterioration of the service provided by the asset. | 20 | 2008-07-13 | 15.7837 | 68.2163 | x | 2 | 2. Minor | 10087 | Predictive Maintenance | 182.5
1011585 | Meter Reading - Electric | B (Average): Asset is sound, operationally safe and exhibits only minor deterioration. | Category 3 (Recommended): Minor work required to prevent a deterioration of the service provided by the asset. | 20 | 2017-09-15 | 6.6092 | 77.3908 | x | 2 | 2. Minor | 10087 | Predictive Maintenance | 182.5
1011586 | Meter Reading - Electric | B (Average): Asset is sound, operationally safe and exhibits only minor deterioration. | Category 3 (Recommended): Minor work required to prevent a deterioration of the service provided by the asset. | 20 | 2016-09-30 | 7.5674 | 76.4326 | x | 2 | 2. Minor | 10087 | Predictive Maintenance | 182.5
1011587 | Meter Reading - Electric | B (Average): Asset is sound, operationally safe and exhibits only minor deterioration. | Category 3 (Recommended): Minor work required to prevent a deterioration of the service provided by the asset. | 20 | 2009-04-25 | 15.0007 | 68.9993 | x | 2 | 2. Minor | 10087 | Predictive Maintenance | 182.5
1011588 | Meter Reading - Electric | B (Average): Asset is sound, operationally safe and exhibits only minor deterioration. | Category 3 (Recommended): Minor work required to prevent a deterioration of the service provided by the asset. | 20 | 2019-11-11 | 4.4545 | 79.5455 | x | 2 | 2. Minor | 10087 | Predictive Maintenance | 182.5
1011591 | Meter Reading - Electric | B (Average): Asset is sound, operationally safe and exhibits only minor deterioration. | Category 3 (Recommended): Minor work required to prevent a deterioration of the service provided by the asset. | 20 | 2015-07-01 | 8.8186 | 75.1814 | x | 2 | 2. Minor | 10087 | Predictive Maintenance | 182.5
1011592 | Meter Reading - Electric | B (Average): Asset is sound, operationally safe and exhibits only minor deterioration. | Category 3 (Recommended): Minor work required to prevent a deterioration of the service provided by the asset. | 20 | 2010-10-13 | 13.5332 | 70.4668 | x | 2 | 2. Minor | 10087 | Predictive Maintenance | 182.5
1011593 | Meter Reading - Electric | B (Average): Asset is sound, operationally safe and exhibits only minor deterioration. | Category 3 (Recommended): Minor work required to prevent a deterioration of the service provided by the asset. | 20 | 2004-02-28 | 20.1561 | 63.8439 | x | 2 | 2. Minor | 10087 | Predictive Maintenance | 182.5
1011594 | Maximum Demand and Power Factor Correction | B (Average): Asset is sound, operationally safe and exhibits only minor deterioration. | Category 3 (Recommended): Minor work required to prevent a deterioration of the service provided by the asset. | 20 | 2005-10-07 | 18.5489 | 65.4511 | x | 2 | 4. Significant | 10087 | Predictive Maintenance | 91.25
1011598 | Atmospheric Gas Burner - Condensing Boiler | B (Average): Asset is sound, operationally safe and exhibits only minor deterioration. | Category 3 (Recommended): Minor work required to prevent a deterioration of the service provided by the asset. | 20 | 2006-03-23 | 18.0917 | 67.9083 | x | 1 | 4. Significant | 10124 | Predictive Maintenance | 91.25
1011599 | Atmospheric Gas Burner - Condensing Boiler | B (Average): Asset is sound, operationally safe and exhibits only minor deterioration. | Category 3 (Recommended): Minor work required to prevent a deterioration of the service provided by the asset. | 20 | 2007-07-16 | 16.7775 | 69.2225 | x | 1 | 4. Significant | 10124 | Predictive Maintenance | 91.25
1011600 | Atmospheric Gas Burner - Condensing Boiler | B (Average): Asset is sound, operationally safe and exhibits only minor deterioration. | Category 3 (Recommended): Minor work required to prevent a deterioration of the service provided by the asset. | 20 | 2020-09-29 | 3.5702 | 80.4298 | x | 2 | 4. Significant | 10087 | Predictive Maintenance | 91.25
1011601 | Expansion Vessels | B (Average): Asset is sound, operationally safe and exhibits only minor deterioration. | Category 3 (Recommended): Minor work required to prevent a deterioration of the service provided by the asset. | 15 | 2012-10-25 | 11.499 | 70.668 | x | 1 | 4. Significant | 10124 | Predictive Maintenance | 91.25
1011602 | Outstations | B (Average): Asset is sound, operationally safe and exhibits only minor deterioration. | Category 3 (Recommended): Minor work required to prevent a deterioration of the service provided by the asset. | 10 | 2021-10-05 | 2.5544 | 78.8912 | x | 2 | 4. Significant | 10087 | Predictive Maintenance | 91.25
1011603 | Gas Detection/Flammable | B (Average): Asset is sound, operationally safe and exhibits only minor deterioration. | Category 3 (Recommended): Minor work required to prevent a deterioration of the service provided by the asset. | 15 | 2011-02-03 | 13.2238 | 66.3682 | x | 2 | 5. Severe | 10087 | Predictive Maintenance | 28
1011604 | Expansion Vessels | B (Average): Asset is sound, operationally safe and exhibits only minor deterioration. | Category 3 (Recommended): Minor work required to prevent a deterioration of the service provided by the asset. | 15 | 2014-09-18 | 9.6016 | 71.1978 | x | 2 | 4. Significant | 10087 | Predictive Maintenance | 91.25
1011605 | Distribution Boards | U (Unverified): Further investigation required. | Category U (Unverified Asset): Further investigation required to identify asset. | 20 | 2022-07-31 | 1.7358 | 68.2642 | x | 2 | 4. Significant | 10087 | Predictive Maintenance | 14
1011606 | Room Air Conditioners | B (Average): Asset is sound, operationally safe and exhibits only minor deterioration. | Category 3 (Recommended): Minor work required to prevent a deterioration of the service provided by the asset. | 15 | 2019-09-04 | 4.6407 | 73.8125 | x | 4 | 3. Moderate | 10126 | Predictive Maintenance | 91.25
1011607 | Room Air Conditioners | B (Average): Asset is sound, operationally safe and exhibits only minor deterioration. | Category 3 (Recommended): Minor work required to prevent a deterioration of the service provided by the asset. | 15 | 2017-09-25 | 6.5818 | 71.2243 | x | 4 | 3. Moderate | 10126 | Predictive Maintenance | 91.25
1011608 | Room Air Conditioners | B (Average): Asset is sound, operationally safe and exhibits only minor deterioration. | Category 3 (Recommended): Minor work required to prevent a deterioration of the service provided by the asset. | 15 | 2010-08-21 | 13.6783 | 61.7623 | x | 4 | 3. Moderate | 10126 | Predictive Maintenance | 91.25
1011609 | Room Air Conditioners | B (Average): Asset is sound, operationally safe and exhibits only minor deterioration. | Category 3 (Recommended): Minor work required to prevent a deterioration of the service provided by the asset. | 15 | 2023-05-28 | 0.9117 | 78.7844 | x | 4 | 3. Moderate | 10126 | Predictive Maintenance | 91.25
1011610 | Hot Water Calorifiers - Heated by LTHW | A (Good): Asset is as new and can be expected to perform adequately to its full normal life if maintained appropriately. | Category 4 (Normal): No work required beyond normal maintenance. | 20 | 2015-10-27 | 8.4956 | 85.5044 | x | 4 | 4. Significant | 10126 | Predictive Maintenance | 162.5
1011611 | Direct Fired Water Heaters | B (Average): Asset is sound, operationally safe and exhibits only minor deterioration. | Category 3 (Recommended): Minor work required to prevent a deterioration of the service provided by the asset. | 15 | 2022-04-25 | 2.0014 | 77.3315 | x | 4 | 4. Significant | 10126 | Predictive Maintenance | 91.25
1011612 | Pressurisation Units - Chilled Water, Condenser Water and LTHW Types | B (Average): Asset is sound, operationally safe and exhibits only minor deterioration. | Category 3 (Recommended): Minor work required to prevent a deterioration of the service provided by the asset. | 15 | 2014-05-13 | 9.9521 | 66.7305 | x | 4 | 4. Significant | 10126 | Predictive Maintenance | 91.25
1011613 | Expansion Vessels | B (Average): Asset is sound, operationally safe and exhibits only minor deterioration. | Category 3 (Recommended): Minor work required to prevent a deterioration of the service provided by the asset. | 15 | 2023-10-02 | 0.564 | 79.248 | x | 4 | 4. Significant | 10126 | Predictive Maintenance | 91.25
1011614 | Outstations | B (Average): Asset is sound, operationally safe and exhibits only minor deterioration. | Category 3 (Recommended): Minor work required to prevent a deterioration of the service provided by the asset. | 10 | 2019-01-28 | 5.2402 | 69.5195 | x | 4 | 4. Significant | 10126 | Predictive Maintenance | 91.25
1011615 | Atmospheric Gas Burner - Condensing Boiler | B (Average): Asset is sound, operationally safe and exhibits only minor deterioration. | Category 3 (Recommended): Minor work required to prevent a deterioration of the service provided by the asset. | 20 | 2014-08-06 | 9.7194 | 70.2806 | x | 4 | 4. Significant | 10126 | Predictive Maintenance | 91.25
1011616 | Atmospheric Gas Burner - Condensing Boiler | B (Average): Asset is sound, operationally safe and exhibits only minor deterioration. | Category 3 (Recommended): Minor work required to prevent a deterioration of the service provided by the asset. | 20 | 2023-01-22 | 1.2567 | 78.7433 | x | 4 | 4. Significant | 10126 | Predictive Maintenance | 91.25
1011617 | Outstations | B (Average): Asset is sound, operationally safe and exhibits only minor deterioration. | Category 3 (Recommended): Minor work required to prevent a deterioration of the service provided by the asset. | 10 | 2017-06-18 | 6.8528 | 66.2943 | x | 4 | 4. Significant | 10126 | Predictive Maintenance | 91.25
1011618 | Distribution Boards | B (Average): Asset is sound, operationally safe and exhibits only minor deterioration. | Category 3 (Recommended): Minor work required to prevent a deterioration of the service provided by the asset. | 20 | 2012-01-04 | 12.3066 | 67.6934 | x | 4 | 4. Significant | 10126 | Predictive Maintenance | 91.25
1011619 | Distribution Boards | B (Average): Asset is sound, operationally safe and exhibits only minor deterioration. | Category 3 (Recommended): Minor work required to prevent a deterioration of the service provided by the asset. | 20 | 2020-08-19 | 3.6824 | 76.3176 | x | 4 | 4. Significant | 10126 | Predictive Maintenance | 91.25
1011620 | Distribution Boards | B (Average): Asset is sound, operationally safe and exhibits only minor deterioration. | Category 3 (Recommended): Minor work required to prevent a deterioration of the service provided by the asset. | 20 | 2018-04-26 | 5.9986 | 74.0014 | x | 4 | 4. Significant | 10126 | Predictive Maintenance | 91.25
1011621 | Meter Reading - Electric | B (Average): Asset is sound, operationally safe and exhibits only minor deterioration. | Category 3 (Recommended): Minor work required to prevent a deterioration of the service provided by the asset. | 20 | 2020-06-29 | 3.822 | 76.178 | x | 4 | 2. Minor | 10126 | Predictive Maintenance | 182.5
1011622 | Meter Reading - Electric | B (Average): Asset is sound, operationally safe and exhibits only minor deterioration. | Category 3 (Recommended): Minor work required to prevent a deterioration of the service provided by the asset. | 20 | 2009-03-26 | 15.0828 | 64.9172 | x | 4 | 2. Minor | 10126 | Predictive Maintenance | 182.5
1011623 | Meter Reading - Electric | B (Average): Asset is sound, operationally safe and exhibits only minor deterioration. | Category 3 (Recommended): Minor work required to prevent a deterioration of the service provided by the asset. | 20 | 2006-11-01 | 17.4812 | 62.5188 | x | 4 | 2. Minor | 10126 | Predictive Maintenance | 182.5
1011624 | Meter Reading - Electric | B (Average): Asset is sound, operationally safe and exhibits only minor deterioration. | Category 3 (Recommended): Minor work required to prevent a deterioration of the service provided by the asset. | 20 | 2017-12-23 | 6.3381 | 73.6619 | x | 4 | 2. Minor | 10126 | Predictive Maintenance | 182.5
1011625 | Meter Reading - Electric | B (Average): Asset is sound, operationally safe and exhibits only minor deterioration. | Category 3 (Recommended): Minor work required to prevent a deterioration of the service provided by the asset. | 20 | 2006-03-07 | 18.1355 | 61.8645 | x | 4 | 2. Minor | 10126 | Predictive Maintenance | 182.5
1011626 | Meter Reading - Electric | B (Average): Asset is sound, operationally safe and exhibits only minor deterioration. | Category 3 (Recommended): Minor work required to prevent a deterioration of the service provided by the asset. | 20 | 2017-08-24 | 6.6694 | 73.3306 | x | 4 | 2. Minor | 10126 | Predictive Maintenance | 182.5
1011627 | Meter Reading - Electric | B (Average): Asset is sound, operationally safe and exhibits only minor deterioration. | Category 3 (Recommended): Minor work required to prevent a deterioration of the service provided by the asset. | 20 | 2005-02-10 | 19.2033 | 60.7967 | x | 4 | 2. Minor | 10126 | Predictive Maintenance | 182.5
1011628 | Meter Reading - Electric | B (Average): Asset is sound, operationally safe and exhibits only minor deterioration. | Category 3 (Recommended): Minor work required to prevent a deterioration of the service provided by the asset. | 20 | 2020-06-05 | 3.8877 | 76.1123 | x | 4 | 2. Minor | 10126 | Predictive Maintenance | 182.5
1011629 | Meter Reading - Electric | B (Average): Asset is sound, operationally safe and exhibits only minor deterioration. | Category 3 (Recommended): Minor work required to prevent a deterioration of the service provided by the asset. | 20 | 2005-05-11 | 18.9569 | 61.0431 | x | 4 | 2. Minor | 10126 | Predictive Maintenance | 182.5
1011630 | Meter Reading - Electric | B (Average): Asset is sound, operationally safe and exhibits only minor deterioration. | Category 3 (Recommended): Minor work required to prevent a deterioration of the service provided by the asset. | 20 | 2018-04-07 | 6.0507 | 73.9493 | x | 4 | 2. Minor | 10126 | Predictive Maintenance | 182.5
1011631 | Meter Reading - Electric | B (Average): Asset is sound, operationally safe and exhibits only minor deterioration. | Category 3 (Recommended): Minor work required to prevent a deterioration of the service provided by the asset. | 20 | 2007-02-08 | 17.2101 | 62.7899 | x | 4 | 2. Minor | 10126 | Predictive Maintenance | 182.5
1011632 | Meter Reading - Electric | B (Average): Asset is sound, operationally safe and exhibits only minor deterioration. | Category 3 (Recommended): Minor work required to prevent a deterioration of the service provided by the asset. | 20 | 2009-04-16 | 15.0253 | 64.9747 | x | 4 | 2. Minor | 10126 | Predictive Maintenance | 182.5
1011633 | Expansion Vessels | B (Average): Asset is sound, operationally safe and exhibits only minor deterioration. | Category 3 (Recommended): Minor work required to prevent a deterioration of the service provided by the asset. | 15 | 2014-04-19 | 10.0178 | 66.6429 | x | 4 | 4. Significant | 10126 | Predictive Maintenance | 91.25
1011634 | Expansion Vessels | B (Average): Asset is sound, operationally safe and exhibits only minor deterioration. | Category 3 (Recommended): Minor work required to prevent a deterioration of the service provided by the asset. | 15 | 2011-08-11 | 12.7064 | 63.0582 | x | 4 | 4. Significant | 10126 | Predictive Maintenance | 91.25
1011635 | Gas Detection/Flammable | B (Average): Asset is sound, operationally safe and exhibits only minor deterioration. | Category 3 (Recommended): Minor work required to prevent a deterioration of the service provided by the asset. | 15 | 2016-04-19 | 8.0164 | 69.3114 | x | 4 | 5. Severe | 10126 | Predictive Maintenance | 28
1011636 | Cold Water Storage Tanks and Cisterns | B (Average): Asset is sound, operationally safe and exhibits only minor deterioration. | Category 3 (Recommended): Minor work required to prevent a deterioration of the service provided by the asset. | 25 | 2007-08-29 | 16.6571 | 66.6743 | x | 4 | 4. Significant | 10126 | Predictive Maintenance | 91.25
1011637 | Room Air Conditioners | B (Average): Asset is sound, operationally safe and exhibits only minor deterioration. | Category 3 (Recommended): Minor work required to prevent a deterioration of the service provided by the asset. | 15 | 2016-11-15 | 7.4415 | 70.078 | x | 4 | 3. Moderate | 10126 | Predictive Maintenance | 91.25
1011638 | Smoke Relief - Powered Smoke and Heat Exhaust Ventilators | B (Average): Asset is sound, operationally safe and exhibits only minor deterioration. | Category 3 (Recommended): Minor work required to prevent a deterioration of the service provided by the asset. | 30 | 2022-12-18 | 1.3525 | 79.0983 | x | 4 | 5. Severe | 10126 | Predictive Maintenance | 28
1011639 | Room Air Conditioners | B (Average): Asset is sound, operationally safe and exhibits only minor deterioration. | Category 3 (Recommended): Minor work required to prevent a deterioration of the service provided by the asset. | 15 | 2019-09-04 | 4.6407 | 73.8125 | x | 4 | 3. Moderate | 10126 | Predictive Maintenance | 91.25
1011640 | Room Air Conditioners | B (Average): Asset is sound, operationally safe and exhibits only minor deterioration. | Category 3 (Recommended): Minor work required to prevent a deterioration of the service provided by the asset. | 15 | 2012-09-27 | 11.5756 | 64.5658 | x | 4 | 3. Moderate | 10126 | Predictive Maintenance | 91.25
1011641 | Room Air Conditioners | B (Average): Asset is sound, operationally safe and exhibits only minor deterioration. | Category 3 (Recommended): Minor work required to prevent a deterioration of the service provided by the asset. | 15 | 2020-02-09 | 4.2081 | 74.3892 | x | 4 | 3. Moderate | 10126 | Predictive Maintenance | 91.25
1011643 | Distribution Boards | B (Average): Asset is sound, operationally safe and exhibits only minor deterioration. | Category 3 (Recommended): Minor work required to prevent a deterioration of the service provided by the asset. | 20 | 2012-09-03 | 11.6413 | 68.3587 | x | 4 | 4. Significant | 10126 | Predictive Maintenance | 91.25
1011646 | Ventilating Fans - General | B (Average): Asset is sound, operationally safe and exhibits only minor deterioration. | Category 3 (Recommended): Minor work required to prevent a deterioration of the service provided by the asset. | 20 | 2019-10-09 | 4.5448 | 75.4552 | x | 4 | 2. Minor | 10126 | Predictive Maintenance | 182.5
1011648 | Outstations | A (Good): Asset is as new and can be expected to perform adequately to its full normal life if maintained appropriately. | Category 4 (Normal): No work required beyond normal maintenance. | 10 | 2022-12-15 | 1.3607 | 95.2786 | x | 2 | 4. Significant | 12301 | Predictive Maintenance | 162.5
1011649 | Distribution Boards | B (Average): Asset is sound, operationally safe and exhibits only minor deterioration. | Category 3 (Recommended): Minor work required to prevent a deterioration of the service provided by the asset. | 20 | 2023-07-08 | 0.79945 | 83.2005 | x | 2 | 4. Significant | 12301 | Predictive Maintenance | 91.25
1011650 | Speed Controllers | B (Average): Asset is sound, operationally safe and exhibits only minor deterioration. | Category 3 (Recommended): Minor work required to prevent a deterioration of the service provided by the asset. | 15 | 2011-08-23 | 12.6735 | 67.102 | x | 2 | 4. Significant | 12301 | Predictive Maintenance | 91.25
1011651 | Expansion Vessels | B (Average): Asset is sound, operationally safe and exhibits only minor deterioration. | Category 3 (Recommended): Minor work required to prevent a deterioration of the service provided by the asset. | 15 | 2012-12-09 | 11.3758 | 68.8323 | x | 2 | 4. Significant | 12301 | Predictive Maintenance | 91.25
1011652 | Expansion Vessels | A (Good): Asset is as new and can be expected to perform adequately to its full normal life if maintained appropriately. | Category 4 (Normal): No work required beyond normal maintenance. | 15 | 2013-04-29 | 10.9897 | 85.347 | x | 1 | 4. Significant | 10183 | Predictive Maintenance | 162.5
1011653 | Expansion Vessels | B (Average): Asset is sound, operationally safe and exhibits only minor deterioration. | Category 3 (Recommended): Minor work required to prevent a deterioration of the service provided by the asset. | 15 | 2023-05-10 | 0.96099 | 84.7187 | x | 1 | 4. Significant | 10183 | Predictive Maintenance | 91.25
1011654 | Hot Water Calorifiers - Heated by LTHW | A (Good): Asset is as new and can be expected to perform adequately to its full normal life if maintained appropriately. | Category 4 (Normal): No work required beyond normal maintenance. | 20 | 2014-07-03 | 9.8125 | 90.1875 | x | 1 | 4. Significant | 10183 | Predictive Maintenance | 162.5
1011655 | Hot Water Calorifiers - Heated by LTHW | A (Good): Asset is as new and can be expected to perform adequately to its full normal life if maintained appropriately. | Category 4 (Normal): No work required beyond normal maintenance. | 20 | 2015-08-01 | 8.7337 | 91.2663 | x | 1 | 4. Significant | 10183 | Predictive Maintenance | 162.5
1011656 | Hot Water Calorifiers - Heated by LTHW | B (Average): Asset is sound, operationally safe and exhibits only minor deterioration. | Category 3 (Recommended): Minor work required to prevent a deterioration of the service provided by the asset. | 20 | 2021-06-06 | 2.8857 | 83.1143 | x | 1 | 4. Significant | 10113 | Predictive Maintenance | 91.25
1011657 | Hot Water Calorifiers - Heated by Electricity | A (Good): Asset is as new and can be expected to perform adequately to its full normal life if maintained appropriately. | Category 4 (Normal): No work required beyond normal maintenance. | 25 | 2007-04-12 | 17.0376 | 84.3699 | x | 2 | 4. Significant | 10156 | Predictive Maintenance | 162.5
1011658 | Expansion Vessels | A (Good): Asset is as new and can be expected to perform adequately to its full normal life if maintained appropriately. | Category 4 (Normal): No work required beyond normal maintenance. | 15 | 2011-07-04 | 12.8104 | 80.9195 | x | 2 | 4. Significant | 10156 | Predictive Maintenance | 162.5
1011659 | Instantaneous Electric Water Heaters (Non Drinks Type) | A (Good): Asset is as new and can be expected to perform adequately to its full normal life if maintained appropriately. | Category 4 (Normal): No work required beyond normal maintenance. | 12 | 2016-02-01 | 8.23 | 84.2834 | x | 2 | 3. Moderate | 10156 | Predictive Maintenance | 365
1011660 | Instantaneous Electric Water Heaters (Non Drinks Type) | A (Good): Asset is as new and can be expected to perform adequately to its full normal life if maintained appropriately. | Category 4 (Normal): No work required beyond normal maintenance. | 12 | 2015-11-11 | 8.4545 | 83.9092 | x | 2 | 3. Moderate | 10156 | Predictive Maintenance | 365
1011661 | Expansion Vessels | B (Average): Asset is sound, operationally safe and exhibits only minor deterioration. | Category 3 (Recommended): Minor work required to prevent a deterioration of the service provided by the asset. | 15 | 2023-09-30 | 0.56947 | 85.2407 | x | 1 | 4. Significant | 10113 | Predictive Maintenance | 91.25
1011662 | Expansion Vessels | A (Good): Asset is as new and can be expected to perform adequately to its full normal life if maintained appropriately. | Category 4 (Normal): No work required beyond normal maintenance. | 15 | 2013-03-09 | 11.1294 | 81.1608 | x | 3 | 4. Significant | 11308 | Predictive Maintenance | 162.5
1011663 | Hot Water Calorifiers - Heated by LTHW | A (Good): Asset is as new and can be expected to perform adequately to its full normal life if maintained appropriately. | Category 3 (Recommended): Minor work required to prevent a deterioration of the service provided by the asset. | 20 | 2018-08-12 | 5.7029 | 87.2971 | x | 1 | 4. Significant | 10169 | Predictive Maintenance | 91.25
1011664 | Hot Water Calorifiers - Heated by LTHW | A (Good): Asset is as new and can be expected to perform adequately to its full normal life if maintained appropriately. | Category 3 (Recommended): Minor work required to prevent a deterioration of the service provided by the asset. | 20 | 2006-03-06 | 18.1383 | 74.8617 | x | 1 | 4. Significant | 10172 | Predictive Maintenance | 91.25
1011665 | Expansion Vessels | A (Good): Asset is as new and can be expected to perform adequately to its full normal life if maintained appropriately. | Category 4 (Normal): No work required beyond normal maintenance. | 15 | 2022-03-05 | 2.141 | 91.1453 | x | 4 | 4. Significant | 11322 | Predictive Maintenance | 162.5
1011666 | Hot Water Calorifiers - Heated by LTHW | B (Average): Asset is sound, operationally safe and exhibits only minor deterioration. | Category 3 (Recommended): Minor work required to prevent a deterioration of the service provided by the asset. | 20 | 2022-10-22 | 1.5086 | 84.4914 | x | 1 | 4. Significant | 10130 | Predictive Maintenance | 91.25
1011667 | Circulating Pumps - General | A (Good): Asset is as new and can be expected to perform adequately to its full normal life if maintained appropriately. | Category 4 (Normal): No work required beyond normal maintenance. | 20 | 2021-01-02 | 3.3101 | 92.6899 | x | 3 | 4. Significant | 12302 | Predictive Maintenance | 162.5
1011668 | Hot Water Calorifiers - Heated by LTHW | A (Good): Asset is as new and can be expected to perform adequately to its full normal life if maintained appropriately. | Category 3 (Recommended): Minor work required to prevent a deterioration of the service provided by the asset. | 20 | 2013-12-09 | 10.3765 | 78.6235 | x | 3 | 4. Significant | 12302 | Predictive Maintenance | 91.25
1011669 | Showers Booster Pumps | A (Good): Asset is as new and can be expected to perform adequately to its full normal life if maintained appropriately. | Category 4 (Normal): No work required beyond normal maintenance. | 15 | 2018-09-25 | 5.5825 | 88.5567 | x | 3 | 4. Significant | 10374 | Predictive Maintenance | 162.5
1011670 | Hot Water Cylinders | A (Good): Asset is as new and can be expected to perform adequately to its full normal life if maintained appropriately. | Category 3 (Recommended): Minor work required to prevent a deterioration of the service provided by the asset. | 15 | 2018-08-16 | 5.692 | 81.4107 | x | 3 | 4. Significant | 10189 | Predictive Maintenance | 91.25
1011671 | Hot Water Calorifiers - Heated by LTHW | A (Good): Asset is as new and can be expected to perform adequately to its full normal life if maintained appropriately. | Category 3 (Recommended): Minor work required to prevent a deterioration of the service provided by the asset. | 20 | 2016-03-09 | 8.1287 | 80.8713 | x | 3 | 4. Significant | 10188 | Predictive Maintenance | 91.25
1011672 | Pumps - General | A (Good): Asset is as new and can be expected to perform adequately to its full normal life if maintained appropriately. | Category 4 (Normal): No work required beyond normal maintenance. | 20 | 2014-12-04 | 9.3908 | 82.6092 | x | 5 | 4. Significant | 10158 | Predictive Maintenance | 162.5
1011673 | Fire Alarm System | A (Good): Asset is as new and can be expected to perform adequately to its full normal life if maintained appropriately. | Category 4 (Normal): No work required beyond normal maintenance. | 15 | 2018-09-17 | 5.6044 | 84.5275 | x | 5 | 5. Severe | 12303 | Predictive Maintenance | 162.5
1011674 | Fire Alarm System | A (Good): Asset is as new and can be expected to perform adequately to its full normal life if maintained appropriately. | Category 4 (Normal): No work required beyond normal maintenance. | 15 | 2023-07-30 | 0.73922 | 91.0144 | x | 5 | 5. Severe | 12303 | Predictive Maintenance | 162.5
1011675 | Ducting - Volume Control Dampers and Fire/Smoke Dampers | A (Good): Asset is as new and can be expected to perform adequately to its full normal life if maintained appropriately. | Category 4 (Normal): No work required beyond normal maintenance. | 15 | 2019-12-05 | 4.3888 | 86.1483 | x | 5 | 5. Severe | 12303 | Predictive Maintenance | 162.5
1011676 | Hot Water Calorifiers - Heated by LTHW | A (Good): Asset is as new and can be expected to perform adequately to its full normal life if maintained appropriately. | Category 4 (Normal): No work required beyond normal maintenance. | 20 | 2011-08-28 | 12.6598 | 79.3402 | x | 5 | 4. Significant | 10093 | Predictive Maintenance | 162.5
1011677 | Distribution Boards | A (Good): Asset is as new and can be expected to perform adequately to its full normal life if maintained appropriately. | Category 4 (Normal): No work required beyond normal maintenance. | 20 | 2022-01-22 | 2.256 | 93.744 | x | 3 | 4. Significant | 12304 | Predictive Maintenance | 162.5
1011678 | Distribution Boards | A (Good): Asset is as new and can be expected to perform adequately to its full normal life if maintained appropriately. | Category 4 (Normal): No work required beyond normal maintenance. | 20 | 2010-02-24 | 14.1656 | 81.8344 | x | 3 | 4. Significant | 12304 | Predictive Maintenance | 162.5
1011679 | Distribution Boards | A (Good): Asset is as new and can be expected to perform adequately to its full normal life if maintained appropriately. | Category 4 (Normal): No work required beyond normal maintenance. | 20 | 2016-11-25 | 7.4141 | 88.5859 | x | 3 | 4. Significant | 12304 | Predictive Maintenance | 162.5
1011680 | Distribution Boards | A (Good): Asset is as new and can be expected to perform adequately to its full normal life if maintained appropriately. | Category 4 (Normal): No work required beyond normal maintenance. | 20 | 2015-05-23 | 8.9254 | 87.0746 | x | 3 | 4. Significant | 12304 | Predictive Maintenance | 162.5
1011681 | Distribution Boards | A (Good): Asset is as new and can be expected to perform adequately to its full normal life if maintained appropriately. | Category 4 (Normal): No work required beyond normal maintenance. | 20 | 2012-04-27 | 11.9945 | 88.0055 | x | 1 | 4. Significant | 12280 | Predictive Maintenance | 162.5
1011682 | Distribution Boards | A (Good): Asset is as new and can be expected to perform adequately to its full normal life if maintained appropriately. | Category 4 (Normal): No work required beyond normal maintenance. | 20 | 2013-09-01 | 10.6475 | 89.3525 | x | 1 | 4. Significant | 12280 | Predictive Maintenance | 162.5
1011683 | Distribution Boards | A (Good): Asset is as new and can be expected to perform adequately to its full normal life if maintained appropriately. | Category 4 (Normal): No work required beyond normal maintenance. | 20 | 2005-06-02 | 18.8966 | 81.1034 | x | 1 | 4. Significant | 12305 | Predictive Maintenance | 162.5
1011684 | Expansion Vessels | A (Good): Asset is as new and can be expected to perform adequately to its full normal life if maintained appropriately. | Category 4 (Normal): No work required beyond normal maintenance. | 15 | 2015-03-30 | 9.0732 | 83.9023 | x | 3 | 4. Significant | 10139 | Predictive Maintenance | 162.5
1011685 | Hot Water Calorifiers - Heated by LTHW | A (Good): Asset is as new and can be expected to perform adequately to its full normal life if maintained appropriately. | Category 4 (Normal): No work required beyond normal maintenance. | 20 | 2020-05-22 | 3.9261 | 92.0739 | x | 3 | 4. Significant | 10139 | Predictive Maintenance | 162.5
1011686 | Hot Water Calorifiers - Heated by LTHW | A (Good): Asset is as new and can be expected to perform adequately to its full normal life if maintained appropriately. | Category 4 (Normal): No work required beyond normal maintenance. | 20 | 2022-11-28 | 1.4073 | 94.5927 | x | 3 | 4. Significant | 10139 | Predictive Maintenance | 162.5
1011687 | Expansion Vessels | A (Good): Asset is as new and can be expected to perform adequately to its full normal life if maintained appropriately. | Category 4 (Normal): No work required beyond normal maintenance. | 15 | 2017-02-15 | 7.1896 | 86.4139 | x | 3 | 4. Significant | 10139 | Predictive Maintenance | 162.5
1011688 | Revolving Doors | A (Good): Asset is as new and can be expected to perform adequately to its full normal life if maintained appropriately. | Category 4 (Normal): No work required beyond normal maintenance. | 15 | 2023-12-14 | 0.36413 | 91.5145 | x | 5 | 3. Moderate | 12306 | Predictive Maintenance | 365
1011689 | Electrical Installation - Generally | A (Good): Asset is as new and can be expected to perform adequately to its full normal life if maintained appropriately. | Category 4 (Normal): No work required beyond normal maintenance. | 35 | 2017-06-08 | 6.8802 | 92.0684 | x | 3 | 4. Significant | 12307 | Predictive Maintenance | 162.5
1011690 | Ring Main Unit | A (Good): Asset is as new and can be expected to perform adequately to its full normal life if maintained appropriately. | Category 4 (Normal): No work required beyond normal maintenance. | 20 | 2011-11-29 | 12.4052 | 79.5948 | x | 5 | 5. Severe | 10096 | Predictive Maintenance | 162.5
1011691 | Fire Extinguishers - Powder (Gas Cartridge) | A (Good): Asset is as new and can be expected to perform adequately to its full normal life if maintained appropriately. | Category 4 (Normal): No work required beyond normal maintenance. | 15 | 2010-06-17 | 13.8563 | 73.525 | x | 5 | 5. Severe | 12308 | Predictive Maintenance | 162.5
1011692 | Fire Extinguishers - Foam (Stored Pressure) | A (Good): Asset is as new and can be expected to perform adequately to its full normal life if maintained appropriately. | Category 4 (Normal): No work required beyond normal maintenance. | 15 | 2022-01-12 | 2.2834 | 88.9555 | x | 5 | 5. Severe | 12308 | Predictive Maintenance | 162.5
1011693 | Fire Extinguishers - Foam (Stored Pressure) | A (Good): Asset is as new and can be expected to perform adequately to its full normal life if maintained appropriately. | Category 4 (Normal): No work required beyond normal maintenance. | 15 | 2017-03-16 | 7.1102 | 82.5197 | x | 5 | 5. Severe | 12309 | Predictive Maintenance | 162.5
1011694 | Fire Extinguishers - Powder (Gas Cartridge) | A (Good): Asset is as new and can be expected to perform adequately to its full normal life if maintained appropriately. | Category 4 (Normal): No work required beyond normal maintenance. | 15 | 2023-04-02 | 1.065 | 90.58 | x | 5 | 5. Severe | 12309 | Predictive Maintenance | 162.5
1011695 | Fire Extinguishers - Foam (Stored Pressure) | A (Good): Asset is as new and can be expected to perform adequately to its full normal life if maintained appropriately. | Category 4 (Normal): No work required beyond normal maintenance. | 15 | 2013-10-23 | 10.5051 | 77.9932 | x | 5 | 5. Severe | 12309 | Predictive Maintenance | 162.5
1011696 | Fire Extinguishers - Powder (Gas Cartridge) | A (Good): Asset is as new and can be expected to perform adequately to its full normal life if maintained appropriately. | Category 4 (Normal): No work required beyond normal maintenance. | 15 | 2014-11-12 | 9.4511 | 79.3986 | x | 5 | 5. Severe | 12309 | Predictive Maintenance | 162.5
1011697 | Pressurisation Units - Chilled Water, Condenser Water and LTHW Types | A (Good): Asset is as new and can be expected to perform adequately to its full normal life if maintained appropriately. | Category 4 (Normal): No work required beyond normal maintenance. | 15 | 2014-01-07 | 10.2971 | 80.2706 | x | 4 | 4. Significant | 10153 | Predictive Maintenance | 162.5
1011698 | Pressurisation Units - Chilled Water, Condenser Water and LTHW Types | A (Good): Asset is as new and can be expected to perform adequately to its full normal life if maintained appropriately. | Category 4 (Normal): No work required beyond normal maintenance. | 15 | 2021-11-12 | 2.4504 | 90.7328 | x | 4 | 4. Significant | 10153 | Predictive Maintenance | 162.5
1011699 | Pressurisation Units - Chilled Water, Condenser Water and LTHW Types | A (Good): Asset is as new and can be expected to perform adequately to its full normal life if maintained appropriately. | Category 4 (Normal): No work required beyond normal maintenance. | 15 | 2010-04-02 | 14.0643 | 75.2475 | x | 4 | 4. Significant | 10153 | Predictive Maintenance | 162.5
1011700 | Pressurisation Units - Chilled Water, Condenser Water and LTHW Types | A (Good): Asset is as new and can be expected to perform adequately to its full normal life if maintained appropriately. | Category 4 (Normal): No work required beyond normal maintenance. | 15 | 2020-01-02 | 4.3121 | 88.2505 | x | 4 | 4. Significant | 10153 | Predictive Maintenance | 162.5
1011701 | Pressurisation Units - Chilled Water, Condenser Water and LTHW Types | A (Good): Asset is as new and can be expected to perform adequately to its full normal life if maintained appropriately. | Category 4 (Normal): No work required beyond normal maintenance. | 15 | 2017-05-08 | 6.9651 | 84.7132 | x | 4 | 4. Significant | 10153 | Predictive Maintenance | 162.5
1011702 | Pressurisation Units - Chilled Water, Condenser Water and LTHW Types | A (Good): Asset is as new and can be expected to perform adequately to its full normal life if maintained appropriately. | Category 4 (Normal): No work required beyond normal maintenance. | 15 | 2019-03-21 | 5.0979 | 85.2028 | x | 5 | 4. Significant | 10429 | Predictive Maintenance | 162.5
1011703 | Expansion Vessels | A (Good): Asset is as new and can be expected to perform adequately to its full normal life if maintained appropriately. | Category 4 (Normal): No work required beyond normal maintenance. | 15 | 2020-05-30 | 3.9042 | 86.7944 | x | 5 | 4. Significant | 10429 | Predictive Maintenance | 162.5
1011704 | Distribution Boards | A (Good): Asset is as new and can be expected to perform adequately to its full normal life if maintained appropriately. | Category 4 (Normal): No work required beyond normal maintenance. | 20 | 2017-05-04 | 6.976 | 91.024 | x | 2 | 4. Significant | 10163 | Predictive Maintenance | 162.5
1011705 | Distribution Boards | A (Good): Asset is as new and can be expected to perform adequately to its full normal life if maintained appropriately. | Category 4 (Normal): No work required beyond normal maintenance. | 20 | 2016-01-03 | 8.3094 | 89.6906 | x | 2 | 4. Significant | 10163 | Predictive Maintenance | 162.5
1011706 | Instrument Control Panel | A (Good): Asset is as new and can be expected to perform adequately to its full normal life if maintained appropriately. | Category 4 (Normal): No work required beyond normal maintenance. | 20 | 2023-02-25 | 1.1636 | 96.8364 | x | 2 | 4. Significant | 10163 | Predictive Maintenance | 162.5
1011707 | Motor Control Centre | A (Good): Asset is as new and can be expected to perform adequately to its full normal life if maintained appropriately. | Category 4 (Normal): No work required beyond normal maintenance. | 20 | 2021-03-13 | 3.1184 | 94.8816 | x | 2 | 4. Significant | 10163 | Predictive Maintenance | 162.5
1011708 | Hot Water Cylinders | A (Good): Asset is as new and can be expected to perform adequately to its full normal life if maintained appropriately. | Category 4 (Normal): No work required beyond normal maintenance. | 15 | 2021-03-19 | 3.102 | 93.864 | x | 2 | 4. Significant | 10163 | Predictive Maintenance | 162.5
1011709 | Pressurisation Units - Chilled Water, Condenser Water and LTHW Types | A (Good): Asset is as new and can be expected to perform adequately to its full normal life if maintained appropriately. | Category 4 (Normal): No work required beyond normal maintenance. | 15 | 2012-12-11 | 11.3703 | 82.8396 | x | 2 | 4. Significant | 10163 | Predictive Maintenance | 162.5
1011710 | Expansion Vessels | A (Good): Asset is as new and can be expected to perform adequately to its full normal life if maintained appropriately. | Category 4 (Normal): No work required beyond normal maintenance. | 15 | 2018-05-20 | 5.9329 | 90.0894 | x | 2 | 4. Significant | 10163 | Predictive Maintenance | 162.5
1011711 | Air Dirt Separators | A (Good): Asset is as new and can be expected to perform adequately to its full normal life if maintained appropriately. | Category 4 (Normal): No work required beyond normal maintenance. | 20 | 2004-07-15 | 19.7782 | 78.2218 | x | 2 | 4. Significant | 10163 | Predictive Maintenance | 162.5
1011712 | Air Dirt Separators | A (Good): Asset is as new and can be expected to perform adequately to its full normal life if maintained appropriately. | Category 4 (Normal): No work required beyond normal maintenance. | 20 | 2017-09-18 | 6.601 | 91.399 | x | 2 | 4. Significant | 10163 | Predictive Maintenance | 162.5
1011713 | Meter Reading - Electric | A (Good): Asset is as new and can be expected to perform adequately to its full normal life if maintained appropriately. | Category 4 (Normal): No work required beyond normal maintenance. | 20 | 2023-02-10 | 1.2047 | 96.7953 | x | 2 | 2. Minor | 10163 | Predictive Maintenance | 365
1011714 | Meter Reading - Electric | A (Good): Asset is as new and can be expected to perform adequately to its full normal life if maintained appropriately. | Category 4 (Normal): No work required beyond normal maintenance. | 20 | 2017-08-10 | 6.7077 | 91.2923 | x | 2 | 2. Minor | 10163 | Predictive Maintenance | 365
1011715 | Meter Reading - Electric | A (Good): Asset is as new and can be expected to perform adequately to its full normal life if maintained appropriately. | Category 4 (Normal): No work required beyond normal maintenance. | 20 | 2006-10-03 | 17.5606 | 80.4394 | x | 2 | 2. Minor | 10163 | Predictive Maintenance | 365
1011716 | Meter Reading - Electric | A (Good): Asset is as new and can be expected to perform adequately to its full normal life if maintained appropriately. | Category 4 (Normal): No work required beyond normal maintenance. | 20 | 2012-06-08 | 11.8795 | 86.1205 | x | 2 | 2. Minor | 10163 | Predictive Maintenance | 365
1011717 | Meter Reading - Electric | A (Good): Asset is as new and can be expected to perform adequately to its full normal life if maintained appropriately. | Category 4 (Normal): No work required beyond normal maintenance. | 20 | 2005-09-06 | 18.6338 | 79.3662 | x | 2 | 2. Minor | 10163 | Predictive Maintenance | 365
1011718 | Meter Reading - Electric | A (Good): Asset is as new and can be expected to perform adequately to its full normal life if maintained appropriately. | Category 4 (Normal): No work required beyond normal maintenance. | 20 | 2011-08-19 | 12.6845 | 85.3155 | x | 2 | 2. Minor | 10163 | Predictive Maintenance | 365
1011719 | Meter Reading - Electric | A (Good): Asset is as new and can be expected to perform adequately to its full normal life if maintained appropriately. | Category 4 (Normal): No work required beyond normal maintenance. | 20 | 2005-11-13 | 18.4476 | 79.5524 | x | 2 | 2. Minor | 10163 | Predictive Maintenance | 365
1011720 | Turnstile - Tripod Type | A (Good): Asset is as new and can be expected to perform adequately to its full normal life if maintained appropriately. | Category 4 (Normal): No work required beyond normal maintenance. | 15 | 2020-06-19 | 3.8494 | 92.8674 | x | 2 | 3. Moderate | 10162 | Predictive Maintenance | 365
1011721 | Goods and Passenger Lifts - Thorough Examinations | A (Good): Asset is as new and can be expected to perform adequately to its full normal life if maintained appropriately. | Category 4 (Normal): No work required beyond normal maintenance. | 15 | 2019-09-24 | 4.5859 | 91.8855 | x | 2 | 4. Significant | 10162 | Predictive Maintenance | 162.5
1011722 | Vertical Platform Lifts | A (Good): Asset is as new and can be expected to perform adequately to its full normal life if maintained appropriately. | Category 4 (Normal): No work required beyond normal maintenance. | 20 | 2015-11-22 | 8.4244 | 89.5756 | x | 2 | 3. Moderate | 10162 | Predictive Maintenance | 365
1011723 | Traction Lifts | A (Good): Asset is as new and can be expected to perform adequately to its full normal life if maintained appropriately. | Category 4 (Normal): No work required beyond normal maintenance. | 20 | 2008-08-04 | 15.7235 | 82.2765 | x | 2 | 4. Significant | 12310 | Predictive Maintenance | 162.5
1011724 | Emergency Voice Communication (EVC) Systems | A (Good): Asset is as new and can be expected to perform adequately to its full normal life if maintained appropriately. | Category 4 (Normal): No work required beyond normal maintenance. | 15 | 2015-10-16 | 8.5257 | 86.6324 | x | 2 | 5. Severe | 11855 | Predictive Maintenance | 162.5
1011725 | Pumps - General | A (Good): Asset is as new and can be expected to perform adequately to its full normal life if maintained appropriately. | Category 4 (Normal): No work required beyond normal maintenance. | 20 | 2020-02-27 | 4.1588 | 95.8412 | x | 1 | 4. Significant | 12311 | Predictive Maintenance | 162.5
1011726 | Pumps - General | A (Good): Asset is as new and can be expected to perform adequately to its full normal life if maintained appropriately. | Category 4 (Normal): No work required beyond normal maintenance. | 20 | 2021-09-13 | 2.6146 | 97.3854 | x | 1 | 4. Significant | 12312 | Predictive Maintenance | 162.5
1011727 | Hot Water Calorifiers - Heated by LTHW | A (Good): Asset is as new and can be expected to perform adequately to its full normal life if maintained appropriately. | Category 3 (Recommended): Minor work required to prevent a deterioration of the service provided by the asset. | 20 | 2004-06-15 | 19.8604 | 73.1396 | x | 1 | 4. Significant | 12312 | Predictive Maintenance | 91.25
1011728 | Hot Water Calorifiers - Heated by LTHW | A (Good): Asset is as new and can be expected to perform adequately to its full normal life if maintained appropriately. | Category 3 (Recommended): Minor work required to prevent a deterioration of the service provided by the asset. | 20 | 2004-04-16 | 20.0246 | 72.9754 | x | 1 | 4. Significant | 12311 | Predictive Maintenance | 91.25
1011729 | Hot Water Calorifiers - Heated by LTHW | A (Good): Asset is as new and can be expected to perform adequately to its full normal life if maintained appropriately. | Category 3 (Recommended): Minor work required to prevent a deterioration of the service provided by the asset. | 20 | 2021-08-21 | 2.6776 | 90.3224 | x | 1 | 4. Significant | 12313 | Predictive Maintenance | 91.25
1011730 | Pumps - General | A (Good): Asset is as new and can be expected to perform adequately to its full normal life if maintained appropriately. | Category 4 (Normal): No work required beyond normal maintenance. | 20 | 2009-03-07 | 15.1348 | 84.8652 | x | 1 | 4. Significant | 12313 | Predictive Maintenance | 162.5
1011731 | Pumps - General | A (Good): Asset is as new and can be expected to perform adequately to its full normal life if maintained appropriately. | Category 4 (Normal): No work required beyond normal maintenance. | 20 | 2010-04-25 | 14.0014 | 85.9986 | x | 1 | 4. Significant | 12314 | Predictive Maintenance | 162.5
1011732 | Hot Water Calorifiers - Heated by LTHW | A (Good): Asset is as new and can be expected to perform adequately to its full normal life if maintained appropriately. | Category 3 (Recommended): Minor work required to prevent a deterioration of the service provided by the asset. | 20 | 2017-09-21 | 6.5927 | 86.4073 | x | 1 | 4. Significant | 12314 | Predictive Maintenance | 91.25
1011733 | Pumps - General | A (Good): Asset is as new and can be expected to perform adequately to its full normal life if maintained appropriately. | Category 4 (Normal): No work required beyond normal maintenance. | 20 | 2018-07-25 | 5.7522 | 94.2478 | x | 1 | 4. Significant | 12315 | Predictive Maintenance | 162.5
1011734 | Hot Water Calorifiers - Heated by LTHW | A (Good): Asset is as new and can be expected to perform adequately to its full normal life if maintained appropriately. | Category 3 (Recommended): Minor work required to prevent a deterioration of the service provided by the asset. | 20 | 2009-01-16 | 15.2717 | 77.7283 | x | 1 | 4. Significant | 12315 | Predictive Maintenance | 91.25
1011735 | Pumps - General | A (Good): Asset is as new and can be expected to perform adequately to its full normal life if maintained appropriately. | Category 4 (Normal): No work required beyond normal maintenance. | 20 | 2015-12-20 | 8.3477 | 87.6523 | x | 3 | 4. Significant | 10369 | Predictive Maintenance | 162.5
1011736 | Hot Water Calorifiers - Heated by LTHW | A (Good): Asset is as new and can be expected to perform adequately to its full normal life if maintained appropriately. | Category 3 (Recommended): Minor work required to prevent a deterioration of the service provided by the asset. | 20 | 2020-03-31 | 4.0684 | 84.9316 | x | 3 | 4. Significant | 10369 | Predictive Maintenance | 91.25
1011737 | Pumps - General | A (Good): Asset is as new and can be expected to perform adequately to its full normal life if maintained appropriately. | Category 4 (Normal): No work required beyond normal maintenance. | 20 | 2023-08-25 | 0.66804 | 95.332 | x | 3 | 4. Significant | 10344 | Predictive Maintenance | 162.5
1011738 | Hot Water Calorifiers - Heated by LTHW | A (Good): Asset is as new and can be expected to perform adequately to its full normal life if maintained appropriately. | Category 3 (Recommended): Minor work required to prevent a deterioration of the service provided by the asset. | 20 | 2004-11-19 | 19.4305 | 69.5695 | x | 3 | 4. Significant | 10344 | Predictive Maintenance | 91.25
1011739 | Hot Water Calorifiers - Heated by LTHW | A (Good): Asset is as new and can be expected to perform adequately to its full normal life if maintained appropriately. | Category 3 (Recommended): Minor work required to prevent a deterioration of the service provided by the asset. | 20 | 2009-08-17 | 14.6886 | 78.3114 | x | 1 | 4. Significant | 12316 | Predictive Maintenance | 91.25
1011740 | Pumps - General | A (Good): Asset is as new and can be expected to perform adequately to its full normal life if maintained appropriately. | Category 4 (Normal): No work required beyond normal maintenance. | 20 | 2013-11-26 | 10.412 | 89.588 | x | 1 | 4. Significant | 12316 | Predictive Maintenance | 162.5
1011741 | Atmospheric Gas Burner Boiler - Small and/or Wall Hung for Domestic/Light Commercial Installation | A (Good): Asset is as new and can be expected to perform adequately to its full normal life if maintained appropriately. | Category 4 (Normal): No work required beyond normal maintenance. | 10 | 2017-08-21 | 6.6776 | 82.6448 | x | 3 | 4. Significant | 10462 | Predictive Maintenance | 162.5
1011742 | Atmospheric Gas Burner Boiler - Small and/or Wall Hung for Domestic/Light Commercial Installation | A (Good): Asset is as new and can be expected to perform adequately to its full normal life if maintained appropriately. | Category 4 (Normal): No work required beyond normal maintenance. | 10 | 2021-01-09 | 3.2909 | 89.4182 | x | 3 | 4. Significant | 10462 | Predictive Maintenance | 162.5
1011743 | Outstations | A (Good): Asset is as new and can be expected to perform adequately to its full normal life if maintained appropriately. | Category 4 (Normal): No work required beyond normal maintenance. | 20 | 2017-08-08 | 6.7132 | 89.2868 | x | 3 | 4. Significant | 10462 | Predictive Maintenance | 162.5
1011744 | Gas Detection/Flammable | A (Good): Asset is as new and can be expected to perform adequately to its full normal life if maintained appropriately. | Category 4 (Normal): No work required beyond normal maintenance. | 15 | 2013-03-04 | 11.1431 | 81.1426 | x | 3 | 5. Severe | 10462 | Predictive Maintenance | 162.5
1011745 | Pressurisation Units - Chilled Water, Condenser Water and LTHW Types | A (Good): Asset is as new and can be expected to perform adequately to its full normal life if maintained appropriately. | Category 4 (Normal): No work required beyond normal maintenance. | 15 | 2014-07-23 | 9.7577 | 82.9897 | x | 3 | 4. Significant | 10462 | Predictive Maintenance | 162.5
1011746 | Expansion Vessels | A (Good): Asset is as new and can be expected to perform adequately to its full normal life if maintained appropriately. | Category 4 (Normal): No work required beyond normal maintenance. | 15 | 2011-09-13 | 12.616 | 79.1786 | x | 3 | 4. Significant | 10462 | Predictive Maintenance | 162.5
1011747 | Meter Reading - Water | A (Good): Asset is as new and can be expected to perform adequately to its full normal life if maintained appropriately. | Category 4 (Normal): No work required beyond normal maintenance. | 20 | 2016-03-15 | 8.1123 | 87.8877 | x | 3 | 2. Minor | 10462 | Predictive Maintenance | 365
1011748 | Room Air Conditioners | A (Good): Asset is as new and can be expected to perform adequately to its full normal life if maintained appropriately. | Category 4 (Normal): No work required beyond normal maintenance. | 15 | 2023-10-08 | 0.54757 | 95.2699 | x | 3 | 3. Moderate | 12317 | Predictive Maintenance | 365
1011749 | Room Air Conditioners | A (Good): Asset is as new and can be expected to perform adequately to its full normal life if maintained appropriately. | Category 4 (Normal): No work required beyond normal maintenance. | 15 | 2020-05-13 | 3.9507 | 90.7324 | x | 3 | 3. Moderate | 12317 | Predictive Maintenance | 365
1011750 | Room Air Conditioners | A (Good): Asset is as new and can be expected to perform adequately to its full normal life if maintained appropriately. | Category 4 (Normal): No work required beyond normal maintenance. | 15 | 2012-12-16 | 11.3566 | 80.8579 | x | 3 | 3. Moderate | 12317 | Predictive Maintenance | 365
1011751 | Room Air Conditioners | A (Good): Asset is as new and can be expected to perform adequately to its full normal life if maintained appropriately. | Category 4 (Normal): No work required beyond normal maintenance. | 15 | 2015-09-11 | 8.6215 | 84.5047 | x | 3 | 3. Moderate | 12318 | Predictive Maintenance | 365
1011752 | Room Air Conditioners | A (Good): Asset is as new and can be expected to perform adequately to its full normal life if maintained appropriately. | Category 4 (Normal): No work required beyond normal maintenance. | 15 | 2018-01-21 | 6.2587 | 87.655 | x | 3 | 3. Moderate | 12319 | Predictive Maintenance | 365
1011753 | Room Air Conditioners | A (Good): Asset is as new and can be expected to perform adequately to its full normal life if maintained appropriately. | Category 4 (Normal): No work required beyond normal maintenance. | 15 | 2021-02-03 | 3.2225 | 91.7034 | x | 3 | 3. Moderate | 12317 | Predictive Maintenance | 365
1011754 | Room Air Conditioners | A (Good): Asset is as new and can be expected to perform adequately to its full normal life if maintained appropriately. | Category 4 (Normal): No work required beyond normal maintenance. | 15 | 2020-10-15 | 3.5264 | 91.2982 | x | 3 | 3. Moderate | 10968 | Predictive Maintenance | 365
1011755 | Room Air Conditioners | A (Good): Asset is as new and can be expected to perform adequately to its full normal life if maintained appropriately. | Category 4 (Normal): No work required beyond normal maintenance. | 15 | 2018-05-24 | 5.922 | 88.104 | x | 3 | 3. Moderate | 12320 | Predictive Maintenance | 365
1011756 | Room Air Conditioners | A (Good): Asset is as new and can be expected to perform adequately to its full normal life if maintained appropriately. | Category 4 (Normal): No work required beyond normal maintenance. | 15 | 2016-07-21 | 7.7618 | 85.6509 | x | 3 | 3. Moderate | 10968 | Predictive Maintenance | 365
1011757 | Outstations | A (Good): Asset is as new and can be expected to perform adequately to its full normal life if maintained appropriately. | Category 4 (Normal): No work required beyond normal maintenance. | 10 | 2022-12-07 | 1.3826 | 93.2348 | x | 3 | 4. Significant | 12321 | Predictive Maintenance | 162.5
1011758 | Room Air Conditioners | A (Good): Asset is as new and can be expected to perform adequately to its full normal life if maintained appropriately. | Category 4 (Normal): No work required beyond normal maintenance. | 15 | 2010-09-14 | 13.6126 | 77.8499 | x | 3 | 3. Moderate | 12321 | Predictive Maintenance | 365
1011759 | Sanitary, Waste Water Plumbing and Drains | A (Good): Asset is as new and can be expected to perform adequately to its full normal life if maintained appropriately. | Category 4 (Normal): No work required beyond normal maintenance. | 40 | 1996-08-19 | 27.6824 | 82.1588 | x | 3 | 4. Significant | 12322 | Predictive Maintenance | 162.5
1011760 | Expansion Vessels | A (Good): Asset is as new and can be expected to perform adequately to its full normal life if maintained appropriately. | Category 4 (Normal): No work required beyond normal maintenance. | 15 | 2011-02-07 | 13.2129 | 78.3828 | x | 3 | 4. Significant | 12322 | Predictive Maintenance | 162.5
1011761 | Unvented Hot Water Systems | A (Good): Asset is as new and can be expected to perform adequately to its full normal life if maintained appropriately. | Category 4 (Normal): No work required beyond normal maintenance. | 25 | 2001-10-06 | 22.5517 | 77.9587 | x | 3 | 4. Significant | 12322 | Predictive Maintenance | 162.5
1011762 | Outstations | A (Good): Asset is as new and can be expected to perform adequately to its full normal life if maintained appropriately. | Category 4 (Normal): No work required beyond normal maintenance. | 10 | 2019-09-04 | 4.6407 | 88.7187 | x | 2 | 4. Significant | 10958 | Predictive Maintenance | 162.5
1011763 | Distribution Boards | A (Good): Asset is as new and can be expected to perform adequately to its full normal life if maintained appropriately. | Category 4 (Normal): No work required beyond normal maintenance. | 20 | 2013-10-23 | 10.5051 | 87.4949 | x | 2 | 4. Significant | 10958 | Predictive Maintenance | 162.5
1011764 | Room Air Conditioners | A (Good): Asset is as new and can be expected to perform adequately to its full normal life if maintained appropriately. | Category 4 (Normal): No work required beyond normal maintenance. | 15 | 2017-03-25 | 7.0856 | 88.5526 | x | 2 | 3. Moderate | 12323 | Predictive Maintenance | 365
1011765 | Pumps - General | A (Good): Asset is as new and can be expected to perform adequately to its full normal life if maintained appropriately. | Category 4 (Normal): No work required beyond normal maintenance. | 20 | 2013-05-18 | 10.9377 | 87.0623 | x | 2 | 4. Significant | 12323 | Predictive Maintenance | 162.5
1011766 | Doors General/Automatic/Steel | A (Good): Asset is as new and can be expected to perform adequately to its full normal life if maintained appropriately. | Category 4 (Normal): No work required beyond normal maintenance. | 20 | 2020-12-15 | 3.3593 | 94.6407 | x | 2 | 3. Moderate | 12324 | Predictive Maintenance | 365
1011767 | Doors General/Automatic/Steel | A (Good): Asset is as new and can be expected to perform adequately to its full normal life if maintained appropriately. | Category 4 (Normal): No work required beyond normal maintenance. | 20 | 2010-10-08 | 13.5469 | 84.4531 | x | 2 | 3. Moderate | 12325 | Predictive Maintenance | 365
1011768 | Doors General/Automatic/Steel | A (Good): Asset is as new and can be expected to perform adequately to its full normal life if maintained appropriately. | Category 4 (Normal): No work required beyond normal maintenance. | 20 | 2013-12-01 | 10.3984 | 87.6016 | x | 2 | 3. Moderate | 12325 | Predictive Maintenance | 365
1011769 | Ventilating Fans - General | A (Good): Asset is as new and can be expected to perform adequately to its full normal life if maintained appropriately. | Category 4 (Normal): No work required beyond normal maintenance. | 20 | 2022-06-27 | 1.8289 | 90.1711 | x | 5 | 2. Minor | 10086 | Predictive Maintenance | 365
1011770 | Cold Water Storage Tanks and Cisterns | A (Good): Asset is as new and can be expected to perform adequately to its full normal life if maintained appropriately. | Category 4 (Normal): No work required beyond normal maintenance. | 15 | 2022-11-18 | 1.4346 | 98.0872 | x | 1 | 4. Significant | 10279 | Predictive Maintenance | 162.5
1011771 | Atmospheric Gas Burner - Condensing Boiler | A (Good): Asset is as new and can be expected to perform adequately to its full normal life if maintained appropriately. | Category 4 (Normal): No work required beyond normal maintenance. | 20 | 2005-03-22 | 19.0938 | 72.9062 | x | 5 | 4. Significant | 10429 | Predictive Maintenance | 162.5
1011772 | Atmospheric Gas Burner - Condensing Boiler | A (Good): Asset is as new and can be expected to perform adequately to its full normal life if maintained appropriately. | Category 4 (Normal): No work required beyond normal maintenance. | 20 | 2020-04-29 | 3.989 | 88.011 | x | 5 | 4. Significant | 10429 | Predictive Maintenance | 162.5
1011773 | Atmospheric Gas Burner - Condensing Boiler | A (Good): Asset is as new and can be expected to perform adequately to its full normal life if maintained appropriately. | Category 4 (Normal): No work required beyond normal maintenance. | 20 | 2012-01-13 | 12.282 | 79.718 | x | 5 | 4. Significant | 10429 | Predictive Maintenance | 162.5
1011774 | Pumps - General | A (Good): Asset is as new and can be expected to perform adequately to its full normal life if maintained appropriately. | Category 4 (Normal): No work required beyond normal maintenance. | 20 | 2007-05-10 | 16.961 | 75.039 | x | 5 | 4. Significant | 10429 | Predictive Maintenance | 162.5
1011775 | Meter Reading - Gas | A (Good): Asset is as new and can be expected to perform adequately to its full normal life if maintained appropriately. | Category 4 (Normal): No work required beyond normal maintenance. | 20 | 2023-01-25 | 1.2485 | 90.7515 | x | 5 | 2. Minor | 10429 | Predictive Maintenance | 365
1011776 | Air Dirt Separators | A (Good): Asset is as new and can be expected to perform adequately to its full normal life if maintained appropriately. | Category 4 (Normal): No work required beyond normal maintenance. | 20 | 2007-09-18 | 16.6023 | 75.3977 | x | 5 | 4. Significant | 10429 | Predictive Maintenance | 162.5
1011777 | Air Dirt Separators | A (Good): Asset is as new and can be expected to perform adequately to its full normal life if maintained appropriately. | Category 4 (Normal): No work required beyond normal maintenance. | 20 | 2009-02-08 | 15.2088 | 76.7912 | x | 5 | 4. Significant | 10429 | Predictive Maintenance | 162.5
1011778 | Pumps - General | A (Good): Asset is as new and can be expected to perform adequately to its full normal life if maintained appropriately. | Category 4 (Normal): No work required beyond normal maintenance. | 20 | 2004-08-18 | 19.6851 | 72.3149 | x | 5 | 4. Significant | 10429 | Predictive Maintenance | 162.5
1011779 | Meter Reading - Gas | A (Good): Asset is as new and can be expected to perform adequately to its full normal life if maintained appropriately. | Category 4 (Normal): No work required beyond normal maintenance. | 20 | 2021-04-04 | 3.0582 | 88.9418 | x | 5 | 2. Minor | 10429 | Predictive Maintenance | 365
1011780 | Distribution Boards | A (Good): Asset is as new and can be expected to perform adequately to its full normal life if maintained appropriately. | Category 4 (Normal): No work required beyond normal maintenance. | 20 | 2018-09-25 | 5.5825 | 90.4175 | x | 3 | 4. Significant | 10157 | Predictive Maintenance | 162.5
1011781 | Distribution Boards | A (Good): Asset is as new and can be expected to perform adequately to its full normal life if maintained appropriately. | Category 4 (Normal): No work required beyond normal maintenance. | 20 | 2018-09-05 | 5.6372 | 90.3628 | x | 3 | 4. Significant | 10157 | Predictive Maintenance | 162.5
1011782 | Hot Water Calorifiers - Heated by LTHW | A (Good): Asset is as new and can be expected to perform adequately to its full normal life if maintained appropriately. | Category 4 (Normal): No work required beyond normal maintenance. | 20 | 2008-12-23 | 15.3374 | 84.6626 | x | 1 | 4. Significant | 10044 | Predictive Maintenance | 162.5
1011783 | Room Air Conditioners | A (Good): Asset is as new and can be expected to perform adequately to its full normal life if maintained appropriately. | Category 4 (Normal): No work required beyond normal maintenance. | 15 | 2015-01-11 | 9.2868 | 81.6176 | x | 4 | 3. Moderate | 12326 | Predictive Maintenance | 365
1011784 | Room Air Conditioners | A (Good): Asset is as new and can be expected to perform adequately to its full normal life if maintained appropriately. | Category 4 (Normal): No work required beyond normal maintenance. | 15 | 2022-04-22 | 2.0096 | 91.3206 | x | 4 | 3. Moderate | 12327 | Predictive Maintenance | 365
1011785 | Room Air Conditioners | A (Good): Asset is as new and can be expected to perform adequately to its full normal life if maintained appropriately. | Category 4 (Normal): No work required beyond normal maintenance. | 15 | 2011-06-17 | 12.8569 | 76.8574 | x | 4 | 3. Moderate | 12328 | Predictive Maintenance | 365
1011786 | Room Air Conditioners | A (Good): Asset is as new and can be expected to perform adequately to its full normal life if maintained appropriately. | Category 4 (Normal): No work required beyond normal maintenance. | 15 | 2016-02-28 | 8.1561 | 83.1253 | x | 4 | 3. Moderate | 12329 | Predictive Maintenance | 365
1011787 | Room Air Conditioners | A (Good): Asset is as new and can be expected to perform adequately to its full normal life if maintained appropriately. | Category 4 (Normal): No work required beyond normal maintenance. | 15 | 2017-09-17 | 6.6037 | 85.1951 | x | 4 | 3. Moderate | 12220 | Predictive Maintenance | 365
1011788 | Room Air Conditioners | A (Good): Asset is as new and can be expected to perform adequately to its full normal life if maintained appropriately. | Category 4 (Normal): No work required beyond normal maintenance. | 15 | 2016-01-27 | 8.2437 | 83.0084 | x | 4 | 3. Moderate | 12330 | Predictive Maintenance | 365
1011789 | Distribution Boards | B (Average): Asset is sound, operationally safe and exhibits only minor deterioration. | Category 3 (Recommended): Minor work required to prevent a deterioration of the service provided by the asset. | 20 | 2004-12-13 | 19.3648 | 66.6352 | x | 1 | 4. Significant | 10391 | Predictive Maintenance | 91.25
1011790 | Unvented Hot Water Systems | B (Average): Asset is sound, operationally safe and exhibits only minor deterioration. | Category 3 (Recommended): Minor work required to prevent a deterioration of the service provided by the asset. | 25 | 2005-05-12 | 18.9541 | 70.8367 | x | 1 | 4. Significant | 10391 | Predictive Maintenance | 91.25
1011791 | Expansion Vessels | A (Good): Asset is as new and can be expected to perform adequately to its full normal life if maintained appropriately. | Category 4 (Normal): No work required beyond normal maintenance. | 15 | 2014-08-20 | 9.681 | 87.0919 | x | 1 | 4. Significant | 10391 | Predictive Maintenance | 162.5
1011793 | Battery Charging Equipment | A (Good): Asset is as new and can be expected to perform adequately to its full normal life if maintained appropriately. | Category 4 (Normal): No work required beyond normal maintenance. | 5 | 2023-09-10 | 0.62423 | 97.5031 | x | 1 | 4. Significant | 10108 | Predictive Maintenance | 162.5
1011794 | Battery Charging Equipment | A (Good): Asset is as new and can be expected to perform adequately to its full normal life if maintained appropriately. | Category 4 (Normal): No work required beyond normal maintenance. | 5 | 2020-06-17 | 3.8549 | 80.5804 | x | 3 | 4. Significant | 10166 | Predictive Maintenance | 162.5
1011795 | Pumps - General | A (Good): Asset is as new and can be expected to perform adequately to its full normal life if maintained appropriately. | Category 3 (Recommended): Minor work required to prevent a deterioration of the service provided by the asset. | 20 | 2021-05-24 | 2.9213 | 88.0787 | x | 2 | 4. Significant | 10132 | Predictive Maintenance | 91.25
1011796 | Pumps - General | A (Good): Asset is as new and can be expected to perform adequately to its full normal life if maintained appropriately. | Category 3 (Recommended): Minor work required to prevent a deterioration of the service provided by the asset. | 20 | 2019-12-01 | 4.3997 | 86.6003 | x | 2 | 4. Significant | 10132 | Predictive Maintenance | 91.25
1011797 | Pumps - General | D (Very Poor): Asset runs a serious risk of imminent breakdown or poses a health and safety risk. | Category 3 (Recommended): Minor work required to prevent a deterioration of the service provided by the asset. | 20 | 2016-07-27 | 7.7454 | 55.2546 | x | 2 | 4. Significant | 10132 | Predictive Maintenance | 91.25
1011798 | Pumps - General | B (Average): Asset is sound, operationally safe and exhibits only minor deterioration. | Category 3 (Recommended): Minor work required to prevent a deterioration of the service provided by the asset. | 20 | 2023-03-28 | 1.0787 | 82.9213 | x | 2 | 4. Significant | 10132 | Predictive Maintenance | 91.25
1011799 | Atmospheric Gas Burner Boiler - Small and/or Wall Hung for Domestic/Light Commercial Installation | A (Good): Asset is as new and can be expected to perform adequately to its full normal life if maintained appropriately. | Category 4 (Normal): No work required beyond normal maintenance. | 10 | 2016-03-16 | 8.1095 | 81.781 | x | 2 | 4. Significant | 10132 | Predictive Maintenance | 162.5
1011800 | Atmospheric Gas Burner Boiler - Small and/or Wall Hung for Domestic/Light Commercial Installation | A (Good): Asset is as new and can be expected to perform adequately to its full normal life if maintained appropriately. | Category 4 (Normal): No work required beyond normal maintenance. | 10 | 2020-08-31 | 3.6496 | 90.7009 | x | 2 | 4. Significant | 10132 | Predictive Maintenance | 162.5
1011801 | Solenoid Gas/Oil Shut-off (Safety) Valves | A (Good): Asset is as new and can be expected to perform adequately to its full normal life if maintained appropriately. | Category 4 (Normal): No work required beyond normal maintenance. | 15 | 2023-01-04 | 1.306 | 96.2587 | x | 2 | 5. Severe | 10132 | Predictive Maintenance | 162.5
1011802 | Outstations | A (Good): Asset is as new and can be expected to perform adequately to its full normal life if maintained appropriately. | Category 4 (Normal): No work required beyond normal maintenance. | 20 | 2013-12-12 | 10.3682 | 87.6318 | x | 2 | 4. Significant | 10132 | Predictive Maintenance | 162.5
1011803 | Gas Detection/Flammable | A (Good): Asset is as new and can be expected to perform adequately to its full normal life if maintained appropriately. | Category 4 (Normal): No work required beyond normal maintenance. | 15 | 2017-09-27 | 6.5763 | 89.2316 | x | 2 | 5. Severe | 10132 | Predictive Maintenance | 162.5
1011804 | Distribution Boards | A (Good): Asset is as new and can be expected to perform adequately to its full normal life if maintained appropriately. | Category 4 (Normal): No work required beyond normal maintenance. | 20 | 2014-05-10 | 9.9603 | 88.0397 | x | 2 | 4. Significant | 10132 | Predictive Maintenance | 162.5
1011805 | Meter Reading - Electric | A (Good): Asset is as new and can be expected to perform adequately to its full normal life if maintained appropriately. | Category 4 (Normal): No work required beyond normal maintenance. | 20 | 2015-12-20 | 8.3477 | 89.6523 | x | 2 | 2. Minor | 10132 | Predictive Maintenance | 365
1011806 | Hot Water Calorifiers - Heated by LTHW | A (Good): Asset is as new and can be expected to perform adequately to its full normal life if maintained appropriately. | Category 4 (Normal): No work required beyond normal maintenance. | 20 | 2020-11-16 | 3.4387 | 94.5613 | x | 2 | 4. Significant | 10132 | Predictive Maintenance | 162.5
1011807 | Secondary Hot Water Circulating Pumps | B (Average): Asset is sound, operationally safe and exhibits only minor deterioration. | Category 3 (Recommended): Minor work required to prevent a deterioration of the service provided by the asset. | 20 | 2004-12-10 | 19.373 | 64.627 | x | 2 | 3. Moderate | 10132 | Predictive Maintenance | 91.25
1011808 | Instantaneous Electric Water Heaters (Non Drinks Type) | A (Good): Asset is as new and can be expected to perform adequately to its full normal life if maintained appropriately. | Category 4 (Normal): No work required beyond normal maintenance. | 12 | 2015-07-21 | 8.7639 | 83.3936 | x | 2 | 3. Moderate | 10132 | Predictive Maintenance | 365
1011809 | Atmospheric Gas Burner - Condensing Boiler | A (Good): Asset is as new and can be expected to perform adequately to its full normal life if maintained appropriately. | Category 4 (Normal): No work required beyond normal maintenance. | 20 | 2007-12-29 | 16.3231 | 79.6769 | x | 3 | 4. Significant | 10495 | Predictive Maintenance | 162.5
1011810 | Pumps - General | A (Good): Asset is as new and can be expected to perform adequately to its full normal life if maintained appropriately. | Category 4 (Normal): No work required beyond normal maintenance. | 20 | 2019-09-12 | 4.6188 | 89.3812 | x | 4 | 4. Significant | 10090 | Predictive Maintenance | 162.5
1011811 | Pumps - General | A (Good): Asset is as new and can be expected to perform adequately to its full normal life if maintained appropriately. | Category 4 (Normal): No work required beyond normal maintenance. | 20 | 2015-10-17 | 8.5229 | 85.4771 | x | 4 | 4. Significant | 10090 | Predictive Maintenance | 162.5
1011812 | Air Dirt Separators | A (Good): Asset is as new and can be expected to perform adequately to its full normal life if maintained appropriately. | Category 4 (Normal): No work required beyond normal maintenance. | 20 | 2020-11-12 | 3.4497 | 92.5503 | x | 3 | 4. Significant | 10495 | Predictive Maintenance | 162.5
1011813 | Atmospheric Gas Burner - Condensing Boiler | A (Good): Asset is as new and can be expected to perform adequately to its full normal life if maintained appropriately. | Category 4 (Normal): No work required beyond normal maintenance. | 20 | 2022-12-14 | 1.3634 | 92.6366 | x | 4 | 4. Significant | 10177 | Predictive Maintenance | 162.5
1011816 | Secondary Hot Water Circulating Pumps | A (Good): Asset is as new and can be expected to perform adequately to its full normal life if maintained appropriately. | Category 4 (Normal): No work required beyond normal maintenance. | 20 | 2009-07-10 | 14.7926 | 77.2074 | x | 5 | 3. Moderate | 10208 | Predictive Maintenance | 365
1011817 | Emergency Lighting - Externally Powered | A (Good): Asset is as new and can be expected to perform adequately to its full normal life if maintained appropriately. | Category 4 (Normal): No work required beyond normal maintenance. | 25 | 2021-08-22 | 2.6749 | 89.8601 | x | 5 | 4. Significant | 11572 | Predictive Maintenance | 162.5
1011818 | Gas Booster Sets | B (Average): Asset is sound, operationally safe and exhibits only minor deterioration. | Category 3 (Recommended): Minor work required to prevent a deterioration of the service provided by the asset. | 20 | 2015-03-27 | 9.0815 | 68.9185 | x | 5 | 4. Significant | 12331 | Predictive Maintenance | 91.25
1011819 | Plate Heat Exchangers | A (Good): Asset is as new and can be expected to perform adequately to its full normal life if maintained appropriately. | Category 4 (Normal): No work required beyond normal maintenance. | 15 | 2018-08-14 | 5.6975 | 92.4034 | x | 1 | 4. Significant | 10165 | Predictive Maintenance | 162.5
1011820 | Room Air Conditioners | A (Good): Asset is as new and can be expected to perform adequately to its full normal life if maintained appropriately. | Category 4 (Normal): No work required beyond normal maintenance. | 15 | 2016-08-25 | 7.666 | 87.7787 | x | 2 | 3. Moderate | 10284 | Predictive Maintenance | 365
1011821 | Plate Heat Exchangers | A (Good): Asset is as new and can be expected to perform adequately to its full normal life if maintained appropriately. | Category 4 (Normal): No work required beyond normal maintenance. | 15 | 2016-06-17 | 7.8549 | 89.5268 | x | 1 | 4. Significant | 10165 | Predictive Maintenance | 162.5
1011822 | Room Air Conditioners | A (Good): Asset is as new and can be expected to perform adequately to its full normal life if maintained appropriately. | Category 4 (Normal): No work required beyond normal maintenance. | 15 | 2019-08-15 | 4.6954 | 91.7394 | x | 2 | 3. Moderate | 10285 | Predictive Maintenance | 365
1011823 | Room Air Conditioners | C (Poor): Asset is operational but major repair or replacement will be needed. | Category 4 (Normal): No work required beyond normal maintenance. | 15 | 2010-06-25 | 13.8344 | 58.5542 | x | 2 | 3. Moderate | 10285 | Predictive Maintenance | 365
1011824 | Room Air Conditioners | A (Good): Asset is as new and can be expected to perform adequately to its full normal life if maintained appropriately. | Category 4 (Normal): No work required beyond normal maintenance. | 15 | 2011-02-19 | 13.18 | 80.4266 | x | 2 | 3. Moderate | 10285 | Predictive Maintenance | 365
1011825 | Room Air Conditioners | A (Good): Asset is as new and can be expected to perform adequately to its full normal life if maintained appropriately. | Category 4 (Normal): No work required beyond normal maintenance. | 15 | 2011-09-26 | 12.5804 | 81.2261 | x | 2 | 3. Moderate | 10285 | Predictive Maintenance | 365
1011826 | Room Air Conditioners | A (Good): Asset is as new and can be expected to perform adequately to its full normal life if maintained appropriately. | Category 4 (Normal): No work required beyond normal maintenance. | 15 | 2018-04-24 | 6.0041 | 91.9945 | x | 1 | 3. Moderate | 10165 | Predictive Maintenance | 365
1011827 | Room Air Conditioners | A (Good): Asset is as new and can be expected to perform adequately to its full normal life if maintained appropriately. | Category 4 (Normal): No work required beyond normal maintenance. | 15 | 2013-05-13 | 10.9514 | 83.3981 | x | 2 | 3. Moderate | 10285 | Predictive Maintenance | 365
1011828 | Room Air Conditioners | B (Average): Asset is sound, operationally safe and exhibits only minor deterioration. | Category 4 (Normal): No work required beyond normal maintenance. | 15 | 2013-06-21 | 10.8446 | 76.5405 | x | 2 | 3. Moderate | 10285 | Predictive Maintenance | 365
1011829 | Room Air Conditioners | A (Good): Asset is as new and can be expected to perform adequately to its full normal life if maintained appropriately. | Category 4 (Normal): No work required beyond normal maintenance. | 15 | 2019-03-04 | 5.1444 | 91.1408 | x | 2 | 3. Moderate | 10285 | Predictive Maintenance | 365
1011830 | Room Air Conditioners | C (Poor): Asset is operational but major repair or replacement will be needed. | Category 4 (Normal): No work required beyond normal maintenance. | 15 | 2015-03-22 | 9.0951 | 64.8731 | x | 2 | 3. Moderate | 10285 | Predictive Maintenance | 365
1011831 | Room Air Conditioners | A (Good): Asset is as new and can be expected to perform adequately to its full normal life if maintained appropriately. | Category 4 (Normal): No work required beyond normal maintenance. | 15 | 2015-08-04 | 8.7255 | 88.366 | x | 1 | 3. Moderate | 11952 | Predictive Maintenance | 365
1011832 | Room Air Conditioners | A (Good): Asset is as new and can be expected to perform adequately to its full normal life if maintained appropriately. | Category 4 (Normal): No work required beyond normal maintenance. | 15 | 2010-06-19 | 13.8508 | 81.5323 | x | 1 | 3. Moderate | 11952 | Predictive Maintenance | 365
1011833 | Room Air Conditioners | A (Good): Asset is as new and can be expected to perform adequately to its full normal life if maintained appropriately. | Category 4 (Normal): No work required beyond normal maintenance. | 15 | 2020-01-31 | 4.2327 | 94.3564 | x | 1 | 3. Moderate | 11952 | Predictive Maintenance | 365
1011834 | Room Air Conditioners | A (Good): Asset is as new and can be expected to perform adequately to its full normal life if maintained appropriately. | Category 4 (Normal): No work required beyond normal maintenance. | 15 | 2011-06-27 | 12.8296 | 82.8939 | x | 1 | 3. Moderate | 11952 | Predictive Maintenance | 365
1011835 | Air Handling Units - General | C (Poor): Asset is operational but major repair or replacement will be needed. | Category 4 (Normal): No work required beyond normal maintenance. | 20 | 2018-04-16 | 6.026 | 66.974 | x | 4 | 3. Moderate | 10485 | Predictive Maintenance | 365
1011836 | Air Handling Units - General | D (Very Poor): Asset runs a serious risk of imminent breakdown or poses a health and safety risk. | Category 4 (Normal): No work required beyond normal maintenance. | 20 | 2009-08-20 | 14.6804 | 51.3196 | x | 4 | 3. Moderate | 10485 | Predictive Maintenance | 365
1011837 | Instantaneous Electric Water Heaters (Non Drinks Type) | B (Average): Asset is sound, operationally safe and exhibits only minor deterioration. | Category 4 (Normal): No work required beyond normal maintenance. | 12 | 2017-12-26 | 6.3299 | 80.4501 | x | 2 | 3. Moderate | 10171 | Predictive Maintenance | 365
1011838 | Air Compressors and Receivers | A (Good): Asset is as new and can be expected to perform adequately to its full normal life if maintained appropriately. | Category 4 (Normal): No work required beyond normal maintenance. | 20 | 2012-01-30 | 12.2355 | 79.7645 | x | 5 | 3. Moderate | 10978 | Predictive Maintenance | 365
1011839 | Air Compressors and Receivers | A (Good): Asset is as new and can be expected to perform adequately to its full normal life if maintained appropriately. | Category 4 (Normal): No work required beyond normal maintenance. | 20 | 2021-01-16 | 3.2717 | 88.7283 | x | 5 | 3. Moderate | 10978 | Predictive Maintenance | 365
1011840 | Air Compressors and Receivers | A (Good): Asset is as new and can be expected to perform adequately to its full normal life if maintained appropriately. | Category 4 (Normal): No work required beyond normal maintenance. | 20 | 2018-01-05 | 6.3025 | 85.6975 | x | 5 | 3. Moderate | 10978 | Predictive Maintenance | 365
1011841 | Retractable Fall Arrester | A (Good): Asset is as new and can be expected to perform adequately to its full normal life if maintained appropriately. | Category 4 (Normal): No work required beyond normal maintenance. | 12 | 2023-12-15 | 0.3614 | 93.3977 | x | 4 | 3. Moderate | 10485 | Predictive Maintenance | 365
1011842 | Fixed Access Ladders and Stairs | B (Average): Asset is sound, operationally safe and exhibits only minor deterioration. | Category 4 (Normal): No work required beyond normal maintenance. | 20 | 2015-06-22 | 8.8433 | 78.1567 | x | 4 | 3. Moderate | 10485 | Predictive Maintenance | 365
1011843 | Room Air Conditioners | A (Good): Asset is as new and can be expected to perform adequately to its full normal life if maintained appropriately. | Category 4 (Normal): No work required beyond normal maintenance. | 15 | 2023-07-23 | 0.75838 | 92.9888 | x | 4 | 3. Moderate | 10485 | Predictive Maintenance | 365
1011844 | Instantaneous Electric Water Heaters (Non Drinks Type) | B (Average): Asset is sound, operationally safe and exhibits only minor deterioration. | Category 4 (Normal): No work required beyond normal maintenance. | 12 | 2020-06-24 | 3.8357 | 78.6071 | x | 5 | 3. Moderate | 10086 | Predictive Maintenance | 365
1011845 | Pumps - General | A (Good): Asset is as new and can be expected to perform adequately to its full normal life if maintained appropriately. | Category 4 (Normal): No work required beyond normal maintenance. | 20 | 2005-09-01 | 18.6475 | 77.3525 | x | 3 | 4. Significant | 10348 | Predictive Maintenance | 162.5
1011846 | Room Air Conditioners | A (Good): Asset is as new and can be expected to perform adequately to its full normal life if maintained appropriately. | Category 4 (Normal): No work required beyond normal maintenance. | 15 | 2018-05-02 | 5.9822 | 86.0237 | x | 4 | 3. Moderate | 10485 | Predictive Maintenance | 365
1011847 | Retractable Fall Arrester | C (Poor): Asset is operational but major repair or replacement will be needed. | Category 4 (Normal): No work required beyond normal maintenance. | 12 | 2014-02-09 | 10.2067 | 55.9888 | x | 4 | 3. Moderate | 10485 | Predictive Maintenance | 365
1011848 | Packaged Chiller Units | A (Good): Asset is as new and can be expected to perform adequately to its full normal life if maintained appropriately. | Category 4 (Normal): No work required beyond normal maintenance. | 20 | 2017-04-12 | 7.0363 | 90.9637 | x | 2 | 4. Significant | 10186 | Predictive Maintenance | 162.5
1011849 | Room Air Conditioners | B (Average): Asset is sound, operationally safe and exhibits only minor deterioration. | Category 4 (Normal): No work required beyond normal maintenance. | 15 | 2014-08-05 | 9.7221 | 78.0372 | x | 2 | 3. Moderate | 10285 | Predictive Maintenance | 365
1011850 | Room Air Conditioners | B (Average): Asset is sound, operationally safe and exhibits only minor deterioration. | Category 4 (Normal): No work required beyond normal maintenance. | 15 | 2020-07-10 | 3.7919 | 85.9441 | x | 2 | 3. Moderate | 10285 | Predictive Maintenance | 365
1011851 | Packaged Chiller Units | A (Good): Asset is as new and can be expected to perform adequately to its full normal life if maintained appropriately. | Category 4 (Normal): No work required beyond normal maintenance. | 20 | 2010-02-28 | 14.1547 | 85.8453 | x | 1 | 4. Significant | 11952 | Predictive Maintenance | 162.5
1011852 | Room Air Conditioners | A (Good): Asset is as new and can be expected to perform adequately to its full normal life if maintained appropriately. | Category 4 (Normal): No work required beyond normal maintenance. | 15 | 2016-02-25 | 8.1643 | 83.1143 | x | 4 | 3. Moderate | 10009 | Predictive Maintenance | 365
1011854 | External Lighting including Illuminated Signs | A (Good): Asset is as new and can be expected to perform adequately to its full normal life if maintained appropriately. | Category 4 (Normal): No work required beyond normal maintenance. | 15 | 2019-08-21 | 4.679 | 89.7614 | x | 3 | 4. Significant | 10495 | Predictive Maintenance | 162.5
1011858 | Locks, handles, hinges Etc. | B (Average): Asset is sound, operationally safe and exhibits only minor deterioration. | Category 3 (Recommended): Minor work required to prevent a deterioration of the service provided by the asset. | 40 | 2002-10-03 | 21.5606 | 67.2197 | x | 5 | 3. Moderate | 12333 | Predictive Maintenance | 91.25
1011859 | Flues (All Combustible Fuels) | B (Average): Asset is sound, operationally safe and exhibits only minor deterioration. | Category 3 (Recommended): Minor work required to prevent a deterioration of the service provided by the asset. | 50 | 2013-10-17 | 10.5216 | 73.7914 | x | 5 | 4. Significant | 12333 | Predictive Maintenance | 91.25
1011860 | Towel Rails, Mirrors, Toilet Roll Holders, Shelves, Pictures etc. | B (Average): Asset is sound, operationally safe and exhibits only minor deterioration. | Category 3 (Recommended): Minor work required to prevent a deterioration of the service provided by the asset. | 30 | 2010-01-08 | 14.2943 | 68.4705 | x | 5 | 2. Minor | 12333 | Predictive Maintenance | 182.5
1011862 | Software Functions | B (Average): Asset is sound, operationally safe and exhibits only minor deterioration. | Category 3 (Recommended): Minor work required to prevent a deterioration of the service provided by the asset. | 5 | 2020-07-10 | 3.7919 | 62.8323 | x | 5 | 4. Significant | 12333 | Predictive Maintenance | 91.25
1011863 | Building Inspections | B (Average): Asset is sound, operationally safe and exhibits only minor deterioration. | Category 3 (Recommended): Minor work required to prevent a deterioration of the service provided by the asset. | 20 | 2022-07-31 | 1.7358 | 76.2642 | x | 5 | 2. Minor | 12333 | Predictive Maintenance | 182.5
1011864 | Catering Equipment | B (Average): Asset is sound, operationally safe and exhibits only minor deterioration. | Category 4 (Normal): No work required beyond normal maintenance. | 15 | 2022-05-26 | 1.9165 | 82.4447 | x | 5 | 2. Minor | 12333 | Predictive Maintenance | 365
1011874 | External Lighting including Illuminated Signs | B (Average): Asset is sound, operationally safe and exhibits only minor deterioration. | Category 3 (Recommended): Minor work required to prevent a deterioration of the service provided by the asset. | 15 | 2015-11-14 | 8.4463 | 66.7383 | x | 5 | 4. Significant | 12333 | Predictive Maintenance | 91.25
1011875 | External Lighting including Illuminated Signs | B (Average): Asset is sound, operationally safe and exhibits only minor deterioration. | Category 3 (Recommended): Minor work required to prevent a deterioration of the service provided by the asset. | 15 | 2016-06-13 | 7.8658 | 67.5122 | x | 5 | 4. Significant | 12333 | Predictive Maintenance | 91.25
1011878 | Fittings, Furnishings and Equipment | B (Average): Asset is sound, operationally safe and exhibits only minor deterioration. | Category 3 (Recommended): Minor work required to prevent a deterioration of the service provided by the asset. | 5 | 2022-05-09 | 1.963 | 70.1478 | x | 5 | 2. Minor | 12333 | Predictive Maintenance | 182.5
1011879 | Floors and Floor Finishes | B (Average): Asset is sound, operationally safe and exhibits only minor deterioration. | Category 3 (Recommended): Minor work required to prevent a deterioration of the service provided by the asset. | 30 | 2022-09-08 | 1.629 | 76.914 | x | 5 | 1. Negligible | 12333 | Predictive Maintenance | 182.5
1011881 | Lighting Fittings including Luminaires General | B (Average): Asset is sound, operationally safe and exhibits only minor deterioration. | Category 3 (Recommended): Minor work required to prevent a deterioration of the service provided by the asset. | 20 | 2007-08-13 | 16.7009 | 61.2991 | x | 5 | 3. Moderate | 12333 | Predictive Maintenance | 91.25
1011885 | Pipework Systems - General | A (Good): Asset is as new and can be expected to perform adequately to its full normal life if maintained appropriately. | Category 4 (Normal): No work required beyond normal maintenance. | 35 | 1998-12-03 | 25.3936 | 77.4894 | x | 5 | 4. Significant | 12333 | Predictive Maintenance | 162.5
1011886 | Pipework Systems - General | A (Good): Asset is as new and can be expected to perform adequately to its full normal life if maintained appropriately. | Category 4 (Normal): No work required beyond normal maintenance. | 45 | 1998-03-19 | 26.1027 | 80.3988 | x | 5 | 4. Significant | 12333 | Predictive Maintenance | 162.5
1011887 | Pipework Systems - General | A (Good): Asset is as new and can be expected to perform adequately to its full normal life if maintained appropriately. | Category 4 (Normal): No work required beyond normal maintenance. | 20 | 2009-03-06 | 15.1376 | 76.8624 | x | 5 | 4. Significant | 12333 | Predictive Maintenance | 162.5
1011888 | Internal Walls and Ceilings | B (Average): Asset is sound, operationally safe and exhibits only minor deterioration. | Category 3 (Recommended): Minor work required to prevent a deterioration of the service provided by the asset. | 25 | 2013-10-14 | 10.5298 | 69.5762 | x | 5 | 3. Moderate | 12333 | Predictive Maintenance | 91.25
1011890 | Portable Appliance Testing (PAT) - User Checks, Recorded Formal Visual Inspections and Combined Insp | B (Average): Asset is sound, operationally safe and exhibits only minor deterioration. | Category 3 (Recommended): Minor work required to prevent a deterioration of the service provided by the asset. | 20 | 2010-08-23 | 13.6728 | 64.3272 | x | 5 | 2. Minor | 12333 | Predictive Maintenance | 182.5
1011892 | Rainwater Downpipes and Gutters | B (Average): Asset is sound, operationally safe and exhibits only minor deterioration. | Category 3 (Recommended): Minor work required to prevent a deterioration of the service provided by the asset. | 50 | 2019-03-12 | 5.1225 | 75.951 | x | 5 | 2. Minor | 12333 | Predictive Maintenance | 182.5
1011894 | Service Drainage | B (Average): Asset is sound, operationally safe and exhibits only minor deterioration. | Category 3 (Recommended): Minor work required to prevent a deterioration of the service provided by the asset. | 25 | 2022-05-16 | 1.9439 | 76.4449 | x | 5 | 4. Significant | 12333 | Predictive Maintenance | 91.25
1011897 | Television and Signal Receiving Equipment | B (Average): Asset is sound, operationally safe and exhibits only minor deterioration. | Category 3 (Recommended): Minor work required to prevent a deterioration of the service provided by the asset. | 15 | 2013-12-06 | 10.3847 | 64.1538 | x | 5 | 3. Moderate | 12333 | Predictive Maintenance | 91.25
1011898 | Ductwork System - General | B (Average): Asset is sound, operationally safe and exhibits only minor deterioration. | Category 3 (Recommended): Minor work required to prevent a deterioration of the service provided by the asset. | 30 | 2004-08-15 | 19.6934 | 64.8711 | x | 5 | 3. Moderate | 12333 | Predictive Maintenance | 91.25
1011900 | Manually operated Vertical & Horizontal blinds | B (Average): Asset is sound, operationally safe and exhibits only minor deterioration. | Category 3 (Recommended): Minor work required to prevent a deterioration of the service provided by the asset. | 20 | 2010-03-01 | 14.152 | 63.848 | x | 5 | 1. Negligible | 12333 | Predictive Maintenance | 182.5
1011901 | Windows Internal and External | B (Average): Asset is sound, operationally safe and exhibits only minor deterioration. | Category 3 (Recommended): Minor work required to prevent a deterioration of the service provided by the asset. | 40 | 1999-03-10 | 25.128 | 65.436 | x | 5 | 3. Moderate | 12333 | Predictive Maintenance | 91.25
1011902 | Windows Internal and External | B (Average): Asset is sound, operationally safe and exhibits only minor deterioration. | Category 3 (Recommended): Minor work required to prevent a deterioration of the service provided by the asset. | 37 | 2016-06-02 | 7.896 | 73.7319 | x | 5 | 3. Moderate | 12333 | Predictive Maintenance | 91.25
1011904 | Locks, handles, hinges Etc. | B (Average): Asset is sound, operationally safe and exhibits only minor deterioration. | Category 3 (Recommended): Minor work required to prevent a deterioration of the service provided by the asset. | 40 | 2015-03-06 | 9.1389 | 81.4305 | x | 1 | 3. Moderate | 11942 | Predictive Maintenance | 91.25
1011905 | Flues (All Combustible Fuels) | B (Average): Asset is sound, operationally safe and exhibits only minor deterioration. | Category 3 (Recommended): Minor work required to prevent a deterioration of the service provided by the asset. | 50 | 2005-08-02 | 18.7296 | 78.5081 | x | 1 | 4. Significant | 11942 | Predictive Maintenance | 91.25
1011906 | Towel Rails, Mirrors, Toilet Roll Holders, Shelves, Pictures etc. | B (Average): Asset is sound, operationally safe and exhibits only minor deterioration. | Category 3 (Recommended): Minor work required to prevent a deterioration of the service provided by the asset. | 30 | 2009-11-18 | 14.4339 | 76.3774 | x | 1 | 2. Minor | 11942 | Predictive Maintenance | 182.5
1011907 | Towel Rails, Mirrors, Toilet Roll Holders, Shelves, Pictures etc. | B (Average): Asset is sound, operationally safe and exhibits only minor deterioration. | Category 3 (Recommended): Minor work required to prevent a deterioration of the service provided by the asset. | 30 | 2013-01-18 | 11.2663 | 78.4892 | x | 1 | 2. Minor | 11942 | Predictive Maintenance | 182.5
1011909 | Software Functions | B (Average): Asset is sound, operationally safe and exhibits only minor deterioration. | Category 3 (Recommended): Minor work required to prevent a deterioration of the service provided by the asset. | 5 | 2021-07-07 | 2.8008 | 74.7967 | x | 1 | 4. Significant | 11942 | Predictive Maintenance | 91.25
1011910 | Building Inspections | B (Average): Asset is sound, operationally safe and exhibits only minor deterioration. | Category 3 (Recommended): Minor work required to prevent a deterioration of the service provided by the asset. | 20 | 2023-07-24 | 0.75565 | 85.2444 | x | 1 | 2. Minor | 11942 | Predictive Maintenance | 182.5
1011911 | Building Inspections | B (Average): Asset is sound, operationally safe and exhibits only minor deterioration. | Category 3 (Recommended): Minor work required to prevent a deterioration of the service provided by the asset. | 20 | 2016-01-21 | 8.2601 | 77.7399 | x | 1 | 2. Minor | 11942 | Predictive Maintenance | 182.5
1011912 | Catering Equipment | U (Unverified): Further investigation required. | Category U (Unverified Asset): Further investigation required to identify asset. | 15 | 2021-10-30 | 2.486 | 68.6854 | x | 1 | 2. Minor | 11942 | Predictive Maintenance | 91.25
1011915 | External Lighting including Illuminated Signs | B (Average): Asset is sound, operationally safe and exhibits only minor deterioration. | Category 3 (Recommended): Minor work required to prevent a deterioration of the service provided by the asset. | 15 | 2014-02-26 | 10.1602 | 72.4531 | x | 1 | 4. Significant | 11942 | Predictive Maintenance | 91.25
1011916 | External Lighting including Illuminated Signs | B (Average): Asset is sound, operationally safe and exhibits only minor deterioration. | Category 3 (Recommended): Minor work required to prevent a deterioration of the service provided by the asset. | 15 | 2021-12-21 | 2.3436 | 82.8752 | x | 1 | 4. Significant | 11942 | Predictive Maintenance | 91.25
1011917 | External Lighting including Illuminated Signs | B (Average): Asset is sound, operationally safe and exhibits only minor deterioration. | Category 3 (Recommended): Minor work required to prevent a deterioration of the service provided by the asset. | 15 | 2012-12-16 | 11.3566 | 70.8579 | x | 1 | 4. Significant | 11942 | Predictive Maintenance | 91.25
1011918 | External Lighting including Illuminated Signs | B (Average): Asset is sound, operationally safe and exhibits only minor deterioration. | Category 3 (Recommended): Minor work required to prevent a deterioration of the service provided by the asset. | 15 | 2019-07-19 | 4.7693 | 79.6409 | x | 1 | 4. Significant | 11942 | Predictive Maintenance | 91.25
1011925 | Fittings, Furnishings and Equipment | B (Average): Asset is sound, operationally safe and exhibits only minor deterioration. | Category 3 (Recommended): Minor work required to prevent a deterioration of the service provided by the asset. | 5 | 2023-06-25 | 0.83504 | 82.6598 | x | 1 | 2. Minor | 11942 | Predictive Maintenance | 182.5
1011926 | Fittings, Furnishings and Equipment | B (Average): Asset is sound, operationally safe and exhibits only minor deterioration. | Category 3 (Recommended): Minor work required to prevent a deterioration of the service provided by the asset. | 5 | 2022-01-24 | 2.2505 | 76.9979 | x | 1 | 2. Minor | 11942 | Predictive Maintenance | 182.5
1011927 | Fittings, Furnishings and Equipment | B (Average): Asset is sound, operationally safe and exhibits only minor deterioration. | Category 3 (Recommended): Minor work required to prevent a deterioration of the service provided by the asset. | 5 | 2023-03-03 | 1.1472 | 81.4114 | x | 1 | 2. Minor | 11942 | Predictive Maintenance | 182.5
1011928 | Fittings, Furnishings and Equipment | B (Average): Asset is sound, operationally safe and exhibits only minor deterioration. | Category 3 (Recommended): Minor work required to prevent a deterioration of the service provided by the asset. | 5 | 2020-07-13 | 3.7837 | 70.8652 | x | 1 | 2. Minor | 11942 | Predictive Maintenance | 182.5
1011929 | Fittings, Furnishings and Equipment | B (Average): Asset is sound, operationally safe and exhibits only minor deterioration. | Category 3 (Recommended): Minor work required to prevent a deterioration of the service provided by the asset. | 5 | 2024-01-29 | 0.23819 | 85.0472 | x | 1 | 2. Minor | 11942 | Predictive Maintenance | 182.5
1011930 | Fittings, Furnishings and Equipment | B (Average): Asset is sound, operationally safe and exhibits only minor deterioration. | Category 3 (Recommended): Minor work required to prevent a deterioration of the service provided by the asset. | 5 | 2021-01-27 | 3.2416 | 73.0335 | x | 1 | 2. Minor | 11942 | Predictive Maintenance | 182.5
1011931 | Fittings, Furnishings and Equipment | B (Average): Asset is sound, operationally safe and exhibits only minor deterioration. | Category 3 (Recommended): Minor work required to prevent a deterioration of the service provided by the asset. | 5 | 2020-03-20 | 4.0986 | 69.6057 | x | 1 | 2. Minor | 11942 | Predictive Maintenance | 182.5
1011932 | Floors and Floor Finishes | B (Average): Asset is sound, operationally safe and exhibits only minor deterioration. | Category 3 (Recommended): Minor work required to prevent a deterioration of the service provided by the asset. | 30 | 2017-02-22 | 7.1704 | 81.2197 | x | 1 | 1. Negligible | 11942 | Predictive Maintenance | 182.5
1011933 | Floors and Floor Finishes | B (Average): Asset is sound, operationally safe and exhibits only minor deterioration. | Category 3 (Recommended): Minor work required to prevent a deterioration of the service provided by the asset. | 30 | 2009-06-12 | 14.8693 | 76.0872 | x | 1 | 1. Negligible | 11942 | Predictive Maintenance | 182.5
1011935 | Lighting Fittings including Luminaires General | B (Average): Asset is sound, operationally safe and exhibits only minor deterioration. | Category 3 (Recommended): Minor work required to prevent a deterioration of the service provided by the asset. | 20 | 2011-12-01 | 12.3997 | 73.6003 | x | 1 | 3. Moderate | 11942 | Predictive Maintenance | 91.25
1011936 | Lighting Fittings including Luminaires General | B (Average): Asset is sound, operationally safe and exhibits only minor deterioration. | Category 3 (Recommended): Minor work required to prevent a deterioration of the service provided by the asset. | 20 | 2014-06-20 | 9.848 | 76.152 | x | 1 | 3. Moderate | 11942 | Predictive Maintenance | 91.25
1011937 | Lighting Fittings including Luminaires General | B (Average): Asset is sound, operationally safe and exhibits only minor deterioration. | Category 3 (Recommended): Minor work required to prevent a deterioration of the service provided by the asset. | 20 | 2021-01-29 | 3.2361 | 82.7639 | x | 1 | 3. Moderate | 11942 | Predictive Maintenance | 91.25
1011938 | Lighting Fittings including Luminaires General | B (Average): Asset is sound, operationally safe and exhibits only minor deterioration. | Category 3 (Recommended): Minor work required to prevent a deterioration of the service provided by the asset. | 20 | 2010-08-02 | 13.7303 | 72.2697 | x | 1 | 3. Moderate | 11942 | Predictive Maintenance | 91.25
1011939 | Lighting Fittings including Luminaires General | B (Average): Asset is sound, operationally safe and exhibits only minor deterioration. | Category 3 (Recommended): Minor work required to prevent a deterioration of the service provided by the asset. | 20 | 2018-08-14 | 5.6975 | 80.3025 | x | 1 | 3. Moderate | 11942 | Predictive Maintenance | 91.25
1011940 | Lighting Fittings including Luminaires General | B (Average): Asset is sound, operationally safe and exhibits only minor deterioration. | Category 3 (Recommended): Minor work required to prevent a deterioration of the service provided by the asset. | 20 | 2017-04-15 | 7.0281 | 78.9719 | x | 1 | 3. Moderate | 11942 | Predictive Maintenance | 91.25
1011941 | Lighting Fittings including Luminaires General | B (Average): Asset is sound, operationally safe and exhibits only minor deterioration. | Category 3 (Recommended): Minor work required to prevent a deterioration of the service provided by the asset. | 20 | 2005-08-13 | 18.6995 | 67.3005 | x | 1 | 3. Moderate | 11942 | Predictive Maintenance | 91.25
1011942 | Lighting Fittings including Luminaires General | B (Average): Asset is sound, operationally safe and exhibits only minor deterioration. | Category 3 (Recommended): Minor work required to prevent a deterioration of the service provided by the asset. | 20 | 2014-02-24 | 10.1656 | 75.8344 | x | 1 | 3. Moderate | 11942 | Predictive Maintenance | 91.25
1011943 | Lighting Fittings including Luminaires General | B (Average): Asset is sound, operationally safe and exhibits only minor deterioration. | Category 3 (Recommended): Minor work required to prevent a deterioration of the service provided by the asset. | 20 | 2019-10-26 | 4.4983 | 81.5017 | x | 1 | 3. Moderate | 11942 | Predictive Maintenance | 91.25
1011944 | Lighting Fittings including Luminaires General | B (Average): Asset is sound, operationally safe and exhibits only minor deterioration. | Category 3 (Recommended): Minor work required to prevent a deterioration of the service provided by the asset. | 20 | 2018-05-28 | 5.911 | 80.089 | x | 1 | 3. Moderate | 11942 | Predictive Maintenance | 91.25
1011956 | Internal Walls and Ceilings | B (Average): Asset is sound, operationally safe and exhibits only minor deterioration. | Category 3 (Recommended): Minor work required to prevent a deterioration of the service provided by the asset. | 25 | 1999-06-22 | 24.8433 | 66.1254 | x | 1 | 3. Moderate | 11942 | Predictive Maintenance | 91.25
1011957 | Internal Walls and Ceilings | B (Average): Asset is sound, operationally safe and exhibits only minor deterioration. | Category 3 (Recommended): Minor work required to prevent a deterioration of the service provided by the asset. | 25 | 2008-11-30 | 15.4004 | 73.6797 | x | 1 | 3. Moderate | 11942 | Predictive Maintenance | 91.25
1011958 | Internal Walls and Ceilings | B (Average): Asset is sound, operationally safe and exhibits only minor deterioration. | Category 3 (Recommended): Minor work required to prevent a deterioration of the service provided by the asset. | 25 | 2017-03-06 | 7.1376 | 80.2899 | x | 1 | 3. Moderate | 11942 | Predictive Maintenance | 91.25
1011959 | Internal Walls and Ceilings | B (Average): Asset is sound, operationally safe and exhibits only minor deterioration. | Category 3 (Recommended): Minor work required to prevent a deterioration of the service provided by the asset. | 25 | 2016-10-18 | 7.5181 | 79.9855 | x | 1 | 3. Moderate | 11942 | Predictive Maintenance | 91.25
1011960 | Internal Walls and Ceilings | B (Average): Asset is sound, operationally safe and exhibits only minor deterioration. | Category 3 (Recommended): Minor work required to prevent a deterioration of the service provided by the asset. | 25 | 2007-10-20 | 16.5147 | 72.7882 | x | 1 | 3. Moderate | 11942 | Predictive Maintenance | 91.25
1011961 | Internal Walls and Ceilings | B (Average): Asset is sound, operationally safe and exhibits only minor deterioration. | Category 3 (Recommended): Minor work required to prevent a deterioration of the service provided by the asset. | 25 | 2002-05-27 | 21.9138 | 68.469 | x | 1 | 3. Moderate | 11942 | Predictive Maintenance | 91.25
1011962 | Internal Walls and Ceilings | B (Average): Asset is sound, operationally safe and exhibits only minor deterioration. | Category 3 (Recommended): Minor work required to prevent a deterioration of the service provided by the asset. | 25 | 2020-07-24 | 3.7536 | 82.9971 | x | 1 | 3. Moderate | 11942 | Predictive Maintenance | 91.25
1011963 | Internal Walls and Ceilings | B (Average): Asset is sound, operationally safe and exhibits only minor deterioration. | Category 3 (Recommended): Minor work required to prevent a deterioration of the service provided by the asset. | 25 | 2002-07-12 | 21.7878 | 68.5697 | x | 1 | 3. Moderate | 11942 | Predictive Maintenance | 91.25
1011964 | Internal Walls and Ceilings | B (Average): Asset is sound, operationally safe and exhibits only minor deterioration. | Category 3 (Recommended): Minor work required to prevent a deterioration of the service provided by the asset. | 25 | 1999-12-03 | 24.3943 | 66.4846 | x | 1 | 3. Moderate | 11942 | Predictive Maintenance | 91.25
1011965 | Internal Walls and Ceilings | B (Average): Asset is sound, operationally safe and exhibits only minor deterioration. | Category 3 (Recommended): Minor work required to prevent a deterioration of the service provided by the asset. | 25 | 2002-02-19 | 22.1793 | 68.2565 | x | 1 | 3. Moderate | 11942 | Predictive Maintenance | 91.25
1011969 | Portable Appliance Testing (PAT) - User Checks, Recorded Formal Visual Inspections and Combined Insp | B (Average): Asset is sound, operationally safe and exhibits only minor deterioration. | Category 3 (Recommended): Minor work required to prevent a deterioration of the service provided by the asset. | 20 | 2024-01-29 | 0.23819 | 85.7618 | x | 1 | 2. Minor | 11942 | Predictive Maintenance | 182.5
1011971 | Rainwater Downpipes and Gutters | B (Average): Asset is sound, operationally safe and exhibits only minor deterioration. | Category 3 (Recommended): Minor work required to prevent a deterioration of the service provided by the asset. | 50 | 1998-09-02 | 25.6454 | 75.7418 | x | 1 | 2. Minor | 11942 | Predictive Maintenance | 182.5
1011973 | Service Drainage | B (Average): Asset is sound, operationally safe and exhibits only minor deterioration. | Category 3 (Recommended): Minor work required to prevent a deterioration of the service provided by the asset. | 25 | 2008-03-04 | 16.1424 | 73.0861 | x | 1 | 4. Significant | 11942 | Predictive Maintenance | 91.25
1011974 | Service Drainage | B (Average): Asset is sound, operationally safe and exhibits only minor deterioration. | Category 3 (Recommended): Minor work required to prevent a deterioration of the service provided by the asset. | 25 | 2009-11-24 | 14.4175 | 74.466 | x | 1 | 4. Significant | 11942 | Predictive Maintenance | 91.25
1011975 | Service Drainage | B (Average): Asset is sound, operationally safe and exhibits only minor deterioration. | Category 3 (Recommended): Minor work required to prevent a deterioration of the service provided by the asset. | 25 | 2020-02-15 | 4.1916 | 82.6467 | x | 1 | 4. Significant | 11942 | Predictive Maintenance | 91.25
1011976 | Service Drainage | B (Average): Asset is sound, operationally safe and exhibits only minor deterioration. | Category 3 (Recommended): Minor work required to prevent a deterioration of the service provided by the asset. | 25 | 2019-04-17 | 5.024 | 81.9808 | x | 1 | 4. Significant | 11942 | Predictive Maintenance | 91.25
1011977 | Service Drainage | B (Average): Asset is sound, operationally safe and exhibits only minor deterioration. | Category 3 (Recommended): Minor work required to prevent a deterioration of the service provided by the asset. | 25 | 2001-07-26 | 22.7488 | 67.801 | x | 1 | 4. Significant | 11942 | Predictive Maintenance | 91.25
1011978 | Service Drainage | B (Average): Asset is sound, operationally safe and exhibits only minor deterioration. | Category 3 (Recommended): Minor work required to prevent a deterioration of the service provided by the asset. | 25 | 2020-09-12 | 3.6167 | 83.1066 | x | 1 | 4. Significant | 11942 | Predictive Maintenance | 91.25
1011981 | Television and Signal Receiving Equipment | B (Average): Asset is sound, operationally safe and exhibits only minor deterioration. | Category 3 (Recommended): Minor work required to prevent a deterioration of the service provided by the asset. | 15 | 2012-08-23 | 11.6715 | 70.4381 | x | 1 | 3. Moderate | 11942 | Predictive Maintenance | 91.25
1011982 | Ductwork System - General | B (Average): Asset is sound, operationally safe and exhibits only minor deterioration. | Category 3 (Recommended): Minor work required to prevent a deterioration of the service provided by the asset. | 30 | 1996-03-10 | 28.1259 | 67.2494 | x | 1 | 3. Moderate | 11942 | Predictive Maintenance | 91.25
1011990 | Manually operated Vertical & Horizontal blinds | B (Average): Asset is sound, operationally safe and exhibits only minor deterioration. | Category 3 (Recommended): Minor work required to prevent a deterioration of the service provided by the asset. | 20 | 2018-03-29 | 6.0753 | 79.9247 | x | 1 | 1. Negligible | 11942 | Predictive Maintenance | 182.5
1011991 | Manually operated Vertical & Horizontal blinds | B (Average): Asset is sound, operationally safe and exhibits only minor deterioration. | Category 3 (Recommended): Minor work required to prevent a deterioration of the service provided by the asset. | 20 | 2006-05-19 | 17.9357 | 68.0643 | x | 1 | 1. Negligible | 11942 | Predictive Maintenance | 182.5
1011992 | Windows Internal and External | B (Average): Asset is sound, operationally safe and exhibits only minor deterioration. | Category 3 (Recommended): Minor work required to prevent a deterioration of the service provided by the asset. | 39 | 1995-06-14 | 28.8652 | 71.1974 | x | 1 | 3. Moderate | 11942 | Predictive Maintenance | 91.25
1011993 | Windows Internal and External | B (Average): Asset is sound, operationally safe and exhibits only minor deterioration. | Category 3 (Recommended): Minor work required to prevent a deterioration of the service provided by the asset. | 37 | 2023-11-12 | 0.45175 | 85.7558 | x | 1 | 3. Moderate | 11942 | Predictive Maintenance | 91.25
1011999 | Fittings, Furnishings and Equipment | B (Average): Asset is sound, operationally safe and exhibits only minor deterioration. | Category 3 (Recommended): Minor work required to prevent a deterioration of the service provided by the asset. | 5 | 2022-03-23 | 2.0917 | 75.6331 | x | 2 | 2. Minor | 12334 | Predictive Maintenance | 182.5
1012000 | Floors and Floor Finishes | B (Average): Asset is sound, operationally safe and exhibits only minor deterioration. | Category 3 (Recommended): Minor work required to prevent a deterioration of the service provided by the asset. | 30 | 2003-10-03 | 20.5613 | 70.2925 | x | 2 | 1. Negligible | 12334 | Predictive Maintenance | 182.5
1012001 | Rainwater Downpipes and Gutters | B (Average): Asset is sound, operationally safe and exhibits only minor deterioration. | Category 3 (Recommended): Minor work required to prevent a deterioration of the service provided by the asset. | 50 | 2014-05-20 | 9.9329 | 80.0268 | x | 2 | 2. Minor | 12334 | Predictive Maintenance | 182.5
1012002 | Manually operated Vertical & Horizontal blinds | B (Average): Asset is sound, operationally safe and exhibits only minor deterioration. | Category 3 (Recommended): Minor work required to prevent a deterioration of the service provided by the asset. | 20 | 2006-01-26 | 18.245 | 65.755 | x | 2 | 1. Negligible | 12334 | Predictive Maintenance | 182.5
1012003 | Locks, handles, hinges Etc. | B (Average): Asset is sound, operationally safe and exhibits only minor deterioration. | Category 3 (Recommended): Minor work required to prevent a deterioration of the service provided by the asset. | 40 | 2018-09-16 | 5.6071 | 75.1964 | x | 5 | 3. Moderate | 11943 | Predictive Maintenance | 91.25
1012004 | Flues (All Combustible Fuels) | B (Average): Asset is sound, operationally safe and exhibits only minor deterioration. | Category 3 (Recommended): Minor work required to prevent a deterioration of the service provided by the asset. | 30 | 2004-12-29 | 19.321 | 65.1193 | x | 5 | 4. Significant | 11943 | Predictive Maintenance | 91.25
1012007 | Towel Rails, Mirrors, Toilet Roll Holders, Shelves, Pictures etc. | B (Average): Asset is sound, operationally safe and exhibits only minor deterioration. | Category 3 (Recommended): Minor work required to prevent a deterioration of the service provided by the asset. | 30 | 2013-06-20 | 10.8474 | 70.7684 | x | 5 | 2. Minor | 11943 | Predictive Maintenance | 182.5
1012008 | Towel Rails, Mirrors, Toilet Roll Holders, Shelves, Pictures etc. | B (Average): Asset is sound, operationally safe and exhibits only minor deterioration. | Category 3 (Recommended): Minor work required to prevent a deterioration of the service provided by the asset. | 30 | 2004-01-19 | 20.2656 | 64.4896 | x | 5 | 2. Minor | 11943 | Predictive Maintenance | 182.5
1012009 | Towel Rails, Mirrors, Toilet Roll Holders, Shelves, Pictures etc. | B (Average): Asset is sound, operationally safe and exhibits only minor deterioration. | Category 3 (Recommended): Minor work required to prevent a deterioration of the service provided by the asset. | 30 | 2022-06-25 | 1.8344 | 76.7771 | x | 5 | 2. Minor | 11943 | Predictive Maintenance | 182.5
1012011 | Software Functions | B (Average): Asset is sound, operationally safe and exhibits only minor deterioration. | Category 3 (Recommended): Minor work required to prevent a deterioration of the service provided by the asset. | 5 | 2020-01-06 | 4.3012 | 60.7953 | x | 5 | 4. Significant | 11943 | Predictive Maintenance | 91.25
1012012 | Catering Equipment | U (Unverified): Further investigation required. | Category U (Unverified Asset): Further investigation required to identify asset. | 15 | 2014-03-30 | 10.0726 | 50.5699 | x | 5 | 2. Minor | 11943 | Predictive Maintenance | 91.25
1012015 | External Lighting including Illuminated Signs | B (Average): Asset is sound, operationally safe and exhibits only minor deterioration. | Category 3 (Recommended): Minor work required to prevent a deterioration of the service provided by the asset. | 15 | 2012-07-01 | 11.8166 | 62.2446 | x | 5 | 4. Significant | 11943 | Predictive Maintenance | 91.25
1012016 | External Lighting including Illuminated Signs | B (Average): Asset is sound, operationally safe and exhibits only minor deterioration. | Category 3 (Recommended): Minor work required to prevent a deterioration of the service provided by the asset. | 15 | 2024-01-12 | 0.28474 | 77.6204 | x | 5 | 4. Significant | 11943 | Predictive Maintenance | 91.25
1012017 | External Lighting including Illuminated Signs | B (Average): Asset is sound, operationally safe and exhibits only minor deterioration. | Category 3 (Recommended): Minor work required to prevent a deterioration of the service provided by the asset. | 15 | 2015-07-16 | 8.7775 | 66.2966 | x | 5 | 4. Significant | 11943 | Predictive Maintenance | 91.25
1012029 | Fittings, Furnishings and Equipment | B (Average): Asset is sound, operationally safe and exhibits only minor deterioration. | Category 3 (Recommended): Minor work required to prevent a deterioration of the service provided by the asset. | 5 | 2023-10-01 | 0.56674 | 75.7331 | x | 5 | 2. Minor | 11943 | Predictive Maintenance | 182.5
1012030 | Fittings, Furnishings and Equipment | B (Average): Asset is sound, operationally safe and exhibits only minor deterioration. | Category 3 (Recommended): Minor work required to prevent a deterioration of the service provided by the asset. | 5 | 2023-02-09 | 1.2074 | 73.1704 | x | 5 | 2. Minor | 11943 | Predictive Maintenance | 182.5
1012031 | Fittings, Furnishings and Equipment | B (Average): Asset is sound, operationally safe and exhibits only minor deterioration. | Category 3 (Recommended): Minor work required to prevent a deterioration of the service provided by the asset. | 5 | 2023-03-09 | 1.1307 | 73.4771 | x | 5 | 2. Minor | 11943 | Predictive Maintenance | 182.5
1012032 | Floors and Floor Finishes | B (Average): Asset is sound, operationally safe and exhibits only minor deterioration. | Category 3 (Recommended): Minor work required to prevent a deterioration of the service provided by the asset. | 30 | 2023-10-19 | 0.51745 | 77.655 | x | 5 | 1. Negligible | 11943 | Predictive Maintenance | 182.5
1012034 | Lighting Fittings including Luminaires General | B (Average): Asset is sound, operationally safe and exhibits only minor deterioration. | Category 3 (Recommended): Minor work required to prevent a deterioration of the service provided by the asset. | 20 | 2005-03-31 | 19.0691 | 58.9309 | x | 5 | 3. Moderate | 11943 | Predictive Maintenance | 91.25
1012035 | Lighting Fittings including Luminaires General | B (Average): Asset is sound, operationally safe and exhibits only minor deterioration. | Category 3 (Recommended): Minor work required to prevent a deterioration of the service provided by the asset. | 20 | 2012-05-11 | 11.9562 | 66.0438 | x | 5 | 3. Moderate | 11943 | Predictive Maintenance | 91.25
1012036 | Lighting Fittings including Luminaires General | B (Average): Asset is sound, operationally safe and exhibits only minor deterioration. | Category 3 (Recommended): Minor work required to prevent a deterioration of the service provided by the asset. | 20 | 2012-02-17 | 12.1862 | 65.8138 | x | 5 | 3. Moderate | 11943 | Predictive Maintenance | 91.25
1012037 | Lighting Fittings including Luminaires General | B (Average): Asset is sound, operationally safe and exhibits only minor deterioration. | Category 3 (Recommended): Minor work required to prevent a deterioration of the service provided by the asset. | 20 | 2017-02-15 | 7.1896 | 70.8104 | x | 5 | 3. Moderate | 11943 | Predictive Maintenance | 91.25
1012038 | Lighting Fittings including Luminaires General | B (Average): Asset is sound, operationally safe and exhibits only minor deterioration. | Category 3 (Recommended): Minor work required to prevent a deterioration of the service provided by the asset. | 20 | 2008-01-21 | 16.2601 | 61.7399 | x | 5 | 3. Moderate | 11943 | Predictive Maintenance | 91.25
1012039 | Lighting Fittings including Luminaires General | B (Average): Asset is sound, operationally safe and exhibits only minor deterioration. | Category 3 (Recommended): Minor work required to prevent a deterioration of the service provided by the asset. | 20 | 2018-03-03 | 6.1465 | 71.8535 | x | 5 | 3. Moderate | 11943 | Predictive Maintenance | 91.25
1012040 | Lighting Fittings including Luminaires General | B (Average): Asset is sound, operationally safe and exhibits only minor deterioration. | Category 3 (Recommended): Minor work required to prevent a deterioration of the service provided by the asset. | 20 | 2007-11-24 | 16.4189 | 61.5811 | x | 5 | 3. Moderate | 11943 | Predictive Maintenance | 91.25
1012041 | Lighting Fittings including Luminaires General | B (Average): Asset is sound, operationally safe and exhibits only minor deterioration. | Category 3 (Recommended): Minor work required to prevent a deterioration of the service provided by the asset. | 20 | 2016-02-21 | 8.1752 | 69.8248 | x | 5 | 3. Moderate | 11943 | Predictive Maintenance | 91.25
1012042 | Lighting Fittings including Luminaires General | B (Average): Asset is sound, operationally safe and exhibits only minor deterioration. | Category 3 (Recommended): Minor work required to prevent a deterioration of the service provided by the asset. | 20 | 2022-04-29 | 1.9904 | 76.0096 | x | 5 | 3. Moderate | 11943 | Predictive Maintenance | 91.25
1012043 | Lighting Fittings including Luminaires General | B (Average): Asset is sound, operationally safe and exhibits only minor deterioration. | Category 3 (Recommended): Minor work required to prevent a deterioration of the service provided by the asset. | 20 | 2018-09-10 | 5.6235 | 72.3765 | x | 5 | 3. Moderate | 11943 | Predictive Maintenance | 91.25
1012044 | Lighting Fittings including Luminaires General | B (Average): Asset is sound, operationally safe and exhibits only minor deterioration. | Category 3 (Recommended): Minor work required to prevent a deterioration of the service provided by the asset. | 20 | 2020-05-04 | 3.9754 | 74.0246 | x | 5 | 3. Moderate | 11943 | Predictive Maintenance | 91.25
1012045 | Lighting Fittings including Luminaires General | B (Average): Asset is sound, operationally safe and exhibits only minor deterioration. | Category 3 (Recommended): Minor work required to prevent a deterioration of the service provided by the asset. | 20 | 2009-01-13 | 15.2799 | 62.7201 | x | 5 | 3. Moderate | 11943 | Predictive Maintenance | 91.25
1012046 | Lighting Fittings including Luminaires General | B (Average): Asset is sound, operationally safe and exhibits only minor deterioration. | Category 3 (Recommended): Minor work required to prevent a deterioration of the service provided by the asset. | 20 | 2005-02-07 | 19.2115 | 58.7885 | x | 5 | 3. Moderate | 11943 | Predictive Maintenance | 91.25
1012047 | Lighting Fittings including Luminaires General | B (Average): Asset is sound, operationally safe and exhibits only minor deterioration. | Category 3 (Recommended): Minor work required to prevent a deterioration of the service provided by the asset. | 20 | 2017-08-10 | 6.7077 | 71.2923 | x | 5 | 3. Moderate | 11943 | Predictive Maintenance | 91.25
1012048 | Lighting Fittings including Luminaires General | B (Average): Asset is sound, operationally safe and exhibits only minor deterioration. | Category 3 (Recommended): Minor work required to prevent a deterioration of the service provided by the asset. | 20 | 2013-04-27 | 10.9952 | 67.0048 | x | 5 | 3. Moderate | 11943 | Predictive Maintenance | 91.25
1012049 | Lighting Fittings including Luminaires General | B (Average): Asset is sound, operationally safe and exhibits only minor deterioration. | Category 3 (Recommended): Minor work required to prevent a deterioration of the service provided by the asset. | 20 | 2004-05-17 | 19.9398 | 58.0602 | x | 5 | 3. Moderate | 11943 | Predictive Maintenance | 91.25
1012050 | Lighting Fittings including Luminaires General | B (Average): Asset is sound, operationally safe and exhibits only minor deterioration. | Category 3 (Recommended): Minor work required to prevent a deterioration of the service provided by the asset. | 20 | 2009-06-08 | 14.8802 | 63.1198 | x | 5 | 3. Moderate | 11943 | Predictive Maintenance | 91.25
1012051 | Lighting Fittings including Luminaires General | B (Average): Asset is sound, operationally safe and exhibits only minor deterioration. | Category 3 (Recommended): Minor work required to prevent a deterioration of the service provided by the asset. | 20 | 2023-04-28 | 0.99384 | 77.0062 | x | 5 | 3. Moderate | 11943 | Predictive Maintenance | 91.25
1012052 | Lighting Fittings including Luminaires General | B (Average): Asset is sound, operationally safe and exhibits only minor deterioration. | Category 3 (Recommended): Minor work required to prevent a deterioration of the service provided by the asset. | 20 | 2020-02-18 | 4.1834 | 73.8166 | x | 5 | 3. Moderate | 11943 | Predictive Maintenance | 91.25
1012053 | Lighting Fittings including Luminaires General | B (Average): Asset is sound, operationally safe and exhibits only minor deterioration. | Category 3 (Recommended): Minor work required to prevent a deterioration of the service provided by the asset. | 20 | 2011-02-23 | 13.1691 | 64.8309 | x | 5 | 3. Moderate | 11943 | Predictive Maintenance | 91.25
1012054 | Lighting Fittings including Luminaires General | B (Average): Asset is sound, operationally safe and exhibits only minor deterioration. | Category 3 (Recommended): Minor work required to prevent a deterioration of the service provided by the asset. | 20 | 2004-01-11 | 20.2875 | 57.7125 | x | 5 | 3. Moderate | 11943 | Predictive Maintenance | 91.25
1012055 | Lighting Fittings including Luminaires General | B (Average): Asset is sound, operationally safe and exhibits only minor deterioration. | Category 3 (Recommended): Minor work required to prevent a deterioration of the service provided by the asset. | 20 | 2023-12-20 | 0.34771 | 77.6523 | x | 5 | 3. Moderate | 11943 | Predictive Maintenance | 91.25
1012056 | Lighting Fittings including Luminaires General | B (Average): Asset is sound, operationally safe and exhibits only minor deterioration. | Category 3 (Recommended): Minor work required to prevent a deterioration of the service provided by the asset. | 20 | 2014-11-19 | 9.4319 | 68.5681 | x | 5 | 3. Moderate | 11943 | Predictive Maintenance | 91.25
1012057 | Lighting Fittings including Luminaires General | B (Average): Asset is sound, operationally safe and exhibits only minor deterioration. | Category 3 (Recommended): Minor work required to prevent a deterioration of the service provided by the asset. | 20 | 2013-01-27 | 11.2416 | 66.7584 | x | 5 | 3. Moderate | 11943 | Predictive Maintenance | 91.25
1012088 | Internal Walls and Ceilings | B (Average): Asset is sound, operationally safe and exhibits only minor deterioration. | Category 3 (Recommended): Minor work required to prevent a deterioration of the service provided by the asset. | 25 | 2017-01-30 | 7.2334 | 72.2133 | x | 5 | 3. Moderate | 11943 | Predictive Maintenance | 91.25
1012089 | Internal Walls and Ceilings | B (Average): Asset is sound, operationally safe and exhibits only minor deterioration. | Category 3 (Recommended): Minor work required to prevent a deterioration of the service provided by the asset. | 25 | 2003-04-18 | 21.0212 | 61.183 | x | 5 | 3. Moderate | 11943 | Predictive Maintenance | 91.25
1012096 | Portable Appliance Testing (PAT) - User Checks, Recorded Formal Visual Inspections and Combined Insp | B (Average): Asset is sound, operationally safe and exhibits only minor deterioration. | Category 3 (Recommended): Minor work required to prevent a deterioration of the service provided by the asset. | 20 | 2023-04-21 | 1.013 | 76.987 | x | 5 | 2. Minor | 11943 | Predictive Maintenance | 182.5
1012098 | Rainwater Downpipes and Gutters | B (Average): Asset is sound, operationally safe and exhibits only minor deterioration. | Category 3 (Recommended): Minor work required to prevent a deterioration of the service provided by the asset. | 50 | 2020-12-04 | 3.3895 | 76.6442 | x | 5 | 2. Minor | 11943 | Predictive Maintenance | 182.5
1012103 | Service Drainage | B (Average): Asset is sound, operationally safe and exhibits only minor deterioration. | Category 3 (Recommended): Minor work required to prevent a deterioration of the service provided by the asset. | 25 | 2020-07-25 | 3.7509 | 74.9993 | x | 5 | 4. Significant | 11943 | Predictive Maintenance | 91.25
1012104 | Service Drainage | B (Average): Asset is sound, operationally safe and exhibits only minor deterioration. | Category 3 (Recommended): Minor work required to prevent a deterioration of the service provided by the asset. | 25 | 2000-02-29 | 24.1533 | 58.6773 | x | 5 | 4. Significant | 11943 | Predictive Maintenance | 91.25
1012105 | Service Drainage | B (Average): Asset is sound, operationally safe and exhibits only minor deterioration. | Category 3 (Recommended): Minor work required to prevent a deterioration of the service provided by the asset. | 25 | 1999-03-04 | 25.1444 | 57.8845 | x | 5 | 4. Significant | 11943 | Predictive Maintenance | 91.25
1012106 | Service Drainage | B (Average): Asset is sound, operationally safe and exhibits only minor deterioration. | Category 3 (Recommended): Minor work required to prevent a deterioration of the service provided by the asset. | 25 | 1999-09-04 | 24.6407 | 58.2875 | x | 5 | 4. Significant | 11943 | Predictive Maintenance | 91.25
1012107 | Service Drainage | B (Average): Asset is sound, operationally safe and exhibits only minor deterioration. | Category 3 (Recommended): Minor work required to prevent a deterioration of the service provided by the asset. | 25 | 2019-04-04 | 5.0595 | 73.9524 | x | 5 | 4. Significant | 11943 | Predictive Maintenance | 91.25
1012108 | Service Drainage | B (Average): Asset is sound, operationally safe and exhibits only minor deterioration. | Category 3 (Recommended): Minor work required to prevent a deterioration of the service provided by the asset. | 25 | 2017-07-21 | 6.7625 | 72.59 | x | 5 | 4. Significant | 11943 | Predictive Maintenance | 91.25
1012109 | Service Drainage | B (Average): Asset is sound, operationally safe and exhibits only minor deterioration. | Category 3 (Recommended): Minor work required to prevent a deterioration of the service provided by the asset. | 25 | 1999-12-04 | 24.3915 | 58.4868 | x | 5 | 4. Significant | 11943 | Predictive Maintenance | 91.25
1012110 | Service Drainage | B (Average): Asset is sound, operationally safe and exhibits only minor deterioration. | Category 3 (Recommended): Minor work required to prevent a deterioration of the service provided by the asset. | 25 | 2005-11-10 | 18.4559 | 63.2353 | x | 5 | 4. Significant | 11943 | Predictive Maintenance | 91.25
1012111 | Service Drainage | B (Average): Asset is sound, operationally safe and exhibits only minor deterioration. | Category 3 (Recommended): Minor work required to prevent a deterioration of the service provided by the asset. | 25 | 2021-04-13 | 3.0335 | 75.5732 | x | 5 | 4. Significant | 11943 | Predictive Maintenance | 91.25
1012112 | Service Drainage | B (Average): Asset is sound, operationally safe and exhibits only minor deterioration. | Category 3 (Recommended): Minor work required to prevent a deterioration of the service provided by the asset. | 25 | 2014-06-03 | 9.8946 | 70.0843 | x | 5 | 4. Significant | 11943 | Predictive Maintenance | 91.25
1012113 | Service Drainage | B (Average): Asset is sound, operationally safe and exhibits only minor deterioration. | Category 3 (Recommended): Minor work required to prevent a deterioration of the service provided by the asset. | 25 | 2020-03-21 | 4.0958 | 74.7233 | x | 5 | 4. Significant | 11943 | Predictive Maintenance | 91.25
1012114 | Service Drainage | B (Average): Asset is sound, operationally safe and exhibits only minor deterioration. | Category 3 (Recommended): Minor work required to prevent a deterioration of the service provided by the asset. | 25 | 2000-02-16 | 24.1889 | 58.6489 | x | 5 | 4. Significant | 11943 | Predictive Maintenance | 91.25
1012115 | Service Drainage | B (Average): Asset is sound, operationally safe and exhibits only minor deterioration. | Category 3 (Recommended): Minor work required to prevent a deterioration of the service provided by the asset. | 25 | 2010-04-07 | 14.0507 | 66.7595 | x | 5 | 4. Significant | 11943 | Predictive Maintenance | 91.25
1012116 | Service Drainage | B (Average): Asset is sound, operationally safe and exhibits only minor deterioration. | Category 3 (Recommended): Minor work required to prevent a deterioration of the service provided by the asset. | 25 | 2005-06-25 | 18.8337 | 62.9331 | x | 5 | 4. Significant | 11943 | Predictive Maintenance | 91.25
1012117 | Service Drainage | B (Average): Asset is sound, operationally safe and exhibits only minor deterioration. | Category 3 (Recommended): Minor work required to prevent a deterioration of the service provided by the asset. | 25 | 2022-06-23 | 1.8398 | 76.5281 | x | 5 | 4. Significant | 11943 | Predictive Maintenance | 91.25
1012118 | Service Drainage | B (Average): Asset is sound, operationally safe and exhibits only minor deterioration. | Category 3 (Recommended): Minor work required to prevent a deterioration of the service provided by the asset. | 25 | 2007-01-16 | 17.2731 | 64.1815 | x | 5 | 4. Significant | 11943 | Predictive Maintenance | 91.25
1012119 | Service Drainage | B (Average): Asset is sound, operationally safe and exhibits only minor deterioration. | Category 3 (Recommended): Minor work required to prevent a deterioration of the service provided by the asset. | 25 | 2008-03-04 | 16.1424 | 65.0861 | x | 5 | 4. Significant | 11943 | Predictive Maintenance | 91.25
1012120 | Service Drainage | B (Average): Asset is sound, operationally safe and exhibits only minor deterioration. | Category 3 (Recommended): Minor work required to prevent a deterioration of the service provided by the asset. | 25 | 2018-11-28 | 5.4073 | 73.6742 | x | 5 | 4. Significant | 11943 | Predictive Maintenance | 91.25
1012121 | Service Drainage | B (Average): Asset is sound, operationally safe and exhibits only minor deterioration. | Category 3 (Recommended): Minor work required to prevent a deterioration of the service provided by the asset. | 25 | 2004-12-13 | 19.3648 | 62.5081 | x | 5 | 4. Significant | 11943 | Predictive Maintenance | 91.25
1012122 | Service Drainage | B (Average): Asset is sound, operationally safe and exhibits only minor deterioration. | Category 3 (Recommended): Minor work required to prevent a deterioration of the service provided by the asset. | 25 | 2006-03-08 | 18.1328 | 63.4938 | x | 5 | 4. Significant | 11943 | Predictive Maintenance | 91.25
1012123 | Service Drainage | B (Average): Asset is sound, operationally safe and exhibits only minor deterioration. | Category 3 (Recommended): Minor work required to prevent a deterioration of the service provided by the asset. | 25 | 2014-11-24 | 9.4182 | 70.4654 | x | 5 | 4. Significant | 11943 | Predictive Maintenance | 91.25
1012124 | Service Drainage | B (Average): Asset is sound, operationally safe and exhibits only minor deterioration. | Category 3 (Recommended): Minor work required to prevent a deterioration of the service provided by the asset. | 25 | 2007-06-26 | 16.8323 | 64.5342 | x | 5 | 4. Significant | 11943 | Predictive Maintenance | 91.25
1012125 | Service Drainage | B (Average): Asset is sound, operationally safe and exhibits only minor deterioration. | Category 3 (Recommended): Minor work required to prevent a deterioration of the service provided by the asset. | 25 | 2009-06-04 | 14.8912 | 66.0871 | x | 5 | 4. Significant | 11943 | Predictive Maintenance | 91.25
1012126 | Service Drainage | B (Average): Asset is sound, operationally safe and exhibits only minor deterioration. | Category 3 (Recommended): Minor work required to prevent a deterioration of the service provided by the asset. | 25 | 2020-08-18 | 3.6851 | 75.0519 | x | 5 | 4. Significant | 11943 | Predictive Maintenance | 91.25
1012135 | Television and Signal Receiving Equipment | B (Average): Asset is sound, operationally safe and exhibits only minor deterioration. | Category 3 (Recommended): Minor work required to prevent a deterioration of the service provided by the asset. | 15 | 2013-02-16 | 11.1869 | 63.0842 | x | 5 | 3. Moderate | 11943 | Predictive Maintenance | 91.25
1012136 | Ductwork System - General | B (Average): Asset is sound, operationally safe and exhibits only minor deterioration. | Category 3 (Recommended): Minor work required to prevent a deterioration of the service provided by the asset. | 30 | 2003-02-23 | 21.1691 | 63.8873 | x | 5 | 3. Moderate | 11943 | Predictive Maintenance | 91.25
1012158 | Manually operated Vertical & Horizontal blinds | B (Average): Asset is sound, operationally safe and exhibits only minor deterioration. | Category 3 (Recommended): Minor work required to prevent a deterioration of the service provided by the asset. | 20 | 2015-05-15 | 8.9473 | 69.0527 | x | 5 | 1. Negligible | 11943 | Predictive Maintenance | 182.5
1012159 | Windows Internal and External | B (Average): Asset is sound, operationally safe and exhibits only minor deterioration. | Category 3 (Recommended): Minor work required to prevent a deterioration of the service provided by the asset. | 36 | 1994-01-25 | 30.2478 | 61.1957 | x | 5 | 3. Moderate | 11943 | Predictive Maintenance | 91.25
1012160 | Windows Internal and External | B (Average): Asset is sound, operationally safe and exhibits only minor deterioration. | Category 3 (Recommended): Minor work required to prevent a deterioration of the service provided by the asset. | 37 | 2020-12-19 | 3.3484 | 76.1901 | x | 5 | 3. Moderate | 11943 | Predictive Maintenance | 91.25
1012161 | Windows Internal and External | B (Average): Asset is sound, operationally safe and exhibits only minor deterioration. | Category 3 (Recommended): Minor work required to prevent a deterioration of the service provided by the asset. | 38 | 2003-12-08 | 20.3806 | 67.2734 | x | 5 | 3. Moderate | 11943 | Predictive Maintenance | 91.25
1012162 | Windows Internal and External | B (Average): Asset is sound, operationally safe and exhibits only minor deterioration. | Category 3 (Recommended): Minor work required to prevent a deterioration of the service provided by the asset. | 40 | 2017-11-13 | 6.4476 | 74.7762 | x | 5 | 3. Moderate | 11943 | Predictive Maintenance | 91.25
1012163 | Windows Internal and External | B (Average): Asset is sound, operationally safe and exhibits only minor deterioration. | Category 3 (Recommended): Minor work required to prevent a deterioration of the service provided by the asset. | 38 | 2015-06-17 | 8.8569 | 73.3384 | x | 5 | 3. Moderate | 11943 | Predictive Maintenance | 91.25
1012164 | Locks, handles, hinges Etc. | B (Average): Asset is sound, operationally safe and exhibits only minor deterioration. | Category 3 (Recommended): Minor work required to prevent a deterioration of the service provided by the asset. | 40 | 2008-04-16 | 16.0246 | 69.9877 | x | 5 | 3. Moderate | 12335 | Predictive Maintenance | 91.25
1012165 | Locks, handles, hinges Etc. | B (Average): Asset is sound, operationally safe and exhibits only minor deterioration. | Category 3 (Recommended): Minor work required to prevent a deterioration of the service provided by the asset. | 40 | 2017-09-17 | 6.6037 | 74.6982 | x | 5 | 3. Moderate | 12335 | Predictive Maintenance | 91.25
1012166 | Locks, handles, hinges Etc. | B (Average): Asset is sound, operationally safe and exhibits only minor deterioration. | Category 3 (Recommended): Minor work required to prevent a deterioration of the service provided by the asset. | 40 | 2023-10-11 | 0.53936 | 77.7303 | x | 5 | 3. Moderate | 12335 | Predictive Maintenance | 91.25
1012167 | Flues (All Combustible Fuels) | B (Average): Asset is sound, operationally safe and exhibits only minor deterioration. | Category 3 (Recommended): Minor work required to prevent a deterioration of the service provided by the asset. | 50 | 1998-08-12 | 25.7029 | 67.7188 | x | 5 | 4. Significant | 12335 | Predictive Maintenance | 91.25
1012168 | Towel Rails, Mirrors, Toilet Roll Holders, Shelves, Pictures etc. | B (Average): Asset is sound, operationally safe and exhibits only minor deterioration. | Category 3 (Recommended): Minor work required to prevent a deterioration of the service provided by the asset. | 30 | 2021-01-19 | 3.2635 | 75.8243 | x | 5 | 2. Minor | 12335 | Predictive Maintenance | 182.5
1012169 | Towel Rails, Mirrors, Toilet Roll Holders, Shelves, Pictures etc. | B (Average): Asset is sound, operationally safe and exhibits only minor deterioration. | Category 3 (Recommended): Minor work required to prevent a deterioration of the service provided by the asset. | 30 | 1998-05-25 | 25.9192 | 60.7205 | x | 5 | 2. Minor | 12335 | Predictive Maintenance | 182.5
1012170 | Towel Rails, Mirrors, Toilet Roll Holders, Shelves, Pictures etc. | B (Average): Asset is sound, operationally safe and exhibits only minor deterioration. | Category 3 (Recommended): Minor work required to prevent a deterioration of the service provided by the asset. | 30 | 2017-07-16 | 6.7762 | 73.4825 | x | 5 | 2. Minor | 12335 | Predictive Maintenance | 182.5
1012171 | Towel Rails, Mirrors, Toilet Roll Holders, Shelves, Pictures etc. | B (Average): Asset is sound, operationally safe and exhibits only minor deterioration. | Category 3 (Recommended): Minor work required to prevent a deterioration of the service provided by the asset. | 30 | 2008-08-09 | 15.7098 | 67.5268 | x | 5 | 2. Minor | 12335 | Predictive Maintenance | 182.5
1012172 | Towel Rails, Mirrors, Toilet Roll Holders, Shelves, Pictures etc. | B (Average): Asset is sound, operationally safe and exhibits only minor deterioration. | Category 3 (Recommended): Minor work required to prevent a deterioration of the service provided by the asset. | 30 | 1999-05-27 | 24.9144 | 61.3904 | x | 5 | 2. Minor | 12335 | Predictive Maintenance | 182.5
1012174 | Software Functions | B (Average): Asset is sound, operationally safe and exhibits only minor deterioration. | Category 3 (Recommended): Minor work required to prevent a deterioration of the service provided by the asset. | 5 | 2021-12-20 | 2.3463 | 68.6146 | x | 5 | 4. Significant | 12335 | Predictive Maintenance | 91.25
1012175 | Building Inspections | B (Average): Asset is sound, operationally safe and exhibits only minor deterioration. | Category 3 (Recommended): Minor work required to prevent a deterioration of the service provided by the asset. | 20 | 2016-03-28 | 8.0767 | 69.9233 | x | 5 | 2. Minor | 12335 | Predictive Maintenance | 182.5
1012183 | External Lighting including Illuminated Signs | B (Average): Asset is sound, operationally safe and exhibits only minor deterioration. | Category 3 (Recommended): Minor work required to prevent a deterioration of the service provided by the asset. | 15 | 2019-12-28 | 4.3258 | 72.2323 | x | 5 | 4. Significant | 12335 | Predictive Maintenance | 91.25
1012184 | External Lighting including Illuminated Signs | B (Average): Asset is sound, operationally safe and exhibits only minor deterioration. | Category 3 (Recommended): Minor work required to prevent a deterioration of the service provided by the asset. | 15 | 2019-08-03 | 4.7283 | 71.6956 | x | 5 | 4. Significant | 12335 | Predictive Maintenance | 91.25
1012190 | Fittings, Furnishings and Equipment | B (Average): Asset is sound, operationally safe and exhibits only minor deterioration. | Category 3 (Recommended): Minor work required to prevent a deterioration of the service provided by the asset. | 5 | 2022-03-01 | 2.152 | 69.3922 | x | 5 | 2. Minor | 12335 | Predictive Maintenance | 182.5
1012191 | Fittings, Furnishings and Equipment | B (Average): Asset is sound, operationally safe and exhibits only minor deterioration. | Category 3 (Recommended): Minor work required to prevent a deterioration of the service provided by the asset. | 5 | 2023-03-08 | 1.1335 | 73.4661 | x | 5 | 2. Minor | 12335 | Predictive Maintenance | 182.5
1012192 | Fittings, Furnishings and Equipment | B (Average): Asset is sound, operationally safe and exhibits only minor deterioration. | Category 3 (Recommended): Minor work required to prevent a deterioration of the service provided by the asset. | 5 | 2020-07-07 | 3.8001 | 62.7995 | x | 5 | 2. Minor | 12335 | Predictive Maintenance | 182.5
1012193 | Fittings, Furnishings and Equipment | B (Average): Asset is sound, operationally safe and exhibits only minor deterioration. | Category 3 (Recommended): Minor work required to prevent a deterioration of the service provided by the asset. | 5 | 2022-01-29 | 2.2368 | 69.0527 | x | 5 | 2. Minor | 12335 | Predictive Maintenance | 182.5
1012194 | Fittings, Furnishings and Equipment | B (Average): Asset is sound, operationally safe and exhibits only minor deterioration. | Category 3 (Recommended): Minor work required to prevent a deterioration of the service provided by the asset. | 5 | 2020-07-06 | 3.8029 | 62.7885 | x | 5 | 2. Minor | 12335 | Predictive Maintenance | 182.5
1012195 | Fittings, Furnishings and Equipment | B (Average): Asset is sound, operationally safe and exhibits only minor deterioration. | Category 3 (Recommended): Minor work required to prevent a deterioration of the service provided by the asset. | 5 | 2021-02-06 | 3.2142 | 65.1431 | x | 5 | 2. Minor | 12335 | Predictive Maintenance | 182.5
1012196 | Fittings, Furnishings and Equipment | B (Average): Asset is sound, operationally safe and exhibits only minor deterioration. | Category 3 (Recommended): Minor work required to prevent a deterioration of the service provided by the asset. | 5 | 2020-10-12 | 3.5346 | 63.8617 | x | 5 | 2. Minor | 12335 | Predictive Maintenance | 182.5
1012197 | Floors and Floor Finishes | B (Average): Asset is sound, operationally safe and exhibits only minor deterioration. | Category 3 (Recommended): Minor work required to prevent a deterioration of the service provided by the asset. | 30 | 2012-02-24 | 12.167 | 69.8887 | x | 5 | 1. Negligible | 12335 | Predictive Maintenance | 182.5
1012198 | Floors and Floor Finishes | B (Average): Asset is sound, operationally safe and exhibits only minor deterioration. | Category 3 (Recommended): Minor work required to prevent a deterioration of the service provided by the asset. | 30 | 2004-11-10 | 19.4552 | 65.0299 | x | 5 | 1. Negligible | 12335 | Predictive Maintenance | 182.5
1012199 | Floors and Floor Finishes | B (Average): Asset is sound, operationally safe and exhibits only minor deterioration. | Category 3 (Recommended): Minor work required to prevent a deterioration of the service provided by the asset. | 30 | 2005-04-04 | 19.0582 | 65.2945 | x | 5 | 1. Negligible | 12335 | Predictive Maintenance | 182.5
1012200 | Floors and Floor Finishes | B (Average): Asset is sound, operationally safe and exhibits only minor deterioration. | Category 3 (Recommended): Minor work required to prevent a deterioration of the service provided by the asset. | 30 | 2004-10-17 | 19.5209 | 64.9861 | x | 5 | 1. Negligible | 12335 | Predictive Maintenance | 182.5
1012202 | Lighting Fittings including Luminaires General | B (Average): Asset is sound, operationally safe and exhibits only minor deterioration. | Category 3 (Recommended): Minor work required to prevent a deterioration of the service provided by the asset. | 20 | 2023-12-04 | 0.39151 | 77.6085 | x | 5 | 3. Moderate | 12335 | Predictive Maintenance | 91.25
1012203 | Lighting Fittings including Luminaires General | B (Average): Asset is sound, operationally safe and exhibits only minor deterioration. | Category 3 (Recommended): Minor work required to prevent a deterioration of the service provided by the asset. | 20 | 2008-03-02 | 16.1478 | 61.8522 | x | 5 | 3. Moderate | 12335 | Predictive Maintenance | 91.25
1012204 | Lighting Fittings including Luminaires General | B (Average): Asset is sound, operationally safe and exhibits only minor deterioration. | Category 3 (Recommended): Minor work required to prevent a deterioration of the service provided by the asset. | 20 | 2021-03-10 | 3.1266 | 74.8734 | x | 5 | 3. Moderate | 12335 | Predictive Maintenance | 91.25
1012205 | Lighting Fittings including Luminaires General | B (Average): Asset is sound, operationally safe and exhibits only minor deterioration. | Category 3 (Recommended): Minor work required to prevent a deterioration of the service provided by the asset. | 20 | 2012-11-06 | 11.4661 | 66.5339 | x | 5 | 3. Moderate | 12335 | Predictive Maintenance | 91.25
1012206 | Lighting Fittings including Luminaires General | B (Average): Asset is sound, operationally safe and exhibits only minor deterioration. | Category 3 (Recommended): Minor work required to prevent a deterioration of the service provided by the asset. | 20 | 2010-07-15 | 13.7796 | 64.2204 | x | 5 | 3. Moderate | 12335 | Predictive Maintenance | 91.25
1012207 | Lighting Fittings including Luminaires General | B (Average): Asset is sound, operationally safe and exhibits only minor deterioration. | Category 3 (Recommended): Minor work required to prevent a deterioration of the service provided by the asset. | 20 | 2020-01-15 | 4.2765 | 73.7235 | x | 5 | 3. Moderate | 12335 | Predictive Maintenance | 91.25
1012208 | Lighting Fittings including Luminaires General | B (Average): Asset is sound, operationally safe and exhibits only minor deterioration. | Category 3 (Recommended): Minor work required to prevent a deterioration of the service provided by the asset. | 20 | 2019-04-07 | 5.0513 | 72.9487 | x | 5 | 3. Moderate | 12335 | Predictive Maintenance | 91.25
1012209 | Lighting Fittings including Luminaires General | B (Average): Asset is sound, operationally safe and exhibits only minor deterioration. | Category 3 (Recommended): Minor work required to prevent a deterioration of the service provided by the asset. | 20 | 2010-09-03 | 13.6427 | 64.3573 | x | 5 | 3. Moderate | 12335 | Predictive Maintenance | 91.25
1012210 | Lighting Fittings including Luminaires General | B (Average): Asset is sound, operationally safe and exhibits only minor deterioration. | Category 3 (Recommended): Minor work required to prevent a deterioration of the service provided by the asset. | 20 | 2015-10-01 | 8.5667 | 69.4333 | x | 5 | 3. Moderate | 12335 | Predictive Maintenance | 91.25
1012211 | Lighting Fittings including Luminaires General | B (Average): Asset is sound, operationally safe and exhibits only minor deterioration. | Category 3 (Recommended): Minor work required to prevent a deterioration of the service provided by the asset. | 20 | 2020-03-27 | 4.0794 | 73.9206 | x | 5 | 3. Moderate | 12335 | Predictive Maintenance | 91.25
1012212 | Lighting Fittings including Luminaires General | B (Average): Asset is sound, operationally safe and exhibits only minor deterioration. | Category 3 (Recommended): Minor work required to prevent a deterioration of the service provided by the asset. | 20 | 2022-04-01 | 2.0671 | 75.9329 | x | 5 | 3. Moderate | 12335 | Predictive Maintenance | 91.25
1012213 | Lighting Fittings including Luminaires General | B (Average): Asset is sound, operationally safe and exhibits only minor deterioration. | Category 3 (Recommended): Minor work required to prevent a deterioration of the service provided by the asset. | 20 | 2013-12-28 | 10.3244 | 67.6756 | x | 5 | 3. Moderate | 12335 | Predictive Maintenance | 91.25
1012214 | Lighting Fittings including Luminaires General | B (Average): Asset is sound, operationally safe and exhibits only minor deterioration. | Category 3 (Recommended): Minor work required to prevent a deterioration of the service provided by the asset. | 20 | 2004-12-18 | 19.3511 | 58.6489 | x | 5 | 3. Moderate | 12335 | Predictive Maintenance | 91.25
1012215 | Lighting Fittings including Luminaires General | B (Average): Asset is sound, operationally safe and exhibits only minor deterioration. | Category 3 (Recommended): Minor work required to prevent a deterioration of the service provided by the asset. | 20 | 2009-01-09 | 15.2909 | 62.7091 | x | 5 | 3. Moderate | 12335 | Predictive Maintenance | 91.25
1012216 | Lighting Fittings including Luminaires General | B (Average): Asset is sound, operationally safe and exhibits only minor deterioration. | Category 3 (Recommended): Minor work required to prevent a deterioration of the service provided by the asset. | 20 | 2015-04-30 | 8.9884 | 69.0116 | x | 5 | 3. Moderate | 12335 | Predictive Maintenance | 91.25
1012217 | Lighting Fittings including Luminaires General | B (Average): Asset is sound, operationally safe and exhibits only minor deterioration. | Category 3 (Recommended): Minor work required to prevent a deterioration of the service provided by the asset. | 20 | 2015-05-19 | 8.9363 | 69.0637 | x | 5 | 3. Moderate | 12335 | Predictive Maintenance | 91.25
1012218 | Lighting Fittings including Luminaires General | B (Average): Asset is sound, operationally safe and exhibits only minor deterioration. | Category 3 (Recommended): Minor work required to prevent a deterioration of the service provided by the asset. | 20 | 2015-08-08 | 8.7146 | 69.2854 | x | 5 | 3. Moderate | 12335 | Predictive Maintenance | 91.25
1012219 | Lighting Fittings including Luminaires General | B (Average): Asset is sound, operationally safe and exhibits only minor deterioration. | Category 3 (Recommended): Minor work required to prevent a deterioration of the service provided by the asset. | 20 | 2013-07-16 | 10.7762 | 67.2238 | x | 5 | 3. Moderate | 12335 | Predictive Maintenance | 91.25
1012220 | Lighting Fittings including Luminaires General | B (Average): Asset is sound, operationally safe and exhibits only minor deterioration. | Category 3 (Recommended): Minor work required to prevent a deterioration of the service provided by the asset. | 20 | 2016-09-20 | 7.5948 | 70.4052 | x | 5 | 3. Moderate | 12335 | Predictive Maintenance | 91.25
1012221 | Lighting Fittings including Luminaires General | B (Average): Asset is sound, operationally safe and exhibits only minor deterioration. | Category 3 (Recommended): Minor work required to prevent a deterioration of the service provided by the asset. | 20 | 2015-05-28 | 8.9117 | 69.0883 | x | 5 | 3. Moderate | 12335 | Predictive Maintenance | 91.25
1012222 | Lighting Fittings including Luminaires General | B (Average): Asset is sound, operationally safe and exhibits only minor deterioration. | Category 3 (Recommended): Minor work required to prevent a deterioration of the service provided by the asset. | 20 | 2007-10-10 | 16.5421 | 61.4579 | x | 5 | 3. Moderate | 12335 | Predictive Maintenance | 91.25
1012223 | Lighting Fittings including Luminaires General | B (Average): Asset is sound, operationally safe and exhibits only minor deterioration. | Category 3 (Recommended): Minor work required to prevent a deterioration of the service provided by the asset. | 20 | 2019-02-16 | 5.1882 | 72.8118 | x | 5 | 3. Moderate | 12335 | Predictive Maintenance | 91.25
1012224 | Lighting Fittings including Luminaires General | B (Average): Asset is sound, operationally safe and exhibits only minor deterioration. | Category 3 (Recommended): Minor work required to prevent a deterioration of the service provided by the asset. | 20 | 2016-06-12 | 7.8686 | 70.1314 | x | 5 | 3. Moderate | 12335 | Predictive Maintenance | 91.25
1012225 | Lighting Fittings including Luminaires General | B (Average): Asset is sound, operationally safe and exhibits only minor deterioration. | Category 3 (Recommended): Minor work required to prevent a deterioration of the service provided by the asset. | 20 | 2006-10-20 | 17.514 | 60.486 | x | 5 | 3. Moderate | 12335 | Predictive Maintenance | 91.25
1012226 | Lighting Fittings including Luminaires General | B (Average): Asset is sound, operationally safe and exhibits only minor deterioration. | Category 3 (Recommended): Minor work required to prevent a deterioration of the service provided by the asset. | 20 | 2011-11-10 | 12.4572 | 65.5428 | x | 5 | 3. Moderate | 12335 | Predictive Maintenance | 91.25
1012227 | Lighting Fittings including Luminaires General | B (Average): Asset is sound, operationally safe and exhibits only minor deterioration. | Category 3 (Recommended): Minor work required to prevent a deterioration of the service provided by the asset. | 20 | 2009-08-09 | 14.7105 | 63.2895 | x | 5 | 3. Moderate | 12335 | Predictive Maintenance | 91.25
1012228 | Lighting Fittings including Luminaires General | B (Average): Asset is sound, operationally safe and exhibits only minor deterioration. | Category 3 (Recommended): Minor work required to prevent a deterioration of the service provided by the asset. | 20 | 2007-11-20 | 16.4298 | 61.5702 | x | 5 | 3. Moderate | 12335 | Predictive Maintenance | 91.25
1012229 | Lighting Fittings including Luminaires General | B (Average): Asset is sound, operationally safe and exhibits only minor deterioration. | Category 3 (Recommended): Minor work required to prevent a deterioration of the service provided by the asset. | 20 | 2019-04-30 | 4.9884 | 73.0116 | x | 5 | 3. Moderate | 12335 | Predictive Maintenance | 91.25
1012230 | Lighting Fittings including Luminaires General | B (Average): Asset is sound, operationally safe and exhibits only minor deterioration. | Category 3 (Recommended): Minor work required to prevent a deterioration of the service provided by the asset. | 20 | 2006-10-09 | 17.5441 | 60.4559 | x | 5 | 3. Moderate | 12335 | Predictive Maintenance | 91.25
1012231 | Lighting Fittings including Luminaires General | B (Average): Asset is sound, operationally safe and exhibits only minor deterioration. | Category 3 (Recommended): Minor work required to prevent a deterioration of the service provided by the asset. | 20 | 2006-07-18 | 17.7714 | 60.2286 | x | 5 | 3. Moderate | 12335 | Predictive Maintenance | 91.25
1012232 | Lighting Fittings including Luminaires General | B (Average): Asset is sound, operationally safe and exhibits only minor deterioration. | Category 3 (Recommended): Minor work required to prevent a deterioration of the service provided by the asset. | 20 | 2014-06-28 | 9.8261 | 68.1739 | x | 5 | 3. Moderate | 12335 | Predictive Maintenance | 91.25
1012233 | Lighting Fittings including Luminaires General | B (Average): Asset is sound, operationally safe and exhibits only minor deterioration. | Category 3 (Recommended): Minor work required to prevent a deterioration of the service provided by the asset. | 20 | 2016-05-24 | 7.9206 | 70.0794 | x | 5 | 3. Moderate | 12335 | Predictive Maintenance | 91.25
1012234 | Lighting Fittings including Luminaires General | B (Average): Asset is sound, operationally safe and exhibits only minor deterioration. | Category 3 (Recommended): Minor work required to prevent a deterioration of the service provided by the asset. | 20 | 2017-11-14 | 6.4449 | 71.5551 | x | 5 | 3. Moderate | 12335 | Predictive Maintenance | 91.25
1012235 | Lighting Fittings including Luminaires General | B (Average): Asset is sound, operationally safe and exhibits only minor deterioration. | Category 3 (Recommended): Minor work required to prevent a deterioration of the service provided by the asset. | 20 | 2018-08-27 | 5.6619 | 72.3381 | x | 5 | 3. Moderate | 12335 | Predictive Maintenance | 91.25
1012236 | Lighting Fittings including Luminaires General | B (Average): Asset is sound, operationally safe and exhibits only minor deterioration. | Category 3 (Recommended): Minor work required to prevent a deterioration of the service provided by the asset. | 20 | 2021-10-19 | 2.5161 | 75.4839 | x | 5 | 3. Moderate | 12335 | Predictive Maintenance | 91.25
1012237 | Lighting Fittings including Luminaires General | B (Average): Asset is sound, operationally safe and exhibits only minor deterioration. | Category 3 (Recommended): Minor work required to prevent a deterioration of the service provided by the asset. | 20 | 2004-02-13 | 20.1971 | 57.8029 | x | 5 | 3. Moderate | 12335 | Predictive Maintenance | 91.25
1012238 | Lighting Fittings including Luminaires General | B (Average): Asset is sound, operationally safe and exhibits only minor deterioration. | Category 3 (Recommended): Minor work required to prevent a deterioration of the service provided by the asset. | 20 | 2017-10-11 | 6.538 | 71.462 | x | 5 | 3. Moderate | 12335 | Predictive Maintenance | 91.25
1012239 | Lighting Fittings including Luminaires General | B (Average): Asset is sound, operationally safe and exhibits only minor deterioration. | Category 3 (Recommended): Minor work required to prevent a deterioration of the service provided by the asset. | 20 | 2005-02-22 | 19.1704 | 58.8296 | x | 5 | 3. Moderate | 12335 | Predictive Maintenance | 91.25
1012240 | Lighting Fittings including Luminaires General | B (Average): Asset is sound, operationally safe and exhibits only minor deterioration. | Category 3 (Recommended): Minor work required to prevent a deterioration of the service provided by the asset. | 20 | 2020-05-05 | 3.9726 | 74.0274 | x | 5 | 3. Moderate | 12335 | Predictive Maintenance | 91.25
1012241 | Lighting Fittings including Luminaires General | B (Average): Asset is sound, operationally safe and exhibits only minor deterioration. | Category 3 (Recommended): Minor work required to prevent a deterioration of the service provided by the asset. | 20 | 2014-01-19 | 10.2642 | 67.7358 | x | 5 | 3. Moderate | 12335 | Predictive Maintenance | 91.25
1012242 | Lighting Fittings including Luminaires General | B (Average): Asset is sound, operationally safe and exhibits only minor deterioration. | Category 3 (Recommended): Minor work required to prevent a deterioration of the service provided by the asset. | 20 | 2012-02-05 | 12.219 | 65.781 | x | 5 | 3. Moderate | 12335 | Predictive Maintenance | 91.25
1012243 | Lighting Fittings including Luminaires General | B (Average): Asset is sound, operationally safe and exhibits only minor deterioration. | Category 3 (Recommended): Minor work required to prevent a deterioration of the service provided by the asset. | 20 | 2009-08-25 | 14.6667 | 63.3333 | x | 5 | 3. Moderate | 12335 | Predictive Maintenance | 91.25
1012244 | Lighting Fittings including Luminaires General | B (Average): Asset is sound, operationally safe and exhibits only minor deterioration. | Category 3 (Recommended): Minor work required to prevent a deterioration of the service provided by the asset. | 20 | 2015-04-30 | 8.9884 | 69.0116 | x | 5 | 3. Moderate | 12335 | Predictive Maintenance | 91.25
1012245 | Lighting Fittings including Luminaires General | B (Average): Asset is sound, operationally safe and exhibits only minor deterioration. | Category 3 (Recommended): Minor work required to prevent a deterioration of the service provided by the asset. | 20 | 2021-05-14 | 2.9487 | 75.0513 | x | 5 | 3. Moderate | 12335 | Predictive Maintenance | 91.25
1012246 | Lighting Fittings including Luminaires General | B (Average): Asset is sound, operationally safe and exhibits only minor deterioration. | Category 3 (Recommended): Minor work required to prevent a deterioration of the service provided by the asset. | 20 | 2005-02-19 | 19.1786 | 58.8214 | x | 5 | 3. Moderate | 12335 | Predictive Maintenance | 91.25
1012247 | Lighting Fittings including Luminaires General | B (Average): Asset is sound, operationally safe and exhibits only minor deterioration. | Category 3 (Recommended): Minor work required to prevent a deterioration of the service provided by the asset. | 20 | 2014-10-09 | 9.5441 | 68.4559 | x | 5 | 3. Moderate | 12335 | Predictive Maintenance | 91.25
1012248 | Lighting Fittings including Luminaires General | B (Average): Asset is sound, operationally safe and exhibits only minor deterioration. | Category 3 (Recommended): Minor work required to prevent a deterioration of the service provided by the asset. | 20 | 2021-01-02 | 3.3101 | 74.6899 | x | 5 | 3. Moderate | 12335 | Predictive Maintenance | 91.25
1012249 | Lighting Fittings including Luminaires General | B (Average): Asset is sound, operationally safe and exhibits only minor deterioration. | Category 3 (Recommended): Minor work required to prevent a deterioration of the service provided by the asset. | 20 | 2014-04-21 | 10.0123 | 67.9877 | x | 5 | 3. Moderate | 12335 | Predictive Maintenance | 91.25
1012250 | Lighting Fittings including Luminaires General | B (Average): Asset is sound, operationally safe and exhibits only minor deterioration. | Category 3 (Recommended): Minor work required to prevent a deterioration of the service provided by the asset. | 20 | 2005-01-24 | 19.2498 | 58.7502 | x | 5 | 3. Moderate | 12335 | Predictive Maintenance | 91.25
1012251 | Lighting Fittings including Luminaires General | B (Average): Asset is sound, operationally safe and exhibits only minor deterioration. | Category 3 (Recommended): Minor work required to prevent a deterioration of the service provided by the asset. | 20 | 2009-08-02 | 14.7296 | 63.2704 | x | 5 | 3. Moderate | 12335 | Predictive Maintenance | 91.25
1012252 | Lighting Fittings including Luminaires General | B (Average): Asset is sound, operationally safe and exhibits only minor deterioration. | Category 3 (Recommended): Minor work required to prevent a deterioration of the service provided by the asset. | 20 | 2008-09-25 | 15.5811 | 62.4189 | x | 5 | 3. Moderate | 12335 | Predictive Maintenance | 91.25
1012253 | Lighting Fittings including Luminaires General | B (Average): Asset is sound, operationally safe and exhibits only minor deterioration. | Category 3 (Recommended): Minor work required to prevent a deterioration of the service provided by the asset. | 20 | 2016-08-05 | 7.7207 | 70.2793 | x | 5 | 3. Moderate | 12335 | Predictive Maintenance | 91.25
1012254 | Lighting Fittings including Luminaires General | B (Average): Asset is sound, operationally safe and exhibits only minor deterioration. | Category 3 (Recommended): Minor work required to prevent a deterioration of the service provided by the asset. | 20 | 2009-09-25 | 14.5818 | 63.4182 | x | 5 | 3. Moderate | 12335 | Predictive Maintenance | 91.25
1012255 | Lighting Fittings including Luminaires General | B (Average): Asset is sound, operationally safe and exhibits only minor deterioration. | Category 3 (Recommended): Minor work required to prevent a deterioration of the service provided by the asset. | 20 | 2009-09-21 | 14.5927 | 63.4073 | x | 5 | 3. Moderate | 12335 | Predictive Maintenance | 91.25
1012256 | Lighting Fittings including Luminaires General | B (Average): Asset is sound, operationally safe and exhibits only minor deterioration. | Category 3 (Recommended): Minor work required to prevent a deterioration of the service provided by the asset. | 20 | 2017-04-18 | 7.0198 | 70.9802 | x | 5 | 3. Moderate | 12335 | Predictive Maintenance | 91.25
1012257 | Lighting Fittings including Luminaires General | B (Average): Asset is sound, operationally safe and exhibits only minor deterioration. | Category 3 (Recommended): Minor work required to prevent a deterioration of the service provided by the asset. | 20 | 2012-10-28 | 11.4908 | 66.5092 | x | 5 | 3. Moderate | 12335 | Predictive Maintenance | 91.25
1012258 | Lighting Fittings including Luminaires General | B (Average): Asset is sound, operationally safe and exhibits only minor deterioration. | Category 3 (Recommended): Minor work required to prevent a deterioration of the service provided by the asset. | 20 | 2012-01-30 | 12.2355 | 65.7645 | x | 5 | 3. Moderate | 12335 | Predictive Maintenance | 91.25
1012260 | Pipework Systems - General | A (Good): Asset is as new and can be expected to perform adequately to its full normal life if maintained appropriately. | Category 3 (Recommended): Minor work required to prevent a deterioration of the service provided by the asset. | 20 | 2022-08-23 | 1.6728 | 83.3272 | x | 5 | 4. Significant | 12335 | Predictive Maintenance | 91.25
1012261 | Pipework Systems - General | D (Very Poor): Asset runs a serious risk of imminent breakdown or poses a health and safety risk. | Category 3 (Recommended): Minor work required to prevent a deterioration of the service provided by the asset. | 35 | 2007-07-13 | 16.7858 | 47.4081 | x | 5 | 4. Significant | 12335 | Predictive Maintenance | 91.25
1012276 | Internal Walls and Ceilings | B (Average): Asset is sound, operationally safe and exhibits only minor deterioration. | Category 3 (Recommended): Minor work required to prevent a deterioration of the service provided by the asset. | 25 | 2022-01-29 | 2.2368 | 76.2105 | x | 5 | 3. Moderate | 12335 | Predictive Maintenance | 91.25
1012277 | Internal Walls and Ceilings | B (Average): Asset is sound, operationally safe and exhibits only minor deterioration. | Category 3 (Recommended): Minor work required to prevent a deterioration of the service provided by the asset. | 25 | 2013-12-12 | 10.3682 | 69.7054 | x | 5 | 3. Moderate | 12335 | Predictive Maintenance | 91.25
1012278 | Internal Walls and Ceilings | B (Average): Asset is sound, operationally safe and exhibits only minor deterioration. | Category 3 (Recommended): Minor work required to prevent a deterioration of the service provided by the asset. | 25 | 2012-08-19 | 11.6824 | 68.6541 | x | 5 | 3. Moderate | 12335 | Predictive Maintenance | 91.25
1012279 | Internal Walls and Ceilings | B (Average): Asset is sound, operationally safe and exhibits only minor deterioration. | Category 3 (Recommended): Minor work required to prevent a deterioration of the service provided by the asset. | 25 | 1999-07-27 | 24.7474 | 58.2021 | x | 5 | 3. Moderate | 12335 | Predictive Maintenance | 91.25
1012280 | Internal Walls and Ceilings | B (Average): Asset is sound, operationally safe and exhibits only minor deterioration. | Category 3 (Recommended): Minor work required to prevent a deterioration of the service provided by the asset. | 25 | 2016-09-16 | 7.6057 | 71.9154 | x | 5 | 3. Moderate | 12335 | Predictive Maintenance | 91.25
1012281 | Internal Walls and Ceilings | B (Average): Asset is sound, operationally safe and exhibits only minor deterioration. | Category 3 (Recommended): Minor work required to prevent a deterioration of the service provided by the asset. | 25 | 2012-09-07 | 11.6304 | 68.6957 | x | 5 | 3. Moderate | 12335 | Predictive Maintenance | 91.25
1012282 | Internal Walls and Ceilings | B (Average): Asset is sound, operationally safe and exhibits only minor deterioration. | Category 3 (Recommended): Minor work required to prevent a deterioration of the service provided by the asset. | 25 | 2021-05-08 | 2.9651 | 75.6279 | x | 5 | 3. Moderate | 12335 | Predictive Maintenance | 91.25
1012283 | Internal Walls and Ceilings | B (Average): Asset is sound, operationally safe and exhibits only minor deterioration. | Category 3 (Recommended): Minor work required to prevent a deterioration of the service provided by the asset. | 25 | 2018-05-29 | 5.9083 | 73.2734 | x | 5 | 3. Moderate | 12335 | Predictive Maintenance | 91.25
1012293 | Portable Appliance Testing (PAT) - User Checks, Recorded Formal Visual Inspections and Combined Insp | B (Average): Asset is sound, operationally safe and exhibits only minor deterioration. | Category 3 (Recommended): Minor work required to prevent a deterioration of the service provided by the asset. | 20 | 2016-03-20 | 8.0986 | 69.9014 | x | 5 | 2. Minor | 12335 | Predictive Maintenance | 182.5
1012295 | Rainwater Downpipes and Gutters | B (Average): Asset is sound, operationally safe and exhibits only minor deterioration. | Category 3 (Recommended): Minor work required to prevent a deterioration of the service provided by the asset. | 50 | 2020-10-02 | 3.5619 | 76.5752 | x | 5 | 2. Minor | 12335 | Predictive Maintenance | 182.5
1012296 | Rainwater Downpipes and Gutters | B (Average): Asset is sound, operationally safe and exhibits only minor deterioration. | Category 3 (Recommended): Minor work required to prevent a deterioration of the service provided by the asset. | 50 | 2012-12-15 | 11.3593 | 73.4563 | x | 5 | 2. Minor | 12335 | Predictive Maintenance | 182.5
1012299 | Service Drainage | B (Average): Asset is sound, operationally safe and exhibits only minor deterioration. | Category 3 (Recommended): Minor work required to prevent a deterioration of the service provided by the asset. | 25 | 2017-05-28 | 6.9103 | 72.4717 | x | 5 | 4. Significant | 12335 | Predictive Maintenance | 91.25
1012300 | Service Drainage | B (Average): Asset is sound, operationally safe and exhibits only minor deterioration. | Category 3 (Recommended): Minor work required to prevent a deterioration of the service provided by the asset. | 25 | 2012-05-06 | 11.9699 | 68.4241 | x | 5 | 4. Significant | 12335 | Predictive Maintenance | 91.25
1012301 | Service Drainage | B (Average): Asset is sound, operationally safe and exhibits only minor deterioration. | Category 3 (Recommended): Minor work required to prevent a deterioration of the service provided by the asset. | 25 | 2009-09-03 | 14.642 | 66.2864 | x | 5 | 4. Significant | 12335 | Predictive Maintenance | 91.25
1012302 | Service Drainage | B (Average): Asset is sound, operationally safe and exhibits only minor deterioration. | Category 3 (Recommended): Minor work required to prevent a deterioration of the service provided by the asset. | 25 | 2007-05-03 | 16.9802 | 64.4159 | x | 5 | 4. Significant | 12335 | Predictive Maintenance | 91.25
1012303 | Service Drainage | B (Average): Asset is sound, operationally safe and exhibits only minor deterioration. | Category 3 (Recommended): Minor work required to prevent a deterioration of the service provided by the asset. | 25 | 2018-07-03 | 5.8125 | 73.35 | x | 5 | 4. Significant | 12335 | Predictive Maintenance | 91.25
1012304 | Service Drainage | B (Average): Asset is sound, operationally safe and exhibits only minor deterioration. | Category 3 (Recommended): Minor work required to prevent a deterioration of the service provided by the asset. | 25 | 2022-07-16 | 1.7769 | 76.5785 | x | 5 | 4. Significant | 12335 | Predictive Maintenance | 91.25
1012305 | Service Drainage | B (Average): Asset is sound, operationally safe and exhibits only minor deterioration. | Category 3 (Recommended): Minor work required to prevent a deterioration of the service provided by the asset. | 25 | 2009-11-04 | 14.4723 | 66.4222 | x | 5 | 4. Significant | 12335 | Predictive Maintenance | 91.25
1012306 | Service Drainage | B (Average): Asset is sound, operationally safe and exhibits only minor deterioration. | Category 3 (Recommended): Minor work required to prevent a deterioration of the service provided by the asset. | 25 | 2010-01-16 | 14.2724 | 66.5821 | x | 5 | 4. Significant | 12335 | Predictive Maintenance | 91.25
1012307 | Service Drainage | B (Average): Asset is sound, operationally safe and exhibits only minor deterioration. | Category 3 (Recommended): Minor work required to prevent a deterioration of the service provided by the asset. | 25 | 2023-06-18 | 0.85421 | 77.3166 | x | 5 | 4. Significant | 12335 | Predictive Maintenance | 91.25
1012308 | Service Drainage | B (Average): Asset is sound, operationally safe and exhibits only minor deterioration. | Category 3 (Recommended): Minor work required to prevent a deterioration of the service provided by the asset. | 25 | 2017-05-08 | 6.9651 | 72.4279 | x | 5 | 4. Significant | 12335 | Predictive Maintenance | 91.25
1012309 | Service Drainage | B (Average): Asset is sound, operationally safe and exhibits only minor deterioration. | Category 3 (Recommended): Minor work required to prevent a deterioration of the service provided by the asset. | 25 | 2024-01-03 | 0.30938 | 77.7525 | x | 5 | 4. Significant | 12335 | Predictive Maintenance | 91.25
1012310 | Service Drainage | B (Average): Asset is sound, operationally safe and exhibits only minor deterioration. | Category 3 (Recommended): Minor work required to prevent a deterioration of the service provided by the asset. | 25 | 2023-12-06 | 0.38604 | 77.6912 | x | 5 | 4. Significant | 12335 | Predictive Maintenance | 91.25
1012311 | Service Drainage | B (Average): Asset is sound, operationally safe and exhibits only minor deterioration. | Category 3 (Recommended): Minor work required to prevent a deterioration of the service provided by the asset. | 25 | 2011-11-23 | 12.4216 | 68.0627 | x | 5 | 4. Significant | 12335 | Predictive Maintenance | 91.25
1012312 | Service Drainage | B (Average): Asset is sound, operationally safe and exhibits only minor deterioration. | Category 3 (Recommended): Minor work required to prevent a deterioration of the service provided by the asset. | 25 | 2013-11-02 | 10.4778 | 69.6178 | x | 5 | 4. Significant | 12335 | Predictive Maintenance | 91.25
1012313 | Service Drainage | B (Average): Asset is sound, operationally safe and exhibits only minor deterioration. | Category 3 (Recommended): Minor work required to prevent a deterioration of the service provided by the asset. | 25 | 2014-07-12 | 9.7878 | 70.1697 | x | 5 | 4. Significant | 12335 | Predictive Maintenance | 91.25
1012314 | Service Drainage | B (Average): Asset is sound, operationally safe and exhibits only minor deterioration. | Category 3 (Recommended): Minor work required to prevent a deterioration of the service provided by the asset. | 25 | 2015-04-25 | 9.0021 | 70.7984 | x | 5 | 4. Significant | 12335 | Predictive Maintenance | 91.25
1012315 | Service Drainage | B (Average): Asset is sound, operationally safe and exhibits only minor deterioration. | Category 3 (Recommended): Minor work required to prevent a deterioration of the service provided by the asset. | 25 | 2022-12-13 | 1.3662 | 76.907 | x | 5 | 4. Significant | 12335 | Predictive Maintenance | 91.25
1012316 | Service Drainage | B (Average): Asset is sound, operationally safe and exhibits only minor deterioration. | Category 3 (Recommended): Minor work required to prevent a deterioration of the service provided by the asset. | 25 | 2014-04-06 | 10.0534 | 69.9573 | x | 5 | 4. Significant | 12335 | Predictive Maintenance | 91.25
1012317 | Service Drainage | B (Average): Asset is sound, operationally safe and exhibits only minor deterioration. | Category 3 (Recommended): Minor work required to prevent a deterioration of the service provided by the asset. | 25 | 2022-05-27 | 1.9138 | 76.469 | x | 5 | 4. Significant | 12335 | Predictive Maintenance | 91.25
1012318 | Service Drainage | B (Average): Asset is sound, operationally safe and exhibits only minor deterioration. | Category 3 (Recommended): Minor work required to prevent a deterioration of the service provided by the asset. | 25 | 2009-03-01 | 15.1513 | 65.879 | x | 5 | 4. Significant | 12335 | Predictive Maintenance | 91.25
1012319 | Service Drainage | B (Average): Asset is sound, operationally safe and exhibits only minor deterioration. | Category 3 (Recommended): Minor work required to prevent a deterioration of the service provided by the asset. | 25 | 1999-12-16 | 24.3587 | 58.5131 | x | 5 | 4. Significant | 12335 | Predictive Maintenance | 91.25
1012320 | Service Drainage | B (Average): Asset is sound, operationally safe and exhibits only minor deterioration. | Category 3 (Recommended): Minor work required to prevent a deterioration of the service provided by the asset. | 25 | 1999-09-08 | 24.6297 | 58.2962 | x | 5 | 4. Significant | 12335 | Predictive Maintenance | 91.25
1012321 | Service Drainage | B (Average): Asset is sound, operationally safe and exhibits only minor deterioration. | Category 3 (Recommended): Minor work required to prevent a deterioration of the service provided by the asset. | 25 | 2007-08-07 | 16.7173 | 64.6261 | x | 5 | 4. Significant | 12335 | Predictive Maintenance | 91.25
1012322 | Service Drainage | B (Average): Asset is sound, operationally safe and exhibits only minor deterioration. | Category 3 (Recommended): Minor work required to prevent a deterioration of the service provided by the asset. | 25 | 2015-03-20 | 9.1006 | 70.7195 | x | 5 | 4. Significant | 12335 | Predictive Maintenance | 91.25
1012323 | Service Drainage | B (Average): Asset is sound, operationally safe and exhibits only minor deterioration. | Category 3 (Recommended): Minor work required to prevent a deterioration of the service provided by the asset. | 25 | 2020-04-20 | 4.0137 | 74.789 | x | 5 | 4. Significant | 12335 | Predictive Maintenance | 91.25
1012324 | Service Drainage | B (Average): Asset is sound, operationally safe and exhibits only minor deterioration. | Category 3 (Recommended): Minor work required to prevent a deterioration of the service provided by the asset. | 25 | 2006-10-19 | 17.5168 | 63.9866 | x | 5 | 4. Significant | 12335 | Predictive Maintenance | 91.25
1012325 | Service Drainage | B (Average): Asset is sound, operationally safe and exhibits only minor deterioration. | Category 3 (Recommended): Minor work required to prevent a deterioration of the service provided by the asset. | 25 | 2018-05-15 | 5.9466 | 73.2427 | x | 5 | 4. Significant | 12335 | Predictive Maintenance | 91.25
1012326 | Service Drainage | B (Average): Asset is sound, operationally safe and exhibits only minor deterioration. | Category 3 (Recommended): Minor work required to prevent a deterioration of the service provided by the asset. | 25 | 2004-09-12 | 19.6167 | 62.3066 | x | 5 | 4. Significant | 12335 | Predictive Maintenance | 91.25
1012339 | Television and Signal Receiving Equipment | B (Average): Asset is sound, operationally safe and exhibits only minor deterioration. | Category 3 (Recommended): Minor work required to prevent a deterioration of the service provided by the asset. | 15 | 2017-01-02 | 7.3101 | 68.2533 | x | 5 | 3. Moderate | 12335 | Predictive Maintenance | 91.25
1012340 | Ductwork System - General | B (Average): Asset is sound, operationally safe and exhibits only minor deterioration. | Category 3 (Recommended): Minor work required to prevent a deterioration of the service provided by the asset. | 30 | 1997-07-17 | 26.7734 | 60.151 | x | 5 | 3. Moderate | 12335 | Predictive Maintenance | 91.25
1012386 | Manually operated Vertical & Horizontal blinds | B (Average): Asset is sound, operationally safe and exhibits only minor deterioration. | Category 3 (Recommended): Minor work required to prevent a deterioration of the service provided by the asset. | 20 | 2008-02-11 | 16.2026 | 61.7974 | x | 5 | 1. Negligible | 12335 | Predictive Maintenance | 182.5
1012387 | Manually operated Vertical & Horizontal blinds | B (Average): Asset is sound, operationally safe and exhibits only minor deterioration. | Category 3 (Recommended): Minor work required to prevent a deterioration of the service provided by the asset. | 20 | 2022-02-26 | 2.1602 | 75.8398 | x | 5 | 1. Negligible | 12335 | Predictive Maintenance | 182.5
1012388 | Windows Internal and External | B (Average): Asset is sound, operationally safe and exhibits only minor deterioration. | Category 3 (Recommended): Minor work required to prevent a deterioration of the service provided by the asset. | 39 | 2001-08-26 | 22.6639 | 66.3775 | x | 5 | 3. Moderate | 12335 | Predictive Maintenance | 91.25
1012389 | Windows Internal and External | B (Average): Asset is sound, operationally safe and exhibits only minor deterioration. | Category 3 (Recommended): Minor work required to prevent a deterioration of the service provided by the asset. | 39 | 2014-02-24 | 10.1656 | 72.7869 | x | 5 | 3. Moderate | 12335 | Predictive Maintenance | 91.25
1012390 | Windows Internal and External | B (Average): Asset is sound, operationally safe and exhibits only minor deterioration. | Category 3 (Recommended): Minor work required to prevent a deterioration of the service provided by the asset. | 36 | 2011-05-08 | 12.9665 | 70.7964 | x | 5 | 3. Moderate | 12335 | Predictive Maintenance | 91.25
1012391 | Windows Internal and External | B (Average): Asset is sound, operationally safe and exhibits only minor deterioration. | Category 3 (Recommended): Minor work required to prevent a deterioration of the service provided by the asset. | 37 | 1999-06-04 | 24.8925 | 64.5446 | x | 5 | 3. Moderate | 12335 | Predictive Maintenance | 91.25
1012392 | Windows Internal and External | B (Average): Asset is sound, operationally safe and exhibits only minor deterioration. | Category 3 (Recommended): Minor work required to prevent a deterioration of the service provided by the asset. | 37 | 2012-04-29 | 11.989 | 71.5194 | x | 5 | 3. Moderate | 12335 | Predictive Maintenance | 91.25
1012393 | Windows Internal and External | B (Average): Asset is sound, operationally safe and exhibits only minor deterioration. | Category 3 (Recommended): Minor work required to prevent a deterioration of the service provided by the asset. | 38 | 2001-04-25 | 23.0007 | 65.8944 | x | 5 | 3. Moderate | 12335 | Predictive Maintenance | 91.25
1012394 | Windows Internal and External | B (Average): Asset is sound, operationally safe and exhibits only minor deterioration. | Category 3 (Recommended): Minor work required to prevent a deterioration of the service provided by the asset. | 39 | 2020-07-30 | 3.7372 | 76.0835 | x | 5 | 3. Moderate | 12335 | Predictive Maintenance | 91.25
1012395 | Windows Internal and External | B (Average): Asset is sound, operationally safe and exhibits only minor deterioration. | Category 3 (Recommended): Minor work required to prevent a deterioration of the service provided by the asset. | 40 | 2009-03-01 | 15.1513 | 70.4244 | x | 5 | 3. Moderate | 12335 | Predictive Maintenance | 91.25
1012396 | Locks, handles, hinges Etc. | B (Average): Asset is sound, operationally safe and exhibits only minor deterioration. | Category 3 (Recommended): Minor work required to prevent a deterioration of the service provided by the asset. | 40 | 2010-05-03 | 13.9795 | 77.0103 | x | 2 | 3. Moderate | 10171 | Predictive Maintenance | 91.25
1012397 | Locks, handles, hinges Etc. | B (Average): Asset is sound, operationally safe and exhibits only minor deterioration. | Category 3 (Recommended): Minor work required to prevent a deterioration of the service provided by the asset. | 40 | 1994-08-22 | 29.6756 | 69.1622 | x | 2 | 3. Moderate | 10171 | Predictive Maintenance | 91.25
1012398 | Locks, handles, hinges Etc. | B (Average): Asset is sound, operationally safe and exhibits only minor deterioration. | Category 3 (Recommended): Minor work required to prevent a deterioration of the service provided by the asset. | 40 | 2017-01-25 | 7.2471 | 80.3765 | x | 2 | 3. Moderate | 10171 | Predictive Maintenance | 91.25
1012399 | Locks, handles, hinges Etc. | B (Average): Asset is sound, operationally safe and exhibits only minor deterioration. | Category 3 (Recommended): Minor work required to prevent a deterioration of the service provided by the asset. | 40 | 2017-08-25 | 6.6667 | 80.6667 | x | 2 | 3. Moderate | 10171 | Predictive Maintenance | 91.25
1012400 | Locks, handles, hinges Etc. | B (Average): Asset is sound, operationally safe and exhibits only minor deterioration. | Category 3 (Recommended): Minor work required to prevent a deterioration of the service provided by the asset. | 40 | 2005-09-14 | 18.6119 | 74.694 | x | 2 | 3. Moderate | 10171 | Predictive Maintenance | 91.25
1012401 | Locks, handles, hinges Etc. | B (Average): Asset is sound, operationally safe and exhibits only minor deterioration. | Category 3 (Recommended): Minor work required to prevent a deterioration of the service provided by the asset. | 40 | 2017-08-07 | 6.7159 | 80.642 | x | 2 | 3. Moderate | 10171 | Predictive Maintenance | 91.25
1012402 | Flues (All Combustible Fuels) | B (Average): Asset is sound, operationally safe and exhibits only minor deterioration. | Category 3 (Recommended): Minor work required to prevent a deterioration of the service provided by the asset. | 50 | 2007-05-07 | 16.9692 | 77.2123 | x | 2 | 4. Significant | 10171 | Predictive Maintenance | 91.25
1012403 | Towel Rails, Mirrors, Toilet Roll Holders, Shelves, Pictures etc. | B (Average): Asset is sound, operationally safe and exhibits only minor deterioration. | Category 3 (Recommended): Minor work required to prevent a deterioration of the service provided by the asset. | 30 | 2010-09-16 | 13.6071 | 74.9286 | x | 2 | 2. Minor | 10171 | Predictive Maintenance | 182.5
1012404 | Towel Rails, Mirrors, Toilet Roll Holders, Shelves, Pictures etc. | B (Average): Asset is sound, operationally safe and exhibits only minor deterioration. | Category 3 (Recommended): Minor work required to prevent a deterioration of the service provided by the asset. | 30 | 2009-12-28 | 14.3244 | 74.4504 | x | 2 | 2. Minor | 10171 | Predictive Maintenance | 182.5
1012405 | Towel Rails, Mirrors, Toilet Roll Holders, Shelves, Pictures etc. | B (Average): Asset is sound, operationally safe and exhibits only minor deterioration. | Category 3 (Recommended): Minor work required to prevent a deterioration of the service provided by the asset. | 30 | 2014-03-21 | 10.0972 | 77.2685 | x | 2 | 2. Minor | 10171 | Predictive Maintenance | 182.5
1012406 | Towel Rails, Mirrors, Toilet Roll Holders, Shelves, Pictures etc. | B (Average): Asset is sound, operationally safe and exhibits only minor deterioration. | Category 3 (Recommended): Minor work required to prevent a deterioration of the service provided by the asset. | 30 | 2013-03-07 | 11.1348 | 76.5768 | x | 2 | 2. Minor | 10171 | Predictive Maintenance | 182.5
1012408 | Software Functions | B (Average): Asset is sound, operationally safe and exhibits only minor deterioration. | Category 3 (Recommended): Minor work required to prevent a deterioration of the service provided by the asset. | 5 | 2023-02-25 | 1.1636 | 79.3457 | x | 2 | 4. Significant | 10171 | Predictive Maintenance | 91.25
1012409 | Building Inspections | B (Average): Asset is sound, operationally safe and exhibits only minor deterioration. | Category 3 (Recommended): Minor work required to prevent a deterioration of the service provided by the asset. | 20 | 2009-07-18 | 14.7707 | 69.2293 | x | 2 | 2. Minor | 10171 | Predictive Maintenance | 182.5
1012427 | External Lighting including Illuminated Signs | B (Average): Asset is sound, operationally safe and exhibits only minor deterioration. | Category 3 (Recommended): Minor work required to prevent a deterioration of the service provided by the asset. | 15 | 2015-01-11 | 9.2868 | 71.6176 | x | 2 | 4. Significant | 10171 | Predictive Maintenance | 91.25
1012428 | External Lighting including Illuminated Signs | B (Average): Asset is sound, operationally safe and exhibits only minor deterioration. | Category 3 (Recommended): Minor work required to prevent a deterioration of the service provided by the asset. | 15 | 2017-11-13 | 6.4476 | 75.4031 | x | 2 | 4. Significant | 10171 | Predictive Maintenance | 91.25
1012443 | Fittings, Furnishings and Equipment | B (Average): Asset is sound, operationally safe and exhibits only minor deterioration. | Category 3 (Recommended): Minor work required to prevent a deterioration of the service provided by the asset. | 5 | 2021-04-16 | 3.0253 | 71.8987 | x | 2 | 2. Minor | 10171 | Predictive Maintenance | 182.5
1012444 | Fittings, Furnishings and Equipment | B (Average): Asset is sound, operationally safe and exhibits only minor deterioration. | Category 3 (Recommended): Minor work required to prevent a deterioration of the service provided by the asset. | 5 | 2021-04-26 | 2.9979 | 72.0082 | x | 2 | 2. Minor | 10171 | Predictive Maintenance | 182.5
1012445 | Fittings, Furnishings and Equipment | B (Average): Asset is sound, operationally safe and exhibits only minor deterioration. | Category 3 (Recommended): Minor work required to prevent a deterioration of the service provided by the asset. | 5 | 2023-12-05 | 0.38877 | 82.4449 | x | 2 | 2. Minor | 10171 | Predictive Maintenance | 182.5
1012446 | Fittings, Furnishings and Equipment | B (Average): Asset is sound, operationally safe and exhibits only minor deterioration. | Category 3 (Recommended): Minor work required to prevent a deterioration of the service provided by the asset. | 5 | 2022-09-03 | 1.6427 | 77.4292 | x | 2 | 2. Minor | 10171 | Predictive Maintenance | 182.5
1012447 | Fittings, Furnishings and Equipment | B (Average): Asset is sound, operationally safe and exhibits only minor deterioration. | Category 3 (Recommended): Minor work required to prevent a deterioration of the service provided by the asset. | 5 | 2021-01-20 | 3.2608 | 70.9569 | x | 2 | 2. Minor | 10171 | Predictive Maintenance | 182.5
1012448 | Fittings, Furnishings and Equipment | B (Average): Asset is sound, operationally safe and exhibits only minor deterioration. | Category 3 (Recommended): Minor work required to prevent a deterioration of the service provided by the asset. | 5 | 2021-11-30 | 2.4011 | 74.3956 | x | 2 | 2. Minor | 10171 | Predictive Maintenance | 182.5
1012449 | Fittings, Furnishings and Equipment | B (Average): Asset is sound, operationally safe and exhibits only minor deterioration. | Category 3 (Recommended): Minor work required to prevent a deterioration of the service provided by the asset. | 5 | 2022-09-22 | 1.5907 | 77.6372 | x | 2 | 2. Minor | 10171 | Predictive Maintenance | 182.5
1012450 | Fittings, Furnishings and Equipment | B (Average): Asset is sound, operationally safe and exhibits only minor deterioration. | Category 3 (Recommended): Minor work required to prevent a deterioration of the service provided by the asset. | 5 | 2023-06-22 | 0.84326 | 80.627 | x | 2 | 2. Minor | 10171 | Predictive Maintenance | 182.5
1012451 | Floors and Floor Finishes | B (Average): Asset is sound, operationally safe and exhibits only minor deterioration. | Category 3 (Recommended): Minor work required to prevent a deterioration of the service provided by the asset. | 30 | 1999-12-29 | 24.3231 | 67.7846 | x | 2 | 1. Negligible | 10171 | Predictive Maintenance | 182.5
1012453 | Lighting Fittings including Luminaires General | B (Average): Asset is sound, operationally safe and exhibits only minor deterioration. | Category 3 (Recommended): Minor work required to prevent a deterioration of the service provided by the asset. | 20 | 2019-02-21 | 5.1745 | 78.8255 | x | 2 | 3. Moderate | 10171 | Predictive Maintenance | 91.25
1012454 | Lighting Fittings including Luminaires General | B (Average): Asset is sound, operationally safe and exhibits only minor deterioration. | Category 3 (Recommended): Minor work required to prevent a deterioration of the service provided by the asset. | 20 | 2020-03-14 | 4.115 | 79.885 | x | 2 | 3. Moderate | 10171 | Predictive Maintenance | 91.25
1012455 | Lighting Fittings including Luminaires General | B (Average): Asset is sound, operationally safe and exhibits only minor deterioration. | Category 3 (Recommended): Minor work required to prevent a deterioration of the service provided by the asset. | 20 | 2023-01-01 | 1.3142 | 82.6858 | x | 2 | 3. Moderate | 10171 | Predictive Maintenance | 91.25
1012456 | Lighting Fittings including Luminaires General | B (Average): Asset is sound, operationally safe and exhibits only minor deterioration. | Category 3 (Recommended): Minor work required to prevent a deterioration of the service provided by the asset. | 20 | 2006-10-09 | 17.5441 | 66.4559 | x | 2 | 3. Moderate | 10171 | Predictive Maintenance | 91.25
1012457 | Lighting Fittings including Luminaires General | B (Average): Asset is sound, operationally safe and exhibits only minor deterioration. | Category 3 (Recommended): Minor work required to prevent a deterioration of the service provided by the asset. | 20 | 2008-09-13 | 15.614 | 68.386 | x | 2 | 3. Moderate | 10171 | Predictive Maintenance | 91.25
1012458 | Lighting Fittings including Luminaires General | B (Average): Asset is sound, operationally safe and exhibits only minor deterioration. | Category 3 (Recommended): Minor work required to prevent a deterioration of the service provided by the asset. | 20 | 2007-04-22 | 17.0103 | 66.9897 | x | 2 | 3. Moderate | 10171 | Predictive Maintenance | 91.25
1012459 | Lighting Fittings including Luminaires General | B (Average): Asset is sound, operationally safe and exhibits only minor deterioration. | Category 3 (Recommended): Minor work required to prevent a deterioration of the service provided by the asset. | 20 | 2017-10-29 | 6.4887 | 77.5113 | x | 2 | 3. Moderate | 10171 | Predictive Maintenance | 91.25
1012460 | Lighting Fittings including Luminaires General | B (Average): Asset is sound, operationally safe and exhibits only minor deterioration. | Category 3 (Recommended): Minor work required to prevent a deterioration of the service provided by the asset. | 20 | 2020-10-09 | 3.5428 | 80.4572 | x | 2 | 3. Moderate | 10171 | Predictive Maintenance | 91.25
1012461 | Lighting Fittings including Luminaires General | B (Average): Asset is sound, operationally safe and exhibits only minor deterioration. | Category 3 (Recommended): Minor work required to prevent a deterioration of the service provided by the asset. | 20 | 2005-05-16 | 18.9432 | 65.0568 | x | 2 | 3. Moderate | 10171 | Predictive Maintenance | 91.25
1012462 | Lighting Fittings including Luminaires General | B (Average): Asset is sound, operationally safe and exhibits only minor deterioration. | Category 3 (Recommended): Minor work required to prevent a deterioration of the service provided by the asset. | 20 | 2017-05-21 | 6.9295 | 77.0705 | x | 2 | 3. Moderate | 10171 | Predictive Maintenance | 91.25
1012489 | Internal Walls and Ceilings | B (Average): Asset is sound, operationally safe and exhibits only minor deterioration. | Category 3 (Recommended): Minor work required to prevent a deterioration of the service provided by the asset. | 25 | 2003-06-29 | 20.8241 | 67.3407 | x | 2 | 3. Moderate | 10171 | Predictive Maintenance | 91.25
1012490 | Internal Walls and Ceilings | B (Average): Asset is sound, operationally safe and exhibits only minor deterioration. | Category 3 (Recommended): Minor work required to prevent a deterioration of the service provided by the asset. | 25 | 2005-02-18 | 19.1814 | 68.6549 | x | 2 | 3. Moderate | 10171 | Predictive Maintenance | 91.25
1012491 | Internal Walls and Ceilings | B (Average): Asset is sound, operationally safe and exhibits only minor deterioration. | Category 3 (Recommended): Minor work required to prevent a deterioration of the service provided by the asset. | 25 | 2006-03-04 | 18.1437 | 69.485 | x | 2 | 3. Moderate | 10171 | Predictive Maintenance | 91.25
1012492 | Internal Walls and Ceilings | B (Average): Asset is sound, operationally safe and exhibits only minor deterioration. | Category 3 (Recommended): Minor work required to prevent a deterioration of the service provided by the asset. | 25 | 2012-05-12 | 11.9535 | 74.4372 | x | 2 | 3. Moderate | 10171 | Predictive Maintenance | 91.25
1012493 | Internal Walls and Ceilings | B (Average): Asset is sound, operationally safe and exhibits only minor deterioration. | Category 3 (Recommended): Minor work required to prevent a deterioration of the service provided by the asset. | 25 | 2022-04-24 | 2.0041 | 82.3967 | x | 2 | 3. Moderate | 10171 | Predictive Maintenance | 91.25
1012494 | Internal Walls and Ceilings | B (Average): Asset is sound, operationally safe and exhibits only minor deterioration. | Category 3 (Recommended): Minor work required to prevent a deterioration of the service provided by the asset. | 25 | 2008-10-15 | 15.5264 | 71.5789 | x | 2 | 3. Moderate | 10171 | Predictive Maintenance | 91.25
1012495 | Internal Walls and Ceilings | B (Average): Asset is sound, operationally safe and exhibits only minor deterioration. | Category 3 (Recommended): Minor work required to prevent a deterioration of the service provided by the asset. | 25 | 2017-08-07 | 6.7159 | 78.6272 | x | 2 | 3. Moderate | 10171 | Predictive Maintenance | 91.25
1012500 | Portable Appliance Testing (PAT) - User Checks, Recorded Formal Visual Inspections and Combined Insp | B (Average): Asset is sound, operationally safe and exhibits only minor deterioration. | Category 3 (Recommended): Minor work required to prevent a deterioration of the service provided by the asset. | 20 | 2009-09-01 | 14.6475 | 69.3525 | x | 2 | 2. Minor | 10171 | Predictive Maintenance | 182.5
1012502 | Rainwater Downpipes and Gutters | B (Average): Asset is sound, operationally safe and exhibits only minor deterioration. | Category 3 (Recommended): Minor work required to prevent a deterioration of the service provided by the asset. | 50 | 2021-04-09 | 3.0445 | 82.7822 | x | 2 | 2. Minor | 10171 | Predictive Maintenance | 182.5
1012503 | Rainwater Downpipes and Gutters | B (Average): Asset is sound, operationally safe and exhibits only minor deterioration. | Category 3 (Recommended): Minor work required to prevent a deterioration of the service provided by the asset. | 50 | 2007-11-09 | 16.46 | 77.416 | x | 2 | 2. Minor | 10171 | Predictive Maintenance | 182.5
1012506 | Service Drainage | B (Average): Asset is sound, operationally safe and exhibits only minor deterioration. | Category 3 (Recommended): Minor work required to prevent a deterioration of the service provided by the asset. | 25 | 2012-12-22 | 11.3402 | 74.9279 | x | 2 | 4. Significant | 10171 | Predictive Maintenance | 91.25
1012507 | Service Drainage | B (Average): Asset is sound, operationally safe and exhibits only minor deterioration. | Category 3 (Recommended): Minor work required to prevent a deterioration of the service provided by the asset. | 25 | 2012-08-13 | 11.6988 | 74.6409 | x | 2 | 4. Significant | 10171 | Predictive Maintenance | 91.25
1012508 | Service Drainage | B (Average): Asset is sound, operationally safe and exhibits only minor deterioration. | Category 3 (Recommended): Minor work required to prevent a deterioration of the service provided by the asset. | 25 | 2008-03-28 | 16.0767 | 71.1387 | x | 2 | 4. Significant | 10171 | Predictive Maintenance | 91.25
1012509 | Service Drainage | B (Average): Asset is sound, operationally safe and exhibits only minor deterioration. | Category 3 (Recommended): Minor work required to prevent a deterioration of the service provided by the asset. | 25 | 2020-01-14 | 4.2793 | 80.5766 | x | 2 | 4. Significant | 10171 | Predictive Maintenance | 91.25
1012515 | Television and Signal Receiving Equipment | B (Average): Asset is sound, operationally safe and exhibits only minor deterioration. | Category 3 (Recommended): Minor work required to prevent a deterioration of the service provided by the asset. | 15 | 2018-08-26 | 5.6646 | 76.4472 | x | 2 | 3. Moderate | 10171 | Predictive Maintenance | 91.25
1012516 | Ductwork System - General | B (Average): Asset is sound, operationally safe and exhibits only minor deterioration. | Category 3 (Recommended): Minor work required to prevent a deterioration of the service provided by the asset. | 30 | 2017-10-22 | 6.5079 | 79.6614 | x | 2 | 3. Moderate | 10171 | Predictive Maintenance | 91.25
1012525 | Manually operated Vertical & Horizontal blinds | B (Average): Asset is sound, operationally safe and exhibits only minor deterioration. | Category 3 (Recommended): Minor work required to prevent a deterioration of the service provided by the asset. | 20 | 2023-06-16 | 0.85969 | 83.1403 | x | 2 | 1. Negligible | 10171 | Predictive Maintenance | 182.5
1012526 | Windows Internal and External | B (Average): Asset is sound, operationally safe and exhibits only minor deterioration. | Category 3 (Recommended): Minor work required to prevent a deterioration of the service provided by the asset. | 36 | 2014-05-13 | 9.9521 | 78.4711 | x | 2 | 3. Moderate | 10171 | Predictive Maintenance | 91.25
1012527 | Windows Internal and External | B (Average): Asset is sound, operationally safe and exhibits only minor deterioration. | Category 3 (Recommended): Minor work required to prevent a deterioration of the service provided by the asset. | 36 | 2004-10-14 | 19.5291 | 73.1505 | x | 2 | 3. Moderate | 10171 | Predictive Maintenance | 91.25
1012528 | Windows Internal and External | B (Average): Asset is sound, operationally safe and exhibits only minor deterioration. | Category 3 (Recommended): Minor work required to prevent a deterioration of the service provided by the asset. | 37 | 2005-12-05 | 18.3874 | 74.0609 | x | 2 | 3. Moderate | 10171 | Predictive Maintenance | 91.25
1012529 | Windows Internal and External | B (Average): Asset is sound, operationally safe and exhibits only minor deterioration. | Category 3 (Recommended): Minor work required to prevent a deterioration of the service provided by the asset. | 37 | 2017-10-12 | 6.5352 | 80.4674 | x | 2 | 3. Moderate | 10171 | Predictive Maintenance | 91.25
1012530 | Windows Internal and External | B (Average): Asset is sound, operationally safe and exhibits only minor deterioration. | Category 3 (Recommended): Minor work required to prevent a deterioration of the service provided by the asset. | 39 | 2016-07-11 | 7.7892 | 80.0055 | x | 2 | 3. Moderate | 10171 | Predictive Maintenance | 91.25
1012531 | Windows Internal and External | B (Average): Asset is sound, operationally safe and exhibits only minor deterioration. | Category 3 (Recommended): Minor work required to prevent a deterioration of the service provided by the asset. | 38 | 2008-08-18 | 15.6851 | 75.7447 | x | 2 | 3. Moderate | 10171 | Predictive Maintenance | 91.25
1012532 | Windows Internal and External | B (Average): Asset is sound, operationally safe and exhibits only minor deterioration. | Category 3 (Recommended): Minor work required to prevent a deterioration of the service provided by the asset. | 40 | 2017-12-07 | 6.3819 | 80.809 | x | 2 | 3. Moderate | 10171 | Predictive Maintenance | 91.25
1012537 | Road & Amenity Lighting | B (Average): Asset is sound, operationally safe and exhibits only minor deterioration. | Category 3 (Recommended): Minor work required to prevent a deterioration of the service provided by the asset. | 15 | 2015-10-27 | 8.4956 | 74.6726 | x | 1 | 4. Significant | 12336 | Predictive Maintenance | 91.25
1012538 | Road & Amenity Lighting | B (Average): Asset is sound, operationally safe and exhibits only minor deterioration. | Category 3 (Recommended): Minor work required to prevent a deterioration of the service provided by the asset. | 15 | 2010-02-26 | 14.1602 | 67.1198 | x | 1 | 4. Significant | 12336 | Predictive Maintenance | 91.25
1012539 | Road & Amenity Lighting | B (Average): Asset is sound, operationally safe and exhibits only minor deterioration. | Category 3 (Recommended): Minor work required to prevent a deterioration of the service provided by the asset. | 15 | 2011-12-31 | 12.3176 | 69.5765 | x | 1 | 4. Significant | 12336 | Predictive Maintenance | 91.25
1012540 | Road & Amenity Lighting | B (Average): Asset is sound, operationally safe and exhibits only minor deterioration. | Category 3 (Recommended): Minor work required to prevent a deterioration of the service provided by the asset. | 15 | 2022-06-24 | 1.8371 | 83.5505 | x | 1 | 4. Significant | 12336 | Predictive Maintenance | 91.25
1012541 | Sports Pitch Flood Lighting | B (Average): Asset is sound, operationally safe and exhibits only minor deterioration. | Category 3 (Recommended): Minor work required to prevent a deterioration of the service provided by the asset. | 15 | 2017-01-19 | 7.2635 | 76.3153 | x | 1 | 4. Significant | 12336 | Predictive Maintenance | 91.25
1012542 | Sports Pitch Flood Lighting | B (Average): Asset is sound, operationally safe and exhibits only minor deterioration. | Category 3 (Recommended): Minor work required to prevent a deterioration of the service provided by the asset. | 15 | 2014-10-07 | 9.5496 | 73.2672 | x | 1 | 4. Significant | 12336 | Predictive Maintenance | 91.25
1012543 | Fences, Railings and Boundary Walls | B (Average): Asset is sound, operationally safe and exhibits only minor deterioration. | Category 3 (Recommended): Minor work required to prevent a deterioration of the service provided by the asset. | 25 | 2008-01-05 | 16.3039 | 72.9569 | x | 1 | 2. Minor | 12336 | Predictive Maintenance | 182.5
1012544 | Grease Traps | B (Average): Asset is sound, operationally safe and exhibits only minor deterioration. | Category 3 (Recommended): Minor work required to prevent a deterioration of the service provided by the asset. | 25 | 2022-12-23 | 1.3388 | 84.929 | x | 1 | 4. Significant | 12336 | Predictive Maintenance | 91.25
1012546 | Service Drainage | B (Average): Asset is sound, operationally safe and exhibits only minor deterioration. | Category 3 (Recommended): Minor work required to prevent a deterioration of the service provided by the asset. | 25 | 2006-01-04 | 18.3053 | 71.3558 | x | 1 | 4. Significant | 12336 | Predictive Maintenance | 91.25
1012547 | Below ground installation | B (Average): Asset is sound, operationally safe and exhibits only minor deterioration. | Category 3 (Recommended): Minor work required to prevent a deterioration of the service provided by the asset. | 10 | 2020-04-17 | 4.0219 | 77.9562 | x | 1 | 4. Significant | 12336 | Predictive Maintenance | 91.25
1012548 | Rainwater Drainage | B (Average): Asset is sound, operationally safe and exhibits only minor deterioration. | Category 3 (Recommended): Minor work required to prevent a deterioration of the service provided by the asset. | 20 | 2018-03-25 | 6.0862 | 79.9138 | x | 1 | 4. Significant | 12336 | Predictive Maintenance | 91.25
1012549 | Rainwater Drainage | B (Average): Asset is sound, operationally safe and exhibits only minor deterioration. | Category 3 (Recommended): Minor work required to prevent a deterioration of the service provided by the asset. | 20 | 2008-11-18 | 15.4333 | 70.5667 | x | 1 | 4. Significant | 12336 | Predictive Maintenance | 91.25
1012550 | Locks, handles, hinges Etc. | B (Average): Asset is sound, operationally safe and exhibits only minor deterioration. | Category 3 (Recommended): Minor work required to prevent a deterioration of the service provided by the asset. | 40 | 2003-10-30 | 20.4873 | 67.7563 | x | 5 | 3. Moderate | 12337 | Predictive Maintenance | 91.25
1012551 | Towel Rails, Mirrors, Toilet Roll Holders, Shelves, Pictures etc. | B (Average): Asset is sound, operationally safe and exhibits only minor deterioration. | Category 3 (Recommended): Minor work required to prevent a deterioration of the service provided by the asset. | 30 | 1996-11-18 | 27.4333 | 59.7112 | x | 5 | 2. Minor | 12337 | Predictive Maintenance | 182.5
1012553 | Software Functions | B (Average): Asset is sound, operationally safe and exhibits only minor deterioration. | Category 3 (Recommended): Minor work required to prevent a deterioration of the service provided by the asset. | 5 | 2024-01-11 | 0.28747 | 76.8501 | x | 5 | 4. Significant | 12337 | Predictive Maintenance | 91.25
1012554 | Building Inspections | B (Average): Asset is sound, operationally safe and exhibits only minor deterioration. | Category 3 (Recommended): Minor work required to prevent a deterioration of the service provided by the asset. | 20 | 2012-09-10 | 11.6222 | 66.3778 | x | 5 | 2. Minor | 12337 | Predictive Maintenance | 182.5
1012557 | External Lighting including Illuminated Signs | B (Average): Asset is sound, operationally safe and exhibits only minor deterioration. | Category 3 (Recommended): Minor work required to prevent a deterioration of the service provided by the asset. | 15 | 2020-09-30 | 3.5674 | 73.2434 | x | 5 | 4. Significant | 12337 | Predictive Maintenance | 91.25
1012560 | Fittings, Furnishings and Equipment | B (Average): Asset is sound, operationally safe and exhibits only minor deterioration. | Category 3 (Recommended): Minor work required to prevent a deterioration of the service provided by the asset. | 5 | 2021-01-13 | 3.2799 | 64.8802 | x | 5 | 2. Minor | 12337 | Predictive Maintenance | 182.5
1012561 | Floors and Floor Finishes | B (Average): Asset is sound, operationally safe and exhibits only minor deterioration. | Category 3 (Recommended): Minor work required to prevent a deterioration of the service provided by the asset. | 30 | 2003-12-03 | 20.3943 | 64.4038 | x | 5 | 1. Negligible | 12337 | Predictive Maintenance | 182.5
1012562 | Lighting Fittings including Luminaires General | B (Average): Asset is sound, operationally safe and exhibits only minor deterioration. | Category 3 (Recommended): Minor work required to prevent a deterioration of the service provided by the asset. | 20 | 2004-10-21 | 19.5099 | 58.4901 | x | 5 | 3. Moderate | 12337 | Predictive Maintenance | 91.25
1012569 | Internal Walls and Ceilings | B (Average): Asset is sound, operationally safe and exhibits only minor deterioration. | Category 3 (Recommended): Minor work required to prevent a deterioration of the service provided by the asset. | 25 | 2017-09-28 | 6.5736 | 72.7411 | x | 5 | 3. Moderate | 12337 | Predictive Maintenance | 91.25
1012571 | Portable Appliance Testing (PAT) - User Checks, Recorded Formal Visual Inspections and Combined Insp | B (Average): Asset is sound, operationally safe and exhibits only minor deterioration. | Category 3 (Recommended): Minor work required to prevent a deterioration of the service provided by the asset. | 20 | 2019-06-16 | 4.8597 | 73.1403 | x | 5 | 2. Minor | 12337 | Predictive Maintenance | 182.5
1012573 | Rainwater Downpipes and Gutters | B (Average): Asset is sound, operationally safe and exhibits only minor deterioration. | Category 3 (Recommended): Minor work required to prevent a deterioration of the service provided by the asset. | 50 | 2009-07-30 | 14.7379 | 72.1049 | x | 5 | 2. Minor | 12337 | Predictive Maintenance | 182.5
1012575 | Service Drainage | B (Average): Asset is sound, operationally safe and exhibits only minor deterioration. | Category 3 (Recommended): Minor work required to prevent a deterioration of the service provided by the asset. | 25 | 2000-08-19 | 23.6824 | 59.0541 | x | 5 | 4. Significant | 12337 | Predictive Maintenance | 91.25
1012578 | Television and Signal Receiving Equipment | B (Average): Asset is sound, operationally safe and exhibits only minor deterioration. | Category 3 (Recommended): Minor work required to prevent a deterioration of the service provided by the asset. | 15 | 2020-10-23 | 3.5044 | 73.3274 | x | 5 | 3. Moderate | 12337 | Predictive Maintenance | 91.25
1012579 | Ductwork System - General | B (Average): Asset is sound, operationally safe and exhibits only minor deterioration. | Category 3 (Recommended): Minor work required to prevent a deterioration of the service provided by the asset. | 30 | 2016-04-24 | 8.0027 | 72.6648 | x | 5 | 3. Moderate | 12337 | Predictive Maintenance | 91.25
1012581 | Manually operated Vertical & Horizontal blinds | B (Average): Asset is sound, operationally safe and exhibits only minor deterioration. | Category 3 (Recommended): Minor work required to prevent a deterioration of the service provided by the asset. | 20 | 2023-12-24 | 0.33676 | 77.6632 | x | 5 | 1. Negligible | 12337 | Predictive Maintenance | 182.5
1012582 | Windows Internal and External | B (Average): Asset is sound, operationally safe and exhibits only minor deterioration. | Category 3 (Recommended): Minor work required to prevent a deterioration of the service provided by the asset. | 37 | 1999-10-06 | 24.553 | 64.7281 | x | 5 | 3. Moderate | 12337 | Predictive Maintenance | 91.25
1012583 | Windows Internal and External | B (Average): Asset is sound, operationally safe and exhibits only minor deterioration. | Category 3 (Recommended): Minor work required to prevent a deterioration of the service provided by the asset. | 37 | 2022-09-08 | 1.629 | 77.1194 | x | 5 | 3. Moderate | 12337 | Predictive Maintenance | 91.25
1012584 | Locks, handles, hinges Etc. | B (Average): Asset is sound, operationally safe and exhibits only minor deterioration. | Category 3 (Recommended): Minor work required to prevent a deterioration of the service provided by the asset. | 40 | 2018-11-19 | 5.4319 | 75.2841 | x | 5 | 3. Moderate | 12338 | Predictive Maintenance | 91.25
1012585 | Towel Rails, Mirrors, Toilet Roll Holders, Shelves, Pictures etc. | B (Average): Asset is sound, operationally safe and exhibits only minor deterioration. | Category 3 (Recommended): Minor work required to prevent a deterioration of the service provided by the asset. | 30 | 2015-02-01 | 9.2293 | 71.8471 | x | 5 | 2. Minor | 12338 | Predictive Maintenance | 182.5
1012586 | Building Inspections | B (Average): Asset is sound, operationally safe and exhibits only minor deterioration. | Category 3 (Recommended): Minor work required to prevent a deterioration of the service provided by the asset. | 20 | 2018-05-02 | 5.9822 | 72.0178 | x | 5 | 2. Minor | 12338 | Predictive Maintenance | 182.5
1012589 | Windows Internal and External | B (Average): Asset is sound, operationally safe and exhibits only minor deterioration. | Category 3 (Recommended): Minor work required to prevent a deterioration of the service provided by the asset. | 38 | 2003-07-06 | 20.8049 | 67.05 | x | 5 | 3. Moderate | 12338 | Predictive Maintenance | 91.25
1012590 | Windows Internal and External | B (Average): Asset is sound, operationally safe and exhibits only minor deterioration. | Category 3 (Recommended): Minor work required to prevent a deterioration of the service provided by the asset. | 38 | 2011-12-24 | 12.3368 | 71.507 | x | 5 | 3. Moderate | 12338 | Predictive Maintenance | 91.25
1012591 | Locks, handles, hinges Etc. | B (Average): Asset is sound, operationally safe and exhibits only minor deterioration. | Category 3 (Recommended): Minor work required to prevent a deterioration of the service provided by the asset. | 40 | 2004-05-16 | 19.9425 | 74.0287 | x | 2 | 3. Moderate | 12165 | Predictive Maintenance | 91.25
1012592 | Towel Rails, Mirrors, Toilet Roll Holders, Shelves, Pictures etc. | B (Average): Asset is sound, operationally safe and exhibits only minor deterioration. | Category 3 (Recommended): Minor work required to prevent a deterioration of the service provided by the asset. | 30 | 2020-05-22 | 3.9261 | 81.3826 | x | 2 | 2. Minor | 12165 | Predictive Maintenance | 182.5
1012594 | Software Functions | B (Average): Asset is sound, operationally safe and exhibits only minor deterioration. | Category 3 (Recommended): Minor work required to prevent a deterioration of the service provided by the asset. | 5 | 2020-01-07 | 4.2984 | 66.8063 | x | 2 | 4. Significant | 12165 | Predictive Maintenance | 91.25
1012595 | Building Inspections | B (Average): Asset is sound, operationally safe and exhibits only minor deterioration. | Category 3 (Recommended): Minor work required to prevent a deterioration of the service provided by the asset. | 20 | 2021-11-08 | 2.4613 | 81.5387 | x | 2 | 2. Minor | 12165 | Predictive Maintenance | 182.5
1012599 | External Lighting including Illuminated Signs | B (Average): Asset is sound, operationally safe and exhibits only minor deterioration. | Category 3 (Recommended): Minor work required to prevent a deterioration of the service provided by the asset. | 15 | 2016-05-14 | 7.948 | 73.4027 | x | 2 | 4. Significant | 12165 | Predictive Maintenance | 91.25
1012600 | External Lighting including Illuminated Signs | B (Average): Asset is sound, operationally safe and exhibits only minor deterioration. | Category 3 (Recommended): Minor work required to prevent a deterioration of the service provided by the asset. | 15 | 2014-05-15 | 9.9466 | 70.7379 | x | 2 | 4. Significant | 12165 | Predictive Maintenance | 91.25
1012601 | External Lighting including Illuminated Signs | B (Average): Asset is sound, operationally safe and exhibits only minor deterioration. | Category 3 (Recommended): Minor work required to prevent a deterioration of the service provided by the asset. | 15 | 2021-06-01 | 2.8994 | 80.1342 | x | 2 | 4. Significant | 12165 | Predictive Maintenance | 91.25
1012604 | Fittings, Furnishings and Equipment | B (Average): Asset is sound, operationally safe and exhibits only minor deterioration. | Category 3 (Recommended): Minor work required to prevent a deterioration of the service provided by the asset. | 5 | 2021-12-25 | 2.3326 | 74.6694 | x | 2 | 2. Minor | 12165 | Predictive Maintenance | 182.5
1012605 | Floors and Floor Finishes | B (Average): Asset is sound, operationally safe and exhibits only minor deterioration. | Category 3 (Recommended): Minor work required to prevent a deterioration of the service provided by the asset. | 30 | 1995-08-25 | 28.668 | 64.888 | x | 2 | 1. Negligible | 12165 | Predictive Maintenance | 182.5
1012606 | Lighting Fittings including Luminaires General | B (Average): Asset is sound, operationally safe and exhibits only minor deterioration. | Category 3 (Recommended): Minor work required to prevent a deterioration of the service provided by the asset. | 20 | 2009-07-08 | 14.7981 | 69.2019 | x | 2 | 3. Moderate | 12165 | Predictive Maintenance | 91.25
1012607 | Lighting Fittings including Luminaires General | B (Average): Asset is sound, operationally safe and exhibits only minor deterioration. | Category 3 (Recommended): Minor work required to prevent a deterioration of the service provided by the asset. | 20 | 2016-03-19 | 8.1013 | 75.8987 | x | 2 | 3. Moderate | 12165 | Predictive Maintenance | 91.25
1012611 | Internal Walls and Ceilings | B (Average): Asset is sound, operationally safe and exhibits only minor deterioration. | Category 3 (Recommended): Minor work required to prevent a deterioration of the service provided by the asset. | 25 | 2002-07-09 | 21.796 | 66.5632 | x | 2 | 3. Moderate | 12165 | Predictive Maintenance | 91.25
1012613 | Portable Appliance Testing (PAT) - User Checks, Recorded Formal Visual Inspections and Combined Insp | B (Average): Asset is sound, operationally safe and exhibits only minor deterioration. | Category 3 (Recommended): Minor work required to prevent a deterioration of the service provided by the asset. | 20 | 2015-09-27 | 8.5777 | 75.4223 | x | 2 | 2. Minor | 12165 | Predictive Maintenance | 182.5
1012615 | Rainwater Downpipes and Gutters | B (Average): Asset is sound, operationally safe and exhibits only minor deterioration. | Category 3 (Recommended): Minor work required to prevent a deterioration of the service provided by the asset. | 50 | 2022-04-18 | 2.0205 | 83.1918 | x | 2 | 2. Minor | 12165 | Predictive Maintenance | 182.5
1012617 | Service Drainage | B (Average): Asset is sound, operationally safe and exhibits only minor deterioration. | Category 3 (Recommended): Minor work required to prevent a deterioration of the service provided by the asset. | 25 | 2000-05-08 | 23.9644 | 64.8285 | x | 2 | 4. Significant | 12165 | Predictive Maintenance | 91.25
1012620 | Television and Signal Receiving Equipment | B (Average): Asset is sound, operationally safe and exhibits only minor deterioration. | Category 3 (Recommended): Minor work required to prevent a deterioration of the service provided by the asset. | 15 | 2012-10-03 | 11.5592 | 68.5877 | x | 2 | 3. Moderate | 12165 | Predictive Maintenance | 91.25
1012621 | Ductwork System - General | B (Average): Asset is sound, operationally safe and exhibits only minor deterioration. | Category 3 (Recommended): Minor work required to prevent a deterioration of the service provided by the asset. | 30 | 1995-04-10 | 29.0431 | 64.6379 | x | 2 | 3. Moderate | 12165 | Predictive Maintenance | 91.25
1012623 | Manually operated Vertical & Horizontal blinds | B (Average): Asset is sound, operationally safe and exhibits only minor deterioration. | Category 3 (Recommended): Minor work required to prevent a deterioration of the service provided by the asset. | 20 | 2019-09-12 | 4.6188 | 79.3812 | x | 2 | 1. Negligible | 12165 | Predictive Maintenance | 182.5
1012624 | Windows Internal and External | B (Average): Asset is sound, operationally safe and exhibits only minor deterioration. | Category 3 (Recommended): Minor work required to prevent a deterioration of the service provided by the asset. | 38 | 2019-11-16 | 4.4408 | 81.6627 | x | 2 | 3. Moderate | 12165 | Predictive Maintenance | 91.25
1012625 | Windows Internal and External | B (Average): Asset is sound, operationally safe and exhibits only minor deterioration. | Category 3 (Recommended): Minor work required to prevent a deterioration of the service provided by the asset. | 37 | 2013-04-04 | 11.0582 | 78.0226 | x | 2 | 3. Moderate | 12165 | Predictive Maintenance | 91.25
1012626 | Locks, handles, hinges Etc. | B (Average): Asset is sound, operationally safe and exhibits only minor deterioration. | Category 3 (Recommended): Minor work required to prevent a deterioration of the service provided by the asset. | 40 | 2021-12-16 | 2.3573 | 80.8214 | x | 3 | 3. Moderate | 12339 | Predictive Maintenance | 91.25
1012627 | Towel Rails, Mirrors, Toilet Roll Holders, Shelves, Pictures etc. | B (Average): Asset is sound, operationally safe and exhibits only minor deterioration. | Category 3 (Recommended): Minor work required to prevent a deterioration of the service provided by the asset. | 30 | 2003-02-25 | 21.1636 | 67.8909 | x | 3 | 2. Minor | 12339 | Predictive Maintenance | 182.5
1012628 | Building Inspections | B (Average): Asset is sound, operationally safe and exhibits only minor deterioration. | Category 3 (Recommended): Minor work required to prevent a deterioration of the service provided by the asset. | 20 | 2023-10-02 | 0.564 | 81.436 | x | 3 | 2. Minor | 12339 | Predictive Maintenance | 182.5
1012631 | Windows Internal and External | B (Average): Asset is sound, operationally safe and exhibits only minor deterioration. | Category 3 (Recommended): Minor work required to prevent a deterioration of the service provided by the asset. | 38 | 2010-01-02 | 14.3107 | 74.468 | x | 3 | 3. Moderate | 12339 | Predictive Maintenance | 91.25
1012632 | Windows Internal and External | B (Average): Asset is sound, operationally safe and exhibits only minor deterioration. | Category 3 (Recommended): Minor work required to prevent a deterioration of the service provided by the asset. | 40 | 2003-08-30 | 20.6543 | 71.6728 | x | 3 | 3. Moderate | 12339 | Predictive Maintenance | 91.25
1012633 | Locks, handles, hinges Etc. | B (Average): Asset is sound, operationally safe and exhibits only minor deterioration. | Category 3 (Recommended): Minor work required to prevent a deterioration of the service provided by the asset. | 40 | 2012-08-21 | 11.6769 | 72.1615 | x | 5 | 3. Moderate | 12340 | Predictive Maintenance | 91.25
1012634 | Flues (All Combustible Fuels) | B (Average): Asset is sound, operationally safe and exhibits only minor deterioration. | Category 3 (Recommended): Minor work required to prevent a deterioration of the service provided by the asset. | 30 | 2023-04-27 | 0.99658 | 77.3356 | x | 5 | 4. Significant | 12340 | Predictive Maintenance | 91.25
1012635 | Towel Rails, Mirrors, Toilet Roll Holders, Shelves, Pictures etc. | B (Average): Asset is sound, operationally safe and exhibits only minor deterioration. | Category 3 (Recommended): Minor work required to prevent a deterioration of the service provided by the asset. | 30 | 2023-07-15 | 0.78029 | 77.4798 | x | 5 | 2. Minor | 12340 | Predictive Maintenance | 182.5
1012637 | Software Functions | B (Average): Asset is sound, operationally safe and exhibits only minor deterioration. | Category 3 (Recommended): Minor work required to prevent a deterioration of the service provided by the asset. | 5 | 2020-02-28 | 4.1561 | 61.3758 | x | 5 | 4. Significant | 12340 | Predictive Maintenance | 91.25
1012638 | Building Inspections | B (Average): Asset is sound, operationally safe and exhibits only minor deterioration. | Category 3 (Recommended): Minor work required to prevent a deterioration of the service provided by the asset. | 20 | 2005-02-24 | 19.165 | 58.835 | x | 5 | 2. Minor | 12340 | Predictive Maintenance | 182.5
1012654 | External Lighting including Illuminated Signs | B (Average): Asset is sound, operationally safe and exhibits only minor deterioration. | Category 3 (Recommended): Minor work required to prevent a deterioration of the service provided by the asset. | 15 | 2016-12-24 | 7.3347 | 68.2204 | x | 5 | 4. Significant | 12340 | Predictive Maintenance | 91.25
1012657 | Fittings, Furnishings and Equipment | B (Average): Asset is sound, operationally safe and exhibits only minor deterioration. | Category 3 (Recommended): Minor work required to prevent a deterioration of the service provided by the asset. | 5 | 2021-12-31 | 2.3162 | 68.7351 | x | 5 | 2. Minor | 12340 | Predictive Maintenance | 182.5
1012658 | Floors and Floor Finishes | B (Average): Asset is sound, operationally safe and exhibits only minor deterioration. | Category 3 (Recommended): Minor work required to prevent a deterioration of the service provided by the asset. | 30 | 2009-10-25 | 14.4997 | 68.3336 | x | 5 | 1. Negligible | 12340 | Predictive Maintenance | 182.5
1012660 | Lighting Fittings including Luminaires General | B (Average): Asset is sound, operationally safe and exhibits only minor deterioration. | Category 3 (Recommended): Minor work required to prevent a deterioration of the service provided by the asset. | 20 | 2014-06-23 | 9.8398 | 68.1602 | x | 5 | 3. Moderate | 12340 | Predictive Maintenance | 91.25
1012662 | Pipework Systems - General | B (Average): Asset is sound, operationally safe and exhibits only minor deterioration. | Category 3 (Recommended): Minor work required to prevent a deterioration of the service provided by the asset. | 20 | 2013-09-19 | 10.5982 | 67.4018 | x | 5 | 4. Significant | 12340 | Predictive Maintenance | 91.25
1012663 | Pipework Systems - General | B (Average): Asset is sound, operationally safe and exhibits only minor deterioration. | Category 3 (Recommended): Minor work required to prevent a deterioration of the service provided by the asset. | 20 | 2007-03-14 | 17.117 | 60.883 | x | 5 | 4. Significant | 12340 | Predictive Maintenance | 91.25
1012665 | Internal Walls and Ceilings | B (Average): Asset is sound, operationally safe and exhibits only minor deterioration. | Category 3 (Recommended): Minor work required to prevent a deterioration of the service provided by the asset. | 25 | 2011-02-15 | 13.191 | 67.4472 | x | 5 | 3. Moderate | 12340 | Predictive Maintenance | 91.25
1012667 | Portable Appliance Testing (PAT) - User Checks, Recorded Formal Visual Inspections and Combined Insp | B (Average): Asset is sound, operationally safe and exhibits only minor deterioration. | Category 3 (Recommended): Minor work required to prevent a deterioration of the service provided by the asset. | 20 | 2007-12-18 | 16.3532 | 61.6468 | x | 5 | 2. Minor | 12340 | Predictive Maintenance | 182.5
1012669 | Rainwater Downpipes and Gutters | B (Average): Asset is sound, operationally safe and exhibits only minor deterioration. | Category 3 (Recommended): Minor work required to prevent a deterioration of the service provided by the asset. | 50 | 2014-01-01 | 10.3135 | 73.8746 | x | 5 | 2. Minor | 12340 | Predictive Maintenance | 182.5
1012671 | Service Drainage | B (Average): Asset is sound, operationally safe and exhibits only minor deterioration. | Category 3 (Recommended): Minor work required to prevent a deterioration of the service provided by the asset. | 25 | 2002-08-11 | 21.7057 | 60.6355 | x | 5 | 4. Significant | 12340 | Predictive Maintenance | 91.25
1012674 | Television and Signal Receiving Equipment | B (Average): Asset is sound, operationally safe and exhibits only minor deterioration. | Category 3 (Recommended): Minor work required to prevent a deterioration of the service provided by the asset. | 15 | 2022-10-20 | 1.514 | 75.9813 | x | 5 | 3. Moderate | 12340 | Predictive Maintenance | 91.25
1012675 | Ductwork System - General | B (Average): Asset is sound, operationally safe and exhibits only minor deterioration. | Category 3 (Recommended): Minor work required to prevent a deterioration of the service provided by the asset. | 30 | 2018-02-17 | 6.1848 | 73.8768 | x | 5 | 3. Moderate | 12340 | Predictive Maintenance | 91.25
1012677 | Manually operated Vertical & Horizontal blinds | B (Average): Asset is sound, operationally safe and exhibits only minor deterioration. | Category 3 (Recommended): Minor work required to prevent a deterioration of the service provided by the asset. | 20 | 2014-06-03 | 9.8946 | 68.1054 | x | 5 | 1. Negligible | 12340 | Predictive Maintenance | 182.5
1012678 | Windows Internal and External | B (Average): Asset is sound, operationally safe and exhibits only minor deterioration. | Category 3 (Recommended): Minor work required to prevent a deterioration of the service provided by the asset. | 36 | 2011-01-17 | 13.2704 | 70.6276 | x | 5 | 3. Moderate | 12340 | Predictive Maintenance | 91.25
1012679 | Windows Internal and External | B (Average): Asset is sound, operationally safe and exhibits only minor deterioration. | Category 3 (Recommended): Minor work required to prevent a deterioration of the service provided by the asset. | 39 | 2007-10-10 | 16.5421 | 69.5169 | x | 5 | 3. Moderate | 12340 | Predictive Maintenance | 91.25
1012681 | Locks, handles, hinges Etc. | B (Average): Asset is sound, operationally safe and exhibits only minor deterioration. | Category 3 (Recommended): Minor work required to prevent a deterioration of the service provided by the asset. | 40 | 2014-03-23 | 10.0917 | 72.9541 | x | 5 | 3. Moderate | 10086 | Predictive Maintenance | 91.25
1012682 | Flues (All Combustible Fuels) | B (Average): Asset is sound, operationally safe and exhibits only minor deterioration. | Category 3 (Recommended): Minor work required to prevent a deterioration of the service provided by the asset. | 40 | 2010-06-01 | 13.9001 | 71.05 | x | 5 | 4. Significant | 10086 | Predictive Maintenance | 91.25
1012683 | Towel Rails, Mirrors, Toilet Roll Holders, Shelves, Pictures etc. | B (Average): Asset is sound, operationally safe and exhibits only minor deterioration. | Category 3 (Recommended): Minor work required to prevent a deterioration of the service provided by the asset. | 30 | 2002-04-02 | 22.0643 | 63.2904 | x | 5 | 2. Minor | 10086 | Predictive Maintenance | 182.5
1012685 | Software Functions | B (Average): Asset is sound, operationally safe and exhibits only minor deterioration. | Category 3 (Recommended): Minor work required to prevent a deterioration of the service provided by the asset. | 5 | 2020-01-09 | 4.293 | 60.8282 | x | 5 | 4. Significant | 10086 | Predictive Maintenance | 91.25
1012686 | Building Inspections | B (Average): Asset is sound, operationally safe and exhibits only minor deterioration. | Category 3 (Recommended): Minor work required to prevent a deterioration of the service provided by the asset. | 20 | 2013-08-22 | 10.6749 | 67.3251 | x | 5 | 2. Minor | 10086 | Predictive Maintenance | 182.5
1012700 | External Lighting including Illuminated Signs | B (Average): Asset is sound, operationally safe and exhibits only minor deterioration. | Category 3 (Recommended): Minor work required to prevent a deterioration of the service provided by the asset. | 15 | 2019-03-28 | 5.0787 | 71.2284 | x | 5 | 4. Significant | 10086 | Predictive Maintenance | 91.25
1012701 | External Lighting including Illuminated Signs | B (Average): Asset is sound, operationally safe and exhibits only minor deterioration. | Category 3 (Recommended): Minor work required to prevent a deterioration of the service provided by the asset. | 15 | 2023-05-15 | 0.9473 | 76.7369 | x | 5 | 4. Significant | 10086 | Predictive Maintenance | 91.25
1012702 | External Lighting including Illuminated Signs | B (Average): Asset is sound, operationally safe and exhibits only minor deterioration. | Category 3 (Recommended): Minor work required to prevent a deterioration of the service provided by the asset. | 15 | 2016-04-28 | 7.9918 | 67.3443 | x | 5 | 4. Significant | 10086 | Predictive Maintenance | 91.25
1012705 | Fittings, Furnishings and Equipment | B (Average): Asset is sound, operationally safe and exhibits only minor deterioration. | Category 3 (Recommended): Minor work required to prevent a deterioration of the service provided by the asset. | 5 | 2020-11-07 | 3.4634 | 64.1465 | x | 5 | 2. Minor | 10086 | Predictive Maintenance | 182.5
1012706 | Floors and Floor Finishes | B (Average): Asset is sound, operationally safe and exhibits only minor deterioration. | Category 3 (Recommended): Minor work required to prevent a deterioration of the service provided by the asset. | 30 | 2021-10-18 | 2.5188 | 76.3208 | x | 5 | 1. Negligible | 10086 | Predictive Maintenance | 182.5
1012708 | Lighting Fittings including Luminaires General | B (Average): Asset is sound, operationally safe and exhibits only minor deterioration. | Category 3 (Recommended): Minor work required to prevent a deterioration of the service provided by the asset. | 20 | 2011-07-29 | 12.742 | 65.258 | x | 5 | 3. Moderate | 10086 | Predictive Maintenance | 91.25
1012709 | Lighting Fittings including Luminaires General | B (Average): Asset is sound, operationally safe and exhibits only minor deterioration. | Category 3 (Recommended): Minor work required to prevent a deterioration of the service provided by the asset. | 20 | 2018-03-12 | 6.1218 | 71.8782 | x | 5 | 3. Moderate | 10086 | Predictive Maintenance | 91.25
1012710 | Lighting Fittings including Luminaires General | B (Average): Asset is sound, operationally safe and exhibits only minor deterioration. | Category 3 (Recommended): Minor work required to prevent a deterioration of the service provided by the asset. | 20 | 2022-06-12 | 1.87 | 76.13 | x | 5 | 3. Moderate | 10086 | Predictive Maintenance | 91.25
1012711 | Lighting Fittings including Luminaires General | B (Average): Asset is sound, operationally safe and exhibits only minor deterioration. | Category 3 (Recommended): Minor work required to prevent a deterioration of the service provided by the asset. | 20 | 2016-12-26 | 7.3292 | 70.6708 | x | 5 | 3. Moderate | 10086 | Predictive Maintenance | 91.25
1012712 | Lighting Fittings including Luminaires General | B (Average): Asset is sound, operationally safe and exhibits only minor deterioration. | Category 3 (Recommended): Minor work required to prevent a deterioration of the service provided by the asset. | 20 | 2013-12-12 | 10.3682 | 67.6318 | x | 5 | 3. Moderate | 10086 | Predictive Maintenance | 91.25
1012713 | Lighting Fittings including Luminaires General | B (Average): Asset is sound, operationally safe and exhibits only minor deterioration. | Category 3 (Recommended): Minor work required to prevent a deterioration of the service provided by the asset. | 20 | 2008-12-09 | 15.3758 | 62.6242 | x | 5 | 3. Moderate | 10086 | Predictive Maintenance | 91.25
1012714 | Lighting Fittings including Luminaires General | B (Average): Asset is sound, operationally safe and exhibits only minor deterioration. | Category 3 (Recommended): Minor work required to prevent a deterioration of the service provided by the asset. | 20 | 2007-09-20 | 16.5969 | 61.4031 | x | 5 | 3. Moderate | 10086 | Predictive Maintenance | 91.25
1012715 | Lighting Fittings including Luminaires General | B (Average): Asset is sound, operationally safe and exhibits only minor deterioration. | Category 3 (Recommended): Minor work required to prevent a deterioration of the service provided by the asset. | 20 | 2011-01-17 | 13.2704 | 64.7296 | x | 5 | 3. Moderate | 10086 | Predictive Maintenance | 91.25
1012716 | Lighting Fittings including Luminaires General | B (Average): Asset is sound, operationally safe and exhibits only minor deterioration. | Category 3 (Recommended): Minor work required to prevent a deterioration of the service provided by the asset. | 20 | 2009-01-20 | 15.2608 | 62.7392 | x | 5 | 3. Moderate | 10086 | Predictive Maintenance | 91.25
1012717 | Lighting Fittings including Luminaires General | B (Average): Asset is sound, operationally safe and exhibits only minor deterioration. | Category 3 (Recommended): Minor work required to prevent a deterioration of the service provided by the asset. | 20 | 2024-01-20 | 0.26283 | 77.7372 | x | 5 | 3. Moderate | 10086 | Predictive Maintenance | 91.25
1012718 | Lighting Fittings including Luminaires General | B (Average): Asset is sound, operationally safe and exhibits only minor deterioration. | Category 3 (Recommended): Minor work required to prevent a deterioration of the service provided by the asset. | 20 | 2021-02-24 | 3.165 | 74.835 | x | 5 | 3. Moderate | 10086 | Predictive Maintenance | 91.25
1012719 | Lighting Fittings including Luminaires General | B (Average): Asset is sound, operationally safe and exhibits only minor deterioration. | Category 3 (Recommended): Minor work required to prevent a deterioration of the service provided by the asset. | 20 | 2005-05-11 | 18.9569 | 59.0431 | x | 5 | 3. Moderate | 10086 | Predictive Maintenance | 91.25
1012720 | Lighting Fittings including Luminaires General | B (Average): Asset is sound, operationally safe and exhibits only minor deterioration. | Category 3 (Recommended): Minor work required to prevent a deterioration of the service provided by the asset. | 20 | 2018-03-21 | 6.0972 | 71.9028 | x | 5 | 3. Moderate | 10086 | Predictive Maintenance | 91.25
1012745 | Internal Walls and Ceilings | B (Average): Asset is sound, operationally safe and exhibits only minor deterioration. | Category 3 (Recommended): Minor work required to prevent a deterioration of the service provided by the asset. | 25 | 2005-05-02 | 18.9815 | 62.8148 | x | 5 | 3. Moderate | 10086 | Predictive Maintenance | 91.25
1012746 | Internal Walls and Ceilings | B (Average): Asset is sound, operationally safe and exhibits only minor deterioration. | Category 3 (Recommended): Minor work required to prevent a deterioration of the service provided by the asset. | 25 | 2016-04-10 | 8.0411 | 71.5671 | x | 5 | 3. Moderate | 10086 | Predictive Maintenance | 91.25
1012747 | Internal Walls and Ceilings | B (Average): Asset is sound, operationally safe and exhibits only minor deterioration. | Category 3 (Recommended): Minor work required to prevent a deterioration of the service provided by the asset. | 25 | 2012-07-19 | 11.7673 | 68.5862 | x | 5 | 3. Moderate | 10086 | Predictive Maintenance | 91.25
1012748 | Internal Walls and Ceilings | B (Average): Asset is sound, operationally safe and exhibits only minor deterioration. | Category 3 (Recommended): Minor work required to prevent a deterioration of the service provided by the asset. | 25 | 2013-01-08 | 11.2936 | 68.9651 | x | 5 | 3. Moderate | 10086 | Predictive Maintenance | 91.25
1012752 | Portable Appliance Testing (PAT) - User Checks, Recorded Formal Visual Inspections and Combined Insp | B (Average): Asset is sound, operationally safe and exhibits only minor deterioration. | Category 3 (Recommended): Minor work required to prevent a deterioration of the service provided by the asset. | 20 | 2007-03-16 | 17.1116 | 60.8884 | x | 5 | 2. Minor | 10086 | Predictive Maintenance | 182.5
1012754 | Rainwater Downpipes and Gutters | B (Average): Asset is sound, operationally safe and exhibits only minor deterioration. | Category 3 (Recommended): Minor work required to prevent a deterioration of the service provided by the asset. | 50 | 2008-03-07 | 16.1342 | 71.5463 | x | 5 | 2. Minor | 10086 | Predictive Maintenance | 182.5
1012755 | Rising Fire Mains and Hydrants | A (Good): Asset is as new and can be expected to perform adequately to its full normal life if maintained appropriately. | Category 3 (Recommended): Minor work required to prevent a deterioration of the service provided by the asset. | 20 | 2014-06-27 | 9.8289 | 75.1711 | x | 5 | 5. Severe | 10086 | Predictive Maintenance | 28
1012757 | Service Drainage | B (Average): Asset is sound, operationally safe and exhibits only minor deterioration. | Category 3 (Recommended): Minor work required to prevent a deterioration of the service provided by the asset. | 25 | 2005-05-10 | 18.9596 | 62.8323 | x | 5 | 4. Significant | 10086 | Predictive Maintenance | 91.25
1012758 | Service Drainage | B (Average): Asset is sound, operationally safe and exhibits only minor deterioration. | Category 3 (Recommended): Minor work required to prevent a deterioration of the service provided by the asset. | 25 | 2020-09-30 | 3.5674 | 75.1461 | x | 5 | 4. Significant | 10086 | Predictive Maintenance | 91.25
1012759 | Service Drainage | B (Average): Asset is sound, operationally safe and exhibits only minor deterioration. | Category 3 (Recommended): Minor work required to prevent a deterioration of the service provided by the asset. | 25 | 2020-08-25 | 3.666 | 75.0672 | x | 5 | 4. Significant | 10086 | Predictive Maintenance | 91.25
1012760 | Service Drainage | B (Average): Asset is sound, operationally safe and exhibits only minor deterioration. | Category 3 (Recommended): Minor work required to prevent a deterioration of the service provided by the asset. | 25 | 2021-10-18 | 2.5188 | 75.9849 | x | 5 | 4. Significant | 10086 | Predictive Maintenance | 91.25
1012761 | Service Drainage | B (Average): Asset is sound, operationally safe and exhibits only minor deterioration. | Category 3 (Recommended): Minor work required to prevent a deterioration of the service provided by the asset. | 25 | 2017-01-12 | 7.2827 | 72.1739 | x | 5 | 4. Significant | 10086 | Predictive Maintenance | 91.25
1012762 | Service Drainage | B (Average): Asset is sound, operationally safe and exhibits only minor deterioration. | Category 3 (Recommended): Minor work required to prevent a deterioration of the service provided by the asset. | 25 | 2001-10-16 | 22.5243 | 59.9806 | x | 5 | 4. Significant | 10086 | Predictive Maintenance | 91.25
1012763 | Service Drainage | B (Average): Asset is sound, operationally safe and exhibits only minor deterioration. | Category 3 (Recommended): Minor work required to prevent a deterioration of the service provided by the asset. | 25 | 2007-11-22 | 16.4244 | 64.8605 | x | 5 | 4. Significant | 10086 | Predictive Maintenance | 91.25
1012764 | Service Drainage | B (Average): Asset is sound, operationally safe and exhibits only minor deterioration. | Category 3 (Recommended): Minor work required to prevent a deterioration of the service provided by the asset. | 25 | 2007-12-18 | 16.3532 | 64.9175 | x | 5 | 4. Significant | 10086 | Predictive Maintenance | 91.25
1012767 | Television and Signal Receiving Equipment | B (Average): Asset is sound, operationally safe and exhibits only minor deterioration. | Category 3 (Recommended): Minor work required to prevent a deterioration of the service provided by the asset. | 15 | 2021-09-20 | 2.5955 | 74.5394 | x | 5 | 3. Moderate | 10086 | Predictive Maintenance | 91.25
1012768 | Ductwork System - General | B (Average): Asset is sound, operationally safe and exhibits only minor deterioration. | Category 3 (Recommended): Minor work required to prevent a deterioration of the service provided by the asset. | 30 | 2005-02-27 | 19.1567 | 65.2288 | x | 5 | 3. Moderate | 10086 | Predictive Maintenance | 91.25
1012771 | Manually operated Vertical & Horizontal blinds | B (Average): Asset is sound, operationally safe and exhibits only minor deterioration. | Category 3 (Recommended): Minor work required to prevent a deterioration of the service provided by the asset. | 20 | 2018-07-29 | 5.7413 | 72.2587 | x | 5 | 1. Negligible | 10086 | Predictive Maintenance | 182.5
1012772 | Windows Internal and External | B (Average): Asset is sound, operationally safe and exhibits only minor deterioration. | Category 3 (Recommended): Minor work required to prevent a deterioration of the service provided by the asset. | 37 | 2014-06-13 | 9.8672 | 72.6664 | x | 5 | 3. Moderate | 10086 | Predictive Maintenance | 91.25
1012773 | Windows Internal and External | B (Average): Asset is sound, operationally safe and exhibits only minor deterioration. | Category 3 (Recommended): Minor work required to prevent a deterioration of the service provided by the asset. | 37 | 2011-10-13 | 12.5339 | 71.2249 | x | 5 | 3. Moderate | 10086 | Predictive Maintenance | 91.25
1012774 | Locks, handles, hinges Etc. | B (Average): Asset is sound, operationally safe and exhibits only minor deterioration. | Category 3 (Recommended): Minor work required to prevent a deterioration of the service provided by the asset. | 40 | 2013-08-02 | 10.7296 | 80.6352 | x | 1 | 3. Moderate | 12341 | Predictive Maintenance | 91.25
1012775 | Towel Rails, Mirrors, Toilet Roll Holders, Shelves, Pictures etc. | B (Average): Asset is sound, operationally safe and exhibits only minor deterioration. | Category 3 (Recommended): Minor work required to prevent a deterioration of the service provided by the asset. | 30 | 2013-03-26 | 11.0828 | 78.6115 | x | 1 | 2. Minor | 12341 | Predictive Maintenance | 182.5
1012776 | Building Inspections | B (Average): Asset is sound, operationally safe and exhibits only minor deterioration. | Category 3 (Recommended): Minor work required to prevent a deterioration of the service provided by the asset. | 20 | 2021-04-20 | 3.0144 | 82.9856 | x | 1 | 2. Minor | 12341 | Predictive Maintenance | 182.5
1012779 | Windows Internal and External | B (Average): Asset is sound, operationally safe and exhibits only minor deterioration. | Category 3 (Recommended): Minor work required to prevent a deterioration of the service provided by the asset. | 36 | 2004-11-06 | 19.4661 | 75.1855 | x | 1 | 3. Moderate | 12341 | Predictive Maintenance | 91.25
1012780 | Windows Internal and External | B (Average): Asset is sound, operationally safe and exhibits only minor deterioration. | Category 3 (Recommended): Minor work required to prevent a deterioration of the service provided by the asset. | 38 | 2000-04-25 | 24 | 73.3684 | x | 1 | 3. Moderate | 12341 | Predictive Maintenance | 91.25
1012781 | Locks, handles, hinges Etc. | B (Average): Asset is sound, operationally safe and exhibits only minor deterioration. | Category 3 (Recommended): Minor work required to prevent a deterioration of the service provided by the asset. | 40 | 2008-02-05 | 16.219 | 77.8905 | x | 1 | 3. Moderate | 10124 | Predictive Maintenance | 91.25
1012782 | Flues (All Combustible Fuels) | B (Average): Asset is sound, operationally safe and exhibits only minor deterioration. | Category 3 (Recommended): Minor work required to prevent a deterioration of the service provided by the asset. | 15 | 2023-04-18 | 1.0212 | 84.6384 | x | 1 | 4. Significant | 10124 | Predictive Maintenance | 91.25
1012783 | Towel Rails, Mirrors, Toilet Roll Holders, Shelves, Pictures etc. | B (Average): Asset is sound, operationally safe and exhibits only minor deterioration. | Category 3 (Recommended): Minor work required to prevent a deterioration of the service provided by the asset. | 30 | 2005-05-01 | 18.9843 | 73.3438 | x | 1 | 2. Minor | 10124 | Predictive Maintenance | 182.5
1012785 | Software Functions | B (Average): Asset is sound, operationally safe and exhibits only minor deterioration. | Category 3 (Recommended): Minor work required to prevent a deterioration of the service provided by the asset. | 5 | 2023-03-06 | 1.1389 | 81.4442 | x | 1 | 4. Significant | 10124 | Predictive Maintenance | 91.25
1012786 | Building Inspections | B (Average): Asset is sound, operationally safe and exhibits only minor deterioration. | Category 3 (Recommended): Minor work required to prevent a deterioration of the service provided by the asset. | 20 | 2007-04-19 | 17.0185 | 68.9815 | x | 1 | 2. Minor | 10124 | Predictive Maintenance | 182.5
1012793 | External Lighting including Illuminated Signs | B (Average): Asset is sound, operationally safe and exhibits only minor deterioration. | Category 3 (Recommended): Minor work required to prevent a deterioration of the service provided by the asset. | 15 | 2014-09-20 | 9.5962 | 73.2051 | x | 1 | 4. Significant | 10124 | Predictive Maintenance | 91.25
1012796 | Fittings, Furnishings and Equipment | B (Average): Asset is sound, operationally safe and exhibits only minor deterioration. | Category 3 (Recommended): Minor work required to prevent a deterioration of the service provided by the asset. | 5 | 2022-07-20 | 1.7659 | 78.9363 | x | 1 | 2. Minor | 10124 | Predictive Maintenance | 182.5
1012797 | Floors and Floor Finishes | B (Average): Asset is sound, operationally safe and exhibits only minor deterioration. | Category 3 (Recommended): Minor work required to prevent a deterioration of the service provided by the asset. | 30 | 2008-01-24 | 16.2519 | 75.1654 | x | 1 | 1. Negligible | 10124 | Predictive Maintenance | 182.5
1012799 | Lighting Fittings including Luminaires General | B (Average): Asset is sound, operationally safe and exhibits only minor deterioration. | Category 3 (Recommended): Minor work required to prevent a deterioration of the service provided by the asset. | 20 | 2012-02-25 | 12.1643 | 73.8357 | x | 1 | 3. Moderate | 10124 | Predictive Maintenance | 91.25
1012800 | Lighting Fittings including Luminaires General | B (Average): Asset is sound, operationally safe and exhibits only minor deterioration. | Category 3 (Recommended): Minor work required to prevent a deterioration of the service provided by the asset. | 20 | 2011-04-19 | 13.0185 | 72.9815 | x | 1 | 3. Moderate | 10124 | Predictive Maintenance | 91.25
1012801 | Lighting Fittings including Luminaires General | B (Average): Asset is sound, operationally safe and exhibits only minor deterioration. | Category 3 (Recommended): Minor work required to prevent a deterioration of the service provided by the asset. | 20 | 2022-06-01 | 1.9001 | 84.0999 | x | 1 | 3. Moderate | 10124 | Predictive Maintenance | 91.25
1012802 | Lighting Fittings including Luminaires General | B (Average): Asset is sound, operationally safe and exhibits only minor deterioration. | Category 3 (Recommended): Minor work required to prevent a deterioration of the service provided by the asset. | 20 | 2012-10-14 | 11.5291 | 74.4709 | x | 1 | 3. Moderate | 10124 | Predictive Maintenance | 91.25
1012803 | Lighting Fittings including Luminaires General | B (Average): Asset is sound, operationally safe and exhibits only minor deterioration. | Category 3 (Recommended): Minor work required to prevent a deterioration of the service provided by the asset. | 20 | 2011-10-07 | 12.5503 | 73.4497 | x | 1 | 3. Moderate | 10124 | Predictive Maintenance | 91.25
1012804 | Lighting Fittings including Luminaires General | B (Average): Asset is sound, operationally safe and exhibits only minor deterioration. | Category 3 (Recommended): Minor work required to prevent a deterioration of the service provided by the asset. | 20 | 2007-05-03 | 16.9802 | 69.0198 | x | 1 | 3. Moderate | 10124 | Predictive Maintenance | 91.25
1012805 | Lighting Fittings including Luminaires General | B (Average): Asset is sound, operationally safe and exhibits only minor deterioration. | Category 3 (Recommended): Minor work required to prevent a deterioration of the service provided by the asset. | 20 | 2018-11-18 | 5.4346 | 80.5654 | x | 1 | 3. Moderate | 10124 | Predictive Maintenance | 91.25
1012806 | Lighting Fittings including Luminaires General | B (Average): Asset is sound, operationally safe and exhibits only minor deterioration. | Category 3 (Recommended): Minor work required to prevent a deterioration of the service provided by the asset. | 20 | 2012-08-03 | 11.7262 | 74.2738 | x | 1 | 3. Moderate | 10124 | Predictive Maintenance | 91.25
1012808 | Pipework Systems - General | A (Good): Asset is as new and can be expected to perform adequately to its full normal life if maintained appropriately. | Category 4 (Normal): No work required beyond normal maintenance. | 20 | 2008-07-10 | 15.7919 | 84.2081 | x | 1 | 4. Significant | 10124 | Predictive Maintenance | 162.5
1012809 | Pipework Systems - General | A (Good): Asset is as new and can be expected to perform adequately to its full normal life if maintained appropriately. | Category 4 (Normal): No work required beyond normal maintenance. | 20 | 2019-09-29 | 4.5722 | 95.4278 | x | 1 | 4. Significant | 10124 | Predictive Maintenance | 162.5
1012810 | Pipework Systems - General | A (Good): Asset is as new and can be expected to perform adequately to its full normal life if maintained appropriately. | Category 4 (Normal): No work required beyond normal maintenance. | 35 | 1997-06-04 | 26.8912 | 84.6336 | x | 1 | 4. Significant | 10124 | Predictive Maintenance | 162.5
1012811 | Pipework Systems - General | A (Good): Asset is as new and can be expected to perform adequately to its full normal life if maintained appropriately. | Category 4 (Normal): No work required beyond normal maintenance. | 35 | 1997-01-10 | 27.2882 | 84.4068 | x | 1 | 4. Significant | 10124 | Predictive Maintenance | 162.5
1012812 | Pipework Systems - General | A (Good): Asset is as new and can be expected to perform adequately to its full normal life if maintained appropriately. | Category 4 (Normal): No work required beyond normal maintenance. | 45 | 2011-04-08 | 13.0486 | 94.2006 | x | 1 | 4. Significant | 10124 | Predictive Maintenance | 162.5
1012813 | Pipework Systems - General | A (Good): Asset is as new and can be expected to perform adequately to its full normal life if maintained appropriately. | Category 4 (Normal): No work required beyond normal maintenance. | 45 | 2009-09-19 | 14.5982 | 93.5119 | x | 1 | 4. Significant | 10124 | Predictive Maintenance | 162.5
1012815 | Internal Walls and Ceilings | B (Average): Asset is sound, operationally safe and exhibits only minor deterioration. | Category 3 (Recommended): Minor work required to prevent a deterioration of the service provided by the asset. | 25 | 2010-05-03 | 13.9795 | 74.8164 | x | 1 | 3. Moderate | 10124 | Predictive Maintenance | 91.25
1012817 | Portable Appliance Testing (PAT) - User Checks, Recorded Formal Visual Inspections and Combined Insp | B (Average): Asset is sound, operationally safe and exhibits only minor deterioration. | Category 3 (Recommended): Minor work required to prevent a deterioration of the service provided by the asset. | 20 | 2021-02-10 | 3.2033 | 82.7967 | x | 1 | 2. Minor | 10124 | Predictive Maintenance | 182.5
1012819 | Rainwater Downpipes and Gutters | B (Average): Asset is sound, operationally safe and exhibits only minor deterioration. | Category 3 (Recommended): Minor work required to prevent a deterioration of the service provided by the asset. | 50 | 1996-02-21 | 28.1752 | 74.7299 | x | 1 | 2. Minor | 10124 | Predictive Maintenance | 182.5
1012820 | Rising Fire Mains and Hydrants | U (Unverified): Further investigation required. | Category U (Unverified Asset): Further investigation required to identify asset. | 20 | 2022-04-06 | 2.0534 | 69.9466 | x | 1 | 5. Severe | 10124 | Predictive Maintenance | 7
1012822 | Service Drainage | B (Average): Asset is sound, operationally safe and exhibits only minor deterioration. | Category 3 (Recommended): Minor work required to prevent a deterioration of the service provided by the asset. | 25 | 2002-06-17 | 21.8563 | 68.515 | x | 1 | 4. Significant | 10124 | Predictive Maintenance | 91.25
1012825 | Television and Signal Receiving Equipment | B (Average): Asset is sound, operationally safe and exhibits only minor deterioration. | Category 3 (Recommended): Minor work required to prevent a deterioration of the service provided by the asset. | 15 | 2014-01-05 | 10.3025 | 72.2633 | x | 1 | 3. Moderate | 10124 | Predictive Maintenance | 91.25
1012826 | Ductwork System - General | B (Average): Asset is sound, operationally safe and exhibits only minor deterioration. | Category 3 (Recommended): Minor work required to prevent a deterioration of the service provided by the asset. | 30 | 1995-04-26 | 28.9993 | 66.6671 | x | 1 | 3. Moderate | 10124 | Predictive Maintenance | 91.25
1012828 | Manually operated Vertical & Horizontal blinds | B (Average): Asset is sound, operationally safe and exhibits only minor deterioration. | Category 3 (Recommended): Minor work required to prevent a deterioration of the service provided by the asset. | 20 | 2016-09-10 | 7.6222 | 78.3778 | x | 1 | 1. Negligible | 10124 | Predictive Maintenance | 182.5
1012829 | Windows Internal and External | B (Average): Asset is sound, operationally safe and exhibits only minor deterioration. | Category 3 (Recommended): Minor work required to prevent a deterioration of the service provided by the asset. | 39 | 1997-02-01 | 27.2279 | 72.037 | x | 1 | 3. Moderate | 10124 | Predictive Maintenance | 91.25
1012830 | Windows Internal and External | B (Average): Asset is sound, operationally safe and exhibits only minor deterioration. | Category 3 (Recommended): Minor work required to prevent a deterioration of the service provided by the asset. | 38 | 2013-10-30 | 10.486 | 80.4811 | x | 1 | 3. Moderate | 10124 | Predictive Maintenance | 91.25
1012831 | Locks, handles, hinges Etc. | B (Average): Asset is sound, operationally safe and exhibits only minor deterioration. | Category 3 (Recommended): Minor work required to prevent a deterioration of the service provided by the asset. | 40 | 2007-05-30 | 16.9062 | 71.5469 | x | 4 | 3. Moderate | 10134 | Predictive Maintenance | 91.25
1012832 | Towel Rails, Mirrors, Toilet Roll Holders, Shelves, Pictures etc. | B (Average): Asset is sound, operationally safe and exhibits only minor deterioration. | Category 3 (Recommended): Minor work required to prevent a deterioration of the service provided by the asset. | 30 | 2010-07-31 | 13.7358 | 70.8428 | x | 4 | 2. Minor | 10134 | Predictive Maintenance | 182.5
1012834 | Software Functions | B (Average): Asset is sound, operationally safe and exhibits only minor deterioration. | Category 3 (Recommended): Minor work required to prevent a deterioration of the service provided by the asset. | 5 | 2020-06-26 | 3.8303 | 64.679 | x | 4 | 4. Significant | 10134 | Predictive Maintenance | 91.25
1012835 | Building Inspections | B (Average): Asset is sound, operationally safe and exhibits only minor deterioration. | Category 3 (Recommended): Minor work required to prevent a deterioration of the service provided by the asset. | 20 | 2017-10-28 | 6.4914 | 73.5086 | x | 4 | 2. Minor | 10134 | Predictive Maintenance | 182.5
1012839 | External Lighting including Illuminated Signs | B (Average): Asset is sound, operationally safe and exhibits only minor deterioration. | Category 3 (Recommended): Minor work required to prevent a deterioration of the service provided by the asset. | 15 | 2020-10-21 | 3.5099 | 75.3201 | x | 4 | 4. Significant | 10134 | Predictive Maintenance | 91.25
1012840 | External Lighting including Illuminated Signs | B (Average): Asset is sound, operationally safe and exhibits only minor deterioration. | Category 3 (Recommended): Minor work required to prevent a deterioration of the service provided by the asset. | 15 | 2017-05-13 | 6.9514 | 70.7315 | x | 4 | 4. Significant | 10134 | Predictive Maintenance | 91.25
1012841 | External Lighting including Illuminated Signs | B (Average): Asset is sound, operationally safe and exhibits only minor deterioration. | Category 3 (Recommended): Minor work required to prevent a deterioration of the service provided by the asset. | 15 | 2017-06-24 | 6.8364 | 70.8848 | x | 4 | 4. Significant | 10134 | Predictive Maintenance | 91.25
1012844 | Fittings, Furnishings and Equipment | B (Average): Asset is sound, operationally safe and exhibits only minor deterioration. | Category 3 (Recommended): Minor work required to prevent a deterioration of the service provided by the asset. | 5 | 2022-05-21 | 1.9302 | 72.2793 | x | 4 | 2. Minor | 10134 | Predictive Maintenance | 182.5
1012845 | Floors and Floor Finishes | B (Average): Asset is sound, operationally safe and exhibits only minor deterioration. | Category 3 (Recommended): Minor work required to prevent a deterioration of the service provided by the asset. | 30 | 2015-08-03 | 8.7283 | 74.1812 | x | 4 | 1. Negligible | 10134 | Predictive Maintenance | 182.5
1012846 | Lighting Fittings including Luminaires General | B (Average): Asset is sound, operationally safe and exhibits only minor deterioration. | Category 3 (Recommended): Minor work required to prevent a deterioration of the service provided by the asset. | 20 | 2021-11-07 | 2.4641 | 77.5359 | x | 4 | 3. Moderate | 10134 | Predictive Maintenance | 91.25
1012850 | Internal Walls and Ceilings | B (Average): Asset is sound, operationally safe and exhibits only minor deterioration. | Category 3 (Recommended): Minor work required to prevent a deterioration of the service provided by the asset. | 25 | 2011-03-29 | 13.076 | 69.5392 | x | 4 | 3. Moderate | 10134 | Predictive Maintenance | 91.25
1012852 | Portable Appliance Testing (PAT) - User Checks, Recorded Formal Visual Inspections and Combined Insp | B (Average): Asset is sound, operationally safe and exhibits only minor deterioration. | Category 3 (Recommended): Minor work required to prevent a deterioration of the service provided by the asset. | 20 | 2004-11-14 | 19.4442 | 60.5558 | x | 4 | 2. Minor | 10134 | Predictive Maintenance | 182.5
1012854 | Rainwater Downpipes and Gutters | B (Average): Asset is sound, operationally safe and exhibits only minor deterioration. | Category 3 (Recommended): Minor work required to prevent a deterioration of the service provided by the asset. | 50 | 2020-06-15 | 3.8604 | 78.4559 | x | 4 | 2. Minor | 10134 | Predictive Maintenance | 182.5
1012856 | Service Drainage | B (Average): Asset is sound, operationally safe and exhibits only minor deterioration. | Category 3 (Recommended): Minor work required to prevent a deterioration of the service provided by the asset. | 25 | 2017-11-23 | 6.4203 | 74.8638 | x | 4 | 4. Significant | 10134 | Predictive Maintenance | 91.25
1012859 | Television and Signal Receiving Equipment | B (Average): Asset is sound, operationally safe and exhibits only minor deterioration. | Category 3 (Recommended): Minor work required to prevent a deterioration of the service provided by the asset. | 15 | 2019-03-09 | 5.1307 | 73.159 | x | 4 | 3. Moderate | 10134 | Predictive Maintenance | 91.25
1012860 | Ductwork System - General | B (Average): Asset is sound, operationally safe and exhibits only minor deterioration. | Category 3 (Recommended): Minor work required to prevent a deterioration of the service provided by the asset. | 30 | 2019-02-21 | 5.1745 | 76.5503 | x | 4 | 3. Moderate | 10134 | Predictive Maintenance | 91.25
1012863 | Manually operated Vertical & Horizontal blinds | B (Average): Asset is sound, operationally safe and exhibits only minor deterioration. | Category 3 (Recommended): Minor work required to prevent a deterioration of the service provided by the asset. | 20 | 2007-05-24 | 16.9227 | 63.0773 | x | 4 | 1. Negligible | 10134 | Predictive Maintenance | 182.5
1012864 | Windows Internal and External | B (Average): Asset is sound, operationally safe and exhibits only minor deterioration. | Category 3 (Recommended): Minor work required to prevent a deterioration of the service provided by the asset. | 39 | 2014-03-08 | 10.1328 | 74.8037 | x | 4 | 3. Moderate | 10134 | Predictive Maintenance | 91.25
1012865 | Windows Internal and External | B (Average): Asset is sound, operationally safe and exhibits only minor deterioration. | Category 3 (Recommended): Minor work required to prevent a deterioration of the service provided by the asset. | 38 | 1996-10-22 | 27.5072 | 65.5225 | x | 4 | 3. Moderate | 10134 | Predictive Maintenance | 91.25
1012866 | Locks, handles, hinges Etc. | B (Average): Asset is sound, operationally safe and exhibits only minor deterioration. | Category 3 (Recommended): Minor work required to prevent a deterioration of the service provided by the asset. | 40 | 1995-12-31 | 28.3176 | 71.8412 | x | 1 | 3. Moderate | 12342 | Predictive Maintenance | 91.25
1012867 | Flues (All Combustible Fuels) | B (Average): Asset is sound, operationally safe and exhibits only minor deterioration. | Category 3 (Recommended): Minor work required to prevent a deterioration of the service provided by the asset. | 50 | 2013-12-04 | 10.3901 | 81.8439 | x | 1 | 4. Significant | 12342 | Predictive Maintenance | 91.25
1012869 | Towel Rails, Mirrors, Toilet Roll Holders, Shelves, Pictures etc. | B (Average): Asset is sound, operationally safe and exhibits only minor deterioration. | Category 3 (Recommended): Minor work required to prevent a deterioration of the service provided by the asset. | 30 | 1999-05-06 | 24.9719 | 69.352 | x | 1 | 2. Minor | 12342 | Predictive Maintenance | 182.5
1012871 | Software Functions | B (Average): Asset is sound, operationally safe and exhibits only minor deterioration. | Category 3 (Recommended): Minor work required to prevent a deterioration of the service provided by the asset. | 5 | 2022-06-29 | 1.8234 | 78.7064 | x | 1 | 4. Significant | 12342 | Predictive Maintenance | 91.25
1012872 | Building Inspections | B (Average): Asset is sound, operationally safe and exhibits only minor deterioration. | Category 3 (Recommended): Minor work required to prevent a deterioration of the service provided by the asset. | 20 | 2010-05-19 | 13.9357 | 72.0643 | x | 1 | 2. Minor | 12342 | Predictive Maintenance | 182.5
1012876 | External Lighting including Illuminated Signs | B (Average): Asset is sound, operationally safe and exhibits only minor deterioration. | Category 3 (Recommended): Minor work required to prevent a deterioration of the service provided by the asset. | 15 | 2016-02-25 | 8.1643 | 75.1143 | x | 1 | 4. Significant | 12342 | Predictive Maintenance | 91.25
1012877 | External Lighting including Illuminated Signs | B (Average): Asset is sound, operationally safe and exhibits only minor deterioration. | Category 3 (Recommended): Minor work required to prevent a deterioration of the service provided by the asset. | 15 | 2014-06-09 | 9.8782 | 72.8291 | x | 1 | 4. Significant | 12342 | Predictive Maintenance | 91.25
1012880 | Fittings, Furnishings and Equipment | B (Average): Asset is sound, operationally safe and exhibits only minor deterioration. | Category 3 (Recommended): Minor work required to prevent a deterioration of the service provided by the asset. | 5 | 2023-03-05 | 1.1417 | 81.4333 | x | 1 | 2. Minor | 12342 | Predictive Maintenance | 182.5
1012881 | Floors and Floor Finishes | B (Average): Asset is sound, operationally safe and exhibits only minor deterioration. | Category 3 (Recommended): Minor work required to prevent a deterioration of the service provided by the asset. | 30 | 1995-08-02 | 28.731 | 66.846 | x | 1 | 1. Negligible | 12342 | Predictive Maintenance | 182.5
1012883 | Lighting Fittings including Luminaires General | B (Average): Asset is sound, operationally safe and exhibits only minor deterioration. | Category 3 (Recommended): Minor work required to prevent a deterioration of the service provided by the asset. | 20 | 2021-08-13 | 2.6995 | 83.3005 | x | 1 | 3. Moderate | 12342 | Predictive Maintenance | 91.25
1012884 | Lighting Fittings including Luminaires General | B (Average): Asset is sound, operationally safe and exhibits only minor deterioration. | Category 3 (Recommended): Minor work required to prevent a deterioration of the service provided by the asset. | 20 | 2016-10-07 | 7.5483 | 78.4517 | x | 1 | 3. Moderate | 12342 | Predictive Maintenance | 91.25
1012892 | Internal Walls and Ceilings | B (Average): Asset is sound, operationally safe and exhibits only minor deterioration. | Category 3 (Recommended): Minor work required to prevent a deterioration of the service provided by the asset. | 25 | 2020-03-01 | 4.1506 | 82.6795 | x | 1 | 3. Moderate | 12342 | Predictive Maintenance | 91.25
1012894 | Portable Appliance Testing (PAT) - User Checks, Recorded Formal Visual Inspections and Combined Insp | B (Average): Asset is sound, operationally safe and exhibits only minor deterioration. | Category 3 (Recommended): Minor work required to prevent a deterioration of the service provided by the asset. | 20 | 2021-01-07 | 3.2964 | 82.7036 | x | 1 | 2. Minor | 12342 | Predictive Maintenance | 182.5
1012896 | Rainwater Downpipes and Gutters | B (Average): Asset is sound, operationally safe and exhibits only minor deterioration. | Category 3 (Recommended): Minor work required to prevent a deterioration of the service provided by the asset. | 50 | 2003-03-25 | 21.0869 | 77.5652 | x | 1 | 2. Minor | 12342 | Predictive Maintenance | 182.5
1012898 | Service Drainage | B (Average): Asset is sound, operationally safe and exhibits only minor deterioration. | Category 3 (Recommended): Minor work required to prevent a deterioration of the service provided by the asset. | 25 | 2015-08-19 | 8.6845 | 79.0524 | x | 1 | 4. Significant | 12342 | Predictive Maintenance | 91.25
1012901 | Television and Signal Receiving Equipment | B (Average): Asset is sound, operationally safe and exhibits only minor deterioration. | Category 3 (Recommended): Minor work required to prevent a deterioration of the service provided by the asset. | 15 | 2022-04-26 | 1.9986 | 83.3352 | x | 1 | 3. Moderate | 12342 | Predictive Maintenance | 91.25
1012902 | Ductwork System - General | B (Average): Asset is sound, operationally safe and exhibits only minor deterioration. | Category 3 (Recommended): Minor work required to prevent a deterioration of the service provided by the asset. | 30 | 2013-12-12 | 10.3682 | 79.0878 | x | 1 | 3. Moderate | 12342 | Predictive Maintenance | 91.25
1012904 | Manually operated Vertical & Horizontal blinds | B (Average): Asset is sound, operationally safe and exhibits only minor deterioration. | Category 3 (Recommended): Minor work required to prevent a deterioration of the service provided by the asset. | 20 | 2006-02-05 | 18.2177 | 67.7823 | x | 1 | 1. Negligible | 12342 | Predictive Maintenance | 182.5
1012905 | Windows Internal and External | B (Average): Asset is sound, operationally safe and exhibits only minor deterioration. | Category 3 (Recommended): Minor work required to prevent a deterioration of the service provided by the asset. | 38 | 1998-05-25 | 25.9192 | 72.3583 | x | 1 | 3. Moderate | 12342 | Predictive Maintenance | 91.25
1012906 | Windows Internal and External | B (Average): Asset is sound, operationally safe and exhibits only minor deterioration. | Category 3 (Recommended): Minor work required to prevent a deterioration of the service provided by the asset. | 40 | 1995-12-24 | 28.3368 | 71.8316 | x | 1 | 3. Moderate | 12342 | Predictive Maintenance | 91.25
1012907 | Locks, handles, hinges Etc. | B (Average): Asset is sound, operationally safe and exhibits only minor deterioration. | Category 3 (Recommended): Minor work required to prevent a deterioration of the service provided by the asset. | 40 | 2007-11-19 | 16.4326 | 73.7837 | x | 3 | 3. Moderate | 10125 | Predictive Maintenance | 91.25
1012908 | Towel Rails, Mirrors, Toilet Roll Holders, Shelves, Pictures etc. | B (Average): Asset is sound, operationally safe and exhibits only minor deterioration. | Category 3 (Recommended): Minor work required to prevent a deterioration of the service provided by the asset. | 30 | 2011-03-10 | 13.128 | 73.248 | x | 3 | 2. Minor | 10125 | Predictive Maintenance | 182.5
1012909 | Building Inspections | B (Average): Asset is sound, operationally safe and exhibits only minor deterioration. | Category 3 (Recommended): Minor work required to prevent a deterioration of the service provided by the asset. | 20 | 2014-08-16 | 9.692 | 72.308 | x | 3 | 2. Minor | 10125 | Predictive Maintenance | 182.5
1012912 | Windows Internal and External | B (Average): Asset is sound, operationally safe and exhibits only minor deterioration. | Category 3 (Recommended): Minor work required to prevent a deterioration of the service provided by the asset. | 39 | 2018-12-21 | 5.3443 | 79.2593 | x | 3 | 3. Moderate | 10125 | Predictive Maintenance | 91.25
1012913 | Windows Internal and External | B (Average): Asset is sound, operationally safe and exhibits only minor deterioration. | Category 3 (Recommended): Minor work required to prevent a deterioration of the service provided by the asset. | 39 | 2003-12-08 | 20.3806 | 71.5484 | x | 3 | 3. Moderate | 10125 | Predictive Maintenance | 91.25
1012914 | Locks, handles, hinges Etc. | B (Average): Asset is sound, operationally safe and exhibits only minor deterioration. | Category 3 (Recommended): Minor work required to prevent a deterioration of the service provided by the asset. | 40 | 1995-07-08 | 28.7995 | 69.6003 | x | 2 | 3. Moderate | 12167 | Predictive Maintenance | 91.25
1012918 | Towel Rails, Mirrors, Toilet Roll Holders, Shelves, Pictures etc. | B (Average): Asset is sound, operationally safe and exhibits only minor deterioration. | Category 3 (Recommended): Minor work required to prevent a deterioration of the service provided by the asset. | 30 | 2021-04-20 | 3.0144 | 81.9904 | x | 2 | 2. Minor | 12167 | Predictive Maintenance | 182.5
1012920 | Software Functions | B (Average): Asset is sound, operationally safe and exhibits only minor deterioration. | Category 3 (Recommended): Minor work required to prevent a deterioration of the service provided by the asset. | 5 | 2022-09-16 | 1.6071 | 77.5715 | x | 2 | 4. Significant | 12167 | Predictive Maintenance | 91.25
1012921 | Building Inspections | B (Average): Asset is sound, operationally safe and exhibits only minor deterioration. | Category 3 (Recommended): Minor work required to prevent a deterioration of the service provided by the asset. | 20 | 2019-01-14 | 5.2786 | 78.7214 | x | 2 | 2. Minor | 12167 | Predictive Maintenance | 182.5
1012922 | Catering Equipment | D (Very Poor): Asset runs a serious risk of imminent breakdown or poses a health and safety risk. | Category 4 (Normal): No work required beyond normal maintenance. | 15 | 2014-08-20 | 9.681 | 57.0919 | x | 2 | 2. Minor | 12167 | Predictive Maintenance | 365
1012925 | External Lighting including Illuminated Signs | B (Average): Asset is sound, operationally safe and exhibits only minor deterioration. | Category 3 (Recommended): Minor work required to prevent a deterioration of the service provided by the asset. | 15 | 2010-01-28 | 14.2396 | 65.0139 | x | 2 | 4. Significant | 12167 | Predictive Maintenance | 91.25
1012926 | External Lighting including Illuminated Signs | B (Average): Asset is sound, operationally safe and exhibits only minor deterioration. | Category 3 (Recommended): Minor work required to prevent a deterioration of the service provided by the asset. | 15 | 2014-07-29 | 9.7413 | 71.0116 | x | 2 | 4. Significant | 12167 | Predictive Maintenance | 91.25
1012927 | External Lighting including Illuminated Signs | B (Average): Asset is sound, operationally safe and exhibits only minor deterioration. | Category 3 (Recommended): Minor work required to prevent a deterioration of the service provided by the asset. | 15 | 2012-08-23 | 11.6715 | 68.4381 | x | 2 | 4. Significant | 12167 | Predictive Maintenance | 91.25
1012930 | Fittings, Furnishings and Equipment | B (Average): Asset is sound, operationally safe and exhibits only minor deterioration. | Category 3 (Recommended): Minor work required to prevent a deterioration of the service provided by the asset. | 5 | 2022-05-03 | 1.9795 | 76.0821 | x | 2 | 2. Minor | 12167 | Predictive Maintenance | 182.5
1012931 | Floors and Floor Finishes | B (Average): Asset is sound, operationally safe and exhibits only minor deterioration. | Category 3 (Recommended): Minor work required to prevent a deterioration of the service provided by the asset. | 30 | 1995-12-16 | 28.3587 | 65.0942 | x | 2 | 1. Negligible | 12167 | Predictive Maintenance | 182.5
1012932 | Lighting Fittings including Luminaires General | B (Average): Asset is sound, operationally safe and exhibits only minor deterioration. | Category 3 (Recommended): Minor work required to prevent a deterioration of the service provided by the asset. | 20 | 2018-11-19 | 5.4319 | 78.5681 | x | 2 | 3. Moderate | 12167 | Predictive Maintenance | 91.25
1012934 | Pipework Systems - General | A (Good): Asset is as new and can be expected to perform adequately to its full normal life if maintained appropriately. | Category 4 (Normal): No work required beyond normal maintenance. | 35 | 2018-04-28 | 5.9932 | 94.5753 | x | 2 | 4. Significant | 12167 | Predictive Maintenance | 162.5
1012935 | Pipework Systems - General | A (Good): Asset is as new and can be expected to perform adequately to its full normal life if maintained appropriately. | Category 4 (Normal): No work required beyond normal maintenance. | 45 | 1995-05-27 | 28.9144 | 85.1491 | x | 2 | 4. Significant | 12167 | Predictive Maintenance | 162.5
1012936 | Internal Walls and Ceilings | B (Average): Asset is sound, operationally safe and exhibits only minor deterioration. | Category 3 (Recommended): Minor work required to prevent a deterioration of the service provided by the asset. | 25 | 2021-06-09 | 2.8775 | 81.698 | x | 2 | 3. Moderate | 12167 | Predictive Maintenance | 91.25
1012939 | Portable Appliance Testing (PAT) - User Checks, Recorded Formal Visual Inspections and Combined Insp | B (Average): Asset is sound, operationally safe and exhibits only minor deterioration. | Category 3 (Recommended): Minor work required to prevent a deterioration of the service provided by the asset. | 20 | 2023-10-12 | 0.53662 | 83.4634 | x | 2 | 2. Minor | 12167 | Predictive Maintenance | 182.5
1012941 | Rainwater Downpipes and Gutters | B (Average): Asset is sound, operationally safe and exhibits only minor deterioration. | Category 3 (Recommended): Minor work required to prevent a deterioration of the service provided by the asset. | 50 | 2010-01-31 | 14.2313 | 78.3075 | x | 2 | 2. Minor | 12167 | Predictive Maintenance | 182.5
1012943 | Service Drainage | B (Average): Asset is sound, operationally safe and exhibits only minor deterioration. | Category 3 (Recommended): Minor work required to prevent a deterioration of the service provided by the asset. | 25 | 2012-04-14 | 12.0301 | 74.3759 | x | 2 | 4. Significant | 12167 | Predictive Maintenance | 91.25
1012946 | Television and Signal Receiving Equipment | B (Average): Asset is sound, operationally safe and exhibits only minor deterioration. | Category 3 (Recommended): Minor work required to prevent a deterioration of the service provided by the asset. | 15 | 2018-08-30 | 5.6537 | 76.4618 | x | 2 | 3. Moderate | 12167 | Predictive Maintenance | 91.25
1012947 | Ductwork System - General | B (Average): Asset is sound, operationally safe and exhibits only minor deterioration. | Category 3 (Recommended): Minor work required to prevent a deterioration of the service provided by the asset. | 30 | 1994-01-21 | 30.2587 | 63.8275 | x | 2 | 3. Moderate | 12167 | Predictive Maintenance | 91.25
1012949 | Manually operated Vertical & Horizontal blinds | B (Average): Asset is sound, operationally safe and exhibits only minor deterioration. | Category 3 (Recommended): Minor work required to prevent a deterioration of the service provided by the asset. | 20 | 2007-07-09 | 16.7967 | 67.2033 | x | 2 | 1. Negligible | 12167 | Predictive Maintenance | 182.5
1012950 | Windows Internal and External | B (Average): Asset is sound, operationally safe and exhibits only minor deterioration. | Category 3 (Recommended): Minor work required to prevent a deterioration of the service provided by the asset. | 38 | 1994-05-04 | 29.9767 | 68.2228 | x | 2 | 3. Moderate | 12167 | Predictive Maintenance | 91.25
1012951 | Windows Internal and External | B (Average): Asset is sound, operationally safe and exhibits only minor deterioration. | Category 3 (Recommended): Minor work required to prevent a deterioration of the service provided by the asset. | 40 | 1995-12-08 | 28.3806 | 69.8097 | x | 2 | 3. Moderate | 12167 | Predictive Maintenance | 91.25
1012952 | Locks, handles, hinges Etc. | B (Average): Asset is sound, operationally safe and exhibits only minor deterioration. | Category 3 (Recommended): Minor work required to prevent a deterioration of the service provided by the asset. | 40 | 2014-10-15 | 9.5277 | 77.2361 | x | 3 | 3. Moderate | 10123 | Predictive Maintenance | 91.25
1012953 | Towel Rails, Mirrors, Toilet Roll Holders, Shelves, Pictures etc. | B (Average): Asset is sound, operationally safe and exhibits only minor deterioration. | Category 3 (Recommended): Minor work required to prevent a deterioration of the service provided by the asset. | 30 | 2006-12-19 | 17.3498 | 70.4335 | x | 3 | 2. Minor | 10123 | Predictive Maintenance | 182.5
1012955 | Software Functions | B (Average): Asset is sound, operationally safe and exhibits only minor deterioration. | Category 3 (Recommended): Minor work required to prevent a deterioration of the service provided by the asset. | 5 | 2023-11-07 | 0.46543 | 80.1383 | x | 3 | 4. Significant | 10123 | Predictive Maintenance | 91.25
1012956 | Building Inspections | B (Average): Asset is sound, operationally safe and exhibits only minor deterioration. | Category 3 (Recommended): Minor work required to prevent a deterioration of the service provided by the asset. | 20 | 2011-02-25 | 13.1636 | 68.8364 | x | 3 | 2. Minor | 10123 | Predictive Maintenance | 182.5
1012960 | External Lighting including Illuminated Signs | B (Average): Asset is sound, operationally safe and exhibits only minor deterioration. | Category 3 (Recommended): Minor work required to prevent a deterioration of the service provided by the asset. | 15 | 2012-01-15 | 12.2765 | 65.6313 | x | 3 | 4. Significant | 10123 | Predictive Maintenance | 91.25
1012961 | External Lighting including Illuminated Signs | B (Average): Asset is sound, operationally safe and exhibits only minor deterioration. | Category 3 (Recommended): Minor work required to prevent a deterioration of the service provided by the asset. | 15 | 2012-05-17 | 11.9398 | 66.0803 | x | 3 | 4. Significant | 10123 | Predictive Maintenance | 91.25
1012964 | Fittings, Furnishings and Equipment | B (Average): Asset is sound, operationally safe and exhibits only minor deterioration. | Category 3 (Recommended): Minor work required to prevent a deterioration of the service provided by the asset. | 5 | 2020-05-14 | 3.948 | 66.2081 | x | 3 | 2. Minor | 10123 | Predictive Maintenance | 182.5
1012965 | Floors and Floor Finishes | B (Average): Asset is sound, operationally safe and exhibits only minor deterioration. | Category 3 (Recommended): Minor work required to prevent a deterioration of the service provided by the asset. | 30 | 2008-09-26 | 15.5784 | 71.6144 | x | 3 | 1. Negligible | 10123 | Predictive Maintenance | 182.5
1012966 | Lighting Fittings including Luminaires General | B (Average): Asset is sound, operationally safe and exhibits only minor deterioration. | Category 3 (Recommended): Minor work required to prevent a deterioration of the service provided by the asset. | 20 | 2014-10-02 | 9.5633 | 72.4367 | x | 3 | 3. Moderate | 10123 | Predictive Maintenance | 91.25
1012970 | Internal Walls and Ceilings | B (Average): Asset is sound, operationally safe and exhibits only minor deterioration. | Category 3 (Recommended): Minor work required to prevent a deterioration of the service provided by the asset. | 25 | 2004-03-20 | 20.0986 | 65.9211 | x | 3 | 3. Moderate | 10123 | Predictive Maintenance | 91.25
1012972 | Portable Appliance Testing (PAT) - User Checks, Recorded Formal Visual Inspections and Combined Insp | B (Average): Asset is sound, operationally safe and exhibits only minor deterioration. | Category 3 (Recommended): Minor work required to prevent a deterioration of the service provided by the asset. | 20 | 2018-05-19 | 5.9357 | 76.0643 | x | 3 | 2. Minor | 10123 | Predictive Maintenance | 182.5
1012974 | Rainwater Downpipes and Gutters | B (Average): Asset is sound, operationally safe and exhibits only minor deterioration. | Category 3 (Recommended): Minor work required to prevent a deterioration of the service provided by the asset. | 50 | 2018-12-22 | 5.3415 | 79.8634 | x | 3 | 2. Minor | 10123 | Predictive Maintenance | 182.5
1012976 | Service Drainage | B (Average): Asset is sound, operationally safe and exhibits only minor deterioration. | Category 3 (Recommended): Minor work required to prevent a deterioration of the service provided by the asset. | 25 | 1999-12-28 | 24.3258 | 62.5394 | x | 3 | 4. Significant | 10123 | Predictive Maintenance | 91.25
1012978 | Television and Signal Receiving Equipment | B (Average): Asset is sound, operationally safe and exhibits only minor deterioration. | Category 3 (Recommended): Minor work required to prevent a deterioration of the service provided by the asset. | 15 | 2010-09-19 | 13.5989 | 63.8681 | x | 3 | 3. Moderate | 10123 | Predictive Maintenance | 91.25
1012979 | Ductwork System - General | B (Average): Asset is sound, operationally safe and exhibits only minor deterioration. | Category 3 (Recommended): Minor work required to prevent a deterioration of the service provided by the asset. | 30 | 1995-08-19 | 28.6845 | 62.877 | x | 3 | 3. Moderate | 10123 | Predictive Maintenance | 91.25
1012981 | Manually operated Vertical & Horizontal blinds | B (Average): Asset is sound, operationally safe and exhibits only minor deterioration. | Category 3 (Recommended): Minor work required to prevent a deterioration of the service provided by the asset. | 20 | 2008-01-12 | 16.2847 | 65.7153 | x | 3 | 1. Negligible | 10123 | Predictive Maintenance | 182.5
1012982 | Windows Internal and External | B (Average): Asset is sound, operationally safe and exhibits only minor deterioration. | Category 3 (Recommended): Minor work required to prevent a deterioration of the service provided by the asset. | 36 | 2009-07-14 | 14.7817 | 73.788 | x | 3 | 3. Moderate | 10123 | Predictive Maintenance | 91.25
1012983 | Windows Internal and External | B (Average): Asset is sound, operationally safe and exhibits only minor deterioration. | Category 3 (Recommended): Minor work required to prevent a deterioration of the service provided by the asset. | 37 | 2011-08-03 | 12.7283 | 75.1199 | x | 3 | 3. Moderate | 10123 | Predictive Maintenance | 91.25
1012985 | Locks, handles, hinges Etc. | B (Average): Asset is sound, operationally safe and exhibits only minor deterioration. | Category 3 (Recommended): Minor work required to prevent a deterioration of the service provided by the asset. | 40 | 2020-11-28 | 3.4059 | 78.2971 | x | 4 | 3. Moderate | 12166 | Predictive Maintenance | 91.25
1012986 | Towel Rails, Mirrors, Toilet Roll Holders, Shelves, Pictures etc. | B (Average): Asset is sound, operationally safe and exhibits only minor deterioration. | Category 3 (Recommended): Minor work required to prevent a deterioration of the service provided by the asset. | 30 | 2007-06-26 | 16.8323 | 68.7785 | x | 4 | 2. Minor | 12166 | Predictive Maintenance | 182.5
1012988 | Software Functions | B (Average): Asset is sound, operationally safe and exhibits only minor deterioration. | Category 3 (Recommended): Minor work required to prevent a deterioration of the service provided by the asset. | 5 | 2022-10-20 | 1.514 | 73.9439 | x | 4 | 4. Significant | 12166 | Predictive Maintenance | 91.25
1012989 | Building Inspections | B (Average): Asset is sound, operationally safe and exhibits only minor deterioration. | Category 3 (Recommended): Minor work required to prevent a deterioration of the service provided by the asset. | 20 | 2015-08-08 | 8.7146 | 71.2854 | x | 4 | 2. Minor | 12166 | Predictive Maintenance | 182.5
1012993 | External Lighting including Illuminated Signs | B (Average): Asset is sound, operationally safe and exhibits only minor deterioration. | Category 3 (Recommended): Minor work required to prevent a deterioration of the service provided by the asset. | 15 | 2017-06-30 | 6.82 | 70.9067 | x | 4 | 4. Significant | 12166 | Predictive Maintenance | 91.25
1012994 | External Lighting including Illuminated Signs | B (Average): Asset is sound, operationally safe and exhibits only minor deterioration. | Category 3 (Recommended): Minor work required to prevent a deterioration of the service provided by the asset. | 15 | 2021-12-10 | 2.3737 | 76.835 | x | 4 | 4. Significant | 12166 | Predictive Maintenance | 91.25
1012997 | Fittings, Furnishings and Equipment | B (Average): Asset is sound, operationally safe and exhibits only minor deterioration. | Category 3 (Recommended): Minor work required to prevent a deterioration of the service provided by the asset. | 5 | 2021-08-23 | 2.6721 | 69.3114 | x | 4 | 2. Minor | 12166 | Predictive Maintenance | 182.5
1012998 | Floors and Floor Finishes | B (Average): Asset is sound, operationally safe and exhibits only minor deterioration. | Category 3 (Recommended): Minor work required to prevent a deterioration of the service provided by the asset. | 30 | 2002-02-13 | 22.1958 | 65.2028 | x | 4 | 1. Negligible | 12166 | Predictive Maintenance | 182.5
1012999 | Lighting Fittings including Luminaires General | B (Average): Asset is sound, operationally safe and exhibits only minor deterioration. | Category 3 (Recommended): Minor work required to prevent a deterioration of the service provided by the asset. | 20 | 2013-04-01 | 11.0664 | 68.9336 | x | 4 | 3. Moderate | 12166 | Predictive Maintenance | 91.25
1013003 | Internal Walls and Ceilings | B (Average): Asset is sound, operationally safe and exhibits only minor deterioration. | Category 3 (Recommended): Minor work required to prevent a deterioration of the service provided by the asset. | 25 | 2021-02-04 | 3.2197 | 77.4242 | x | 4 | 3. Moderate | 12166 | Predictive Maintenance | 91.25
1013005 | Portable Appliance Testing (PAT) - User Checks, Recorded Formal Visual Inspections and Combined Insp | B (Average): Asset is sound, operationally safe and exhibits only minor deterioration. | Category 3 (Recommended): Minor work required to prevent a deterioration of the service provided by the asset. | 20 | 2019-06-14 | 4.8652 | 75.1348 | x | 4 | 2. Minor | 12166 | Predictive Maintenance | 182.5
1013007 | Rainwater Downpipes and Gutters | B (Average): Asset is sound, operationally safe and exhibits only minor deterioration. | Category 3 (Recommended): Minor work required to prevent a deterioration of the service provided by the asset. | 50 | 2007-11-02 | 16.4791 | 73.4084 | x | 4 | 2. Minor | 12166 | Predictive Maintenance | 182.5
1013009 | Service Drainage | B (Average): Asset is sound, operationally safe and exhibits only minor deterioration. | Category 3 (Recommended): Minor work required to prevent a deterioration of the service provided by the asset. | 25 | 2004-08-06 | 19.718 | 64.2256 | x | 4 | 4. Significant | 12166 | Predictive Maintenance | 91.25
1013011 | Television and Signal Receiving Equipment | B (Average): Asset is sound, operationally safe and exhibits only minor deterioration. | Category 3 (Recommended): Minor work required to prevent a deterioration of the service provided by the asset. | 15 | 2018-11-25 | 5.4155 | 72.7794 | x | 4 | 3. Moderate | 12166 | Predictive Maintenance | 91.25
1013012 | Ductwork System - General | B (Average): Asset is sound, operationally safe and exhibits only minor deterioration. | Category 3 (Recommended): Minor work required to prevent a deterioration of the service provided by the asset. | 30 | 2000-01-03 | 24.3094 | 63.7937 | x | 4 | 3. Moderate | 12166 | Predictive Maintenance | 91.25
1013014 | Manually operated Vertical & Horizontal blinds | B (Average): Asset is sound, operationally safe and exhibits only minor deterioration. | Category 3 (Recommended): Minor work required to prevent a deterioration of the service provided by the asset. | 20 | 2017-03-11 | 7.1239 | 72.8761 | x | 4 | 1. Negligible | 12166 | Predictive Maintenance | 182.5
1013015 | Windows Internal and External | B (Average): Asset is sound, operationally safe and exhibits only minor deterioration. | Category 3 (Recommended): Minor work required to prevent a deterioration of the service provided by the asset. | 36 | 1999-02-21 | 25.1745 | 66.0141 | x | 4 | 3. Moderate | 12166 | Predictive Maintenance | 91.25
1013016 | Windows Internal and External | B (Average): Asset is sound, operationally safe and exhibits only minor deterioration. | Category 3 (Recommended): Minor work required to prevent a deterioration of the service provided by the asset. | 40 | 2019-03-07 | 5.1362 | 77.4319 | x | 4 | 3. Moderate | 12166 | Predictive Maintenance | 91.25
1013025 | Road & Amenity Lighting | B (Average): Asset is sound, operationally safe and exhibits only minor deterioration. | Category 3 (Recommended): Minor work required to prevent a deterioration of the service provided by the asset. | 15 | 2014-08-28 | 9.6591 | 71.1211 | x | 2 | 4. Significant | 10087 | Predictive Maintenance | 91.25
1013026 | Fences, Railings and Boundary Walls | B (Average): Asset is sound, operationally safe and exhibits only minor deterioration. | Category 3 (Recommended): Minor work required to prevent a deterioration of the service provided by the asset. | 25 | 2007-02-11 | 17.2019 | 70.2385 | x | 2 | 2. Minor | 10087 | Predictive Maintenance | 182.5
1013027 | Grease Traps | B (Average): Asset is sound, operationally safe and exhibits only minor deterioration. | Category 3 (Recommended): Minor work required to prevent a deterioration of the service provided by the asset. | 25 | 2009-03-16 | 15.1102 | 71.9118 | x | 2 | 4. Significant | 10087 | Predictive Maintenance | 91.25
1013029 | Service Drainage | B (Average): Asset is sound, operationally safe and exhibits only minor deterioration. | Category 3 (Recommended): Minor work required to prevent a deterioration of the service provided by the asset. | 25 | 2000-07-14 | 23.781 | 64.9752 | x | 2 | 4. Significant | 10087 | Predictive Maintenance | 91.25
1013030 | Service Drainage | B (Average): Asset is sound, operationally safe and exhibits only minor deterioration. | Category 3 (Recommended): Minor work required to prevent a deterioration of the service provided by the asset. | 25 | 2015-05-19 | 8.9363 | 76.8509 | x | 2 | 4. Significant | 10087 | Predictive Maintenance | 91.25
1013031 | Service Drainage | B (Average): Asset is sound, operationally safe and exhibits only minor deterioration. | Category 3 (Recommended): Minor work required to prevent a deterioration of the service provided by the asset. | 25 | 2001-10-19 | 22.5161 | 65.9871 | x | 2 | 4. Significant | 10087 | Predictive Maintenance | 91.25
1013032 | Below ground installation | B (Average): Asset is sound, operationally safe and exhibits only minor deterioration. | Category 3 (Recommended): Minor work required to prevent a deterioration of the service provided by the asset. | 10 | 2022-06-11 | 1.8727 | 80.2546 | x | 2 | 4. Significant | 10087 | Predictive Maintenance | 91.25
1013033 | Rainwater Drainage | B (Average): Asset is sound, operationally safe and exhibits only minor deterioration. | Category 3 (Recommended): Minor work required to prevent a deterioration of the service provided by the asset. | 20 | 2019-05-20 | 4.9336 | 79.0664 | x | 2 | 4. Significant | 10087 | Predictive Maintenance | 91.25
1013034 | Locks, handles, hinges Etc. | B (Average): Asset is sound, operationally safe and exhibits only minor deterioration. | Category 3 (Recommended): Minor work required to prevent a deterioration of the service provided by the asset. | 40 | 2000-08-06 | 23.718 | 74.141 | x | 1 | 3. Moderate | 10127 | Predictive Maintenance | 91.25
1013035 | Flues (All Combustible Fuels) | B (Average): Asset is sound, operationally safe and exhibits only minor deterioration. | Category 3 (Recommended): Minor work required to prevent a deterioration of the service provided by the asset. | 50 | 1994-07-08 | 29.7988 | 74.0805 | x | 1 | 4. Significant | 10127 | Predictive Maintenance | 91.25
1013036 | Towel Rails, Mirrors, Toilet Roll Holders, Shelves, Pictures etc. | B (Average): Asset is sound, operationally safe and exhibits only minor deterioration. | Category 3 (Recommended): Minor work required to prevent a deterioration of the service provided by the asset. | 30 | 2020-10-04 | 3.5565 | 83.629 | x | 1 | 2. Minor | 10127 | Predictive Maintenance | 182.5
1013038 | Software Functions | B (Average): Asset is sound, operationally safe and exhibits only minor deterioration. | Category 3 (Recommended): Minor work required to prevent a deterioration of the service provided by the asset. | 5 | 2021-10-03 | 2.5599 | 75.7604 | x | 1 | 4. Significant | 10127 | Predictive Maintenance | 91.25
1013039 | Building Inspections | B (Average): Asset is sound, operationally safe and exhibits only minor deterioration. | Category 3 (Recommended): Minor work required to prevent a deterioration of the service provided by the asset. | 20 | 2009-11-29 | 14.4038 | 71.5962 | x | 1 | 2. Minor | 10127 | Predictive Maintenance | 182.5
1013043 | External Lighting including Illuminated Signs | B (Average): Asset is sound, operationally safe and exhibits only minor deterioration. | Category 3 (Recommended): Minor work required to prevent a deterioration of the service provided by the asset. | 15 | 2014-07-10 | 9.7933 | 72.9423 | x | 1 | 4. Significant | 10127 | Predictive Maintenance | 91.25
1013044 | External Lighting including Illuminated Signs | B (Average): Asset is sound, operationally safe and exhibits only minor deterioration. | Category 3 (Recommended): Minor work required to prevent a deterioration of the service provided by the asset. | 15 | 2020-07-21 | 3.7618 | 80.9843 | x | 1 | 4. Significant | 10127 | Predictive Maintenance | 91.25
1013045 | External Lighting including Illuminated Signs | B (Average): Asset is sound, operationally safe and exhibits only minor deterioration. | Category 3 (Recommended): Minor work required to prevent a deterioration of the service provided by the asset. | 15 | 2020-10-01 | 3.5647 | 81.2471 | x | 1 | 4. Significant | 10127 | Predictive Maintenance | 91.25
1013048 | Fittings, Furnishings and Equipment | B (Average): Asset is sound, operationally safe and exhibits only minor deterioration. | Category 3 (Recommended): Minor work required to prevent a deterioration of the service provided by the asset. | 5 | 2022-03-19 | 2.1027 | 77.5893 | x | 1 | 2. Minor | 10127 | Predictive Maintenance | 182.5
1013049 | Floors and Floor Finishes | B (Average): Asset is sound, operationally safe and exhibits only minor deterioration. | Category 3 (Recommended): Minor work required to prevent a deterioration of the service provided by the asset. | 30 | 2010-12-21 | 13.3443 | 77.1038 | x | 1 | 1. Negligible | 10127 | Predictive Maintenance | 182.5
1013051 | Lighting Fittings including Luminaires General | B (Average): Asset is sound, operationally safe and exhibits only minor deterioration. | Category 3 (Recommended): Minor work required to prevent a deterioration of the service provided by the asset. | 20 | 2004-10-22 | 19.5072 | 66.4928 | x | 1 | 3. Moderate | 10127 | Predictive Maintenance | 91.25
1013055 | Internal Walls and Ceilings | B (Average): Asset is sound, operationally safe and exhibits only minor deterioration. | Category 3 (Recommended): Minor work required to prevent a deterioration of the service provided by the asset. | 25 | 2010-10-17 | 13.5222 | 75.1822 | x | 1 | 3. Moderate | 10127 | Predictive Maintenance | 91.25
1013058 | Portable Appliance Testing (PAT) - User Checks, Recorded Formal Visual Inspections and Combined Insp | B (Average): Asset is sound, operationally safe and exhibits only minor deterioration. | Category 3 (Recommended): Minor work required to prevent a deterioration of the service provided by the asset. | 20 | 2017-07-01 | 6.8172 | 79.1828 | x | 1 | 2. Minor | 10127 | Predictive Maintenance | 182.5
1013060 | Rainwater Downpipes and Gutters | B (Average): Asset is sound, operationally safe and exhibits only minor deterioration. | Category 3 (Recommended): Minor work required to prevent a deterioration of the service provided by the asset. | 50 | 1998-01-22 | 26.256 | 75.4976 | x | 1 | 2. Minor | 10127 | Predictive Maintenance | 182.5
1013062 | Service Drainage | B (Average): Asset is sound, operationally safe and exhibits only minor deterioration. | Category 3 (Recommended): Minor work required to prevent a deterioration of the service provided by the asset. | 25 | 2001-11-05 | 22.4695 | 68.0244 | x | 1 | 4. Significant | 10127 | Predictive Maintenance | 91.25
1013065 | Television and Signal Receiving Equipment | B (Average): Asset is sound, operationally safe and exhibits only minor deterioration. | Category 3 (Recommended): Minor work required to prevent a deterioration of the service provided by the asset. | 15 | 2014-09-29 | 9.5715 | 73.238 | x | 1 | 3. Moderate | 10127 | Predictive Maintenance | 91.25
1013066 | Ductwork System - General | B (Average): Asset is sound, operationally safe and exhibits only minor deterioration. | Category 3 (Recommended): Minor work required to prevent a deterioration of the service provided by the asset. | 30 | 1997-02-07 | 27.2115 | 67.859 | x | 1 | 3. Moderate | 10127 | Predictive Maintenance | 91.25
1013068 | Manually operated Vertical & Horizontal blinds | B (Average): Asset is sound, operationally safe and exhibits only minor deterioration. | Category 3 (Recommended): Minor work required to prevent a deterioration of the service provided by the asset. | 20 | 2013-10-02 | 10.5626 | 75.4374 | x | 1 | 1. Negligible | 10127 | Predictive Maintenance | 182.5
1013069 | Windows Internal and External | B (Average): Asset is sound, operationally safe and exhibits only minor deterioration. | Category 3 (Recommended): Minor work required to prevent a deterioration of the service provided by the asset. | 40 | 2017-05-09 | 6.9624 | 82.5188 | x | 1 | 3. Moderate | 10127 | Predictive Maintenance | 91.25
1013070 | Windows Internal and External | B (Average): Asset is sound, operationally safe and exhibits only minor deterioration. | Category 3 (Recommended): Minor work required to prevent a deterioration of the service provided by the asset. | 36 | 2023-10-04 | 0.55852 | 85.6897 | x | 1 | 3. Moderate | 10127 | Predictive Maintenance | 91.25
1013071 | Locks, handles, hinges Etc. | B (Average): Asset is sound, operationally safe and exhibits only minor deterioration. | Category 3 (Recommended): Minor work required to prevent a deterioration of the service provided by the asset. | 40 | 1994-03-07 | 30.1355 | 70.9322 | x | 1 | 3. Moderate | 12343 | Predictive Maintenance | 91.25
1013072 | Towel Rails, Mirrors, Toilet Roll Holders, Shelves, Pictures etc. | B (Average): Asset is sound, operationally safe and exhibits only minor deterioration. | Category 3 (Recommended): Minor work required to prevent a deterioration of the service provided by the asset. | 30 | 2013-11-30 | 10.4011 | 79.0659 | x | 1 | 2. Minor | 12343 | Predictive Maintenance | 182.5
1013073 | Building Inspections | B (Average): Asset is sound, operationally safe and exhibits only minor deterioration. | Category 3 (Recommended): Minor work required to prevent a deterioration of the service provided by the asset. | 20 | 2012-01-10 | 12.2902 | 73.7098 | x | 1 | 2. Minor | 12343 | Predictive Maintenance | 182.5
1013075 | Windows Internal and External | B (Average): Asset is sound, operationally safe and exhibits only minor deterioration. | Category 3 (Recommended): Minor work required to prevent a deterioration of the service provided by the asset. | 36 | 1998-08-11 | 25.7057 | 71.7191 | x | 1 | 3. Moderate | 12343 | Predictive Maintenance | 91.25
1013076 | Windows Internal and External | B (Average): Asset is sound, operationally safe and exhibits only minor deterioration. | Category 3 (Recommended): Minor work required to prevent a deterioration of the service provided by the asset. | 38 | 2010-12-31 | 13.3169 | 78.9911 | x | 1 | 3. Moderate | 12343 | Predictive Maintenance | 91.25
1013078 | Locks, handles, hinges Etc. | B (Average): Asset is sound, operationally safe and exhibits only minor deterioration. | Category 3 (Recommended): Minor work required to prevent a deterioration of the service provided by the asset. | 40 | 2021-11-09 | 2.4586 | 78.7707 | x | 4 | 3. Moderate | 10126 | Predictive Maintenance | 91.25
1013079 | Flues (All Combustible Fuels) | B (Average): Asset is sound, operationally safe and exhibits only minor deterioration. | Category 3 (Recommended): Minor work required to prevent a deterioration of the service provided by the asset. | 30 | 2015-02-19 | 9.18 | 73.88 | x | 4 | 4. Significant | 10126 | Predictive Maintenance | 91.25
1013081 | Towel Rails, Mirrors, Toilet Roll Holders, Shelves, Pictures etc. | B (Average): Asset is sound, operationally safe and exhibits only minor deterioration. | Category 3 (Recommended): Minor work required to prevent a deterioration of the service provided by the asset. | 30 | 2001-04-16 | 23.0253 | 64.6498 | x | 4 | 2. Minor | 10126 | Predictive Maintenance | 182.5
1013083 | Software Functions | B (Average): Asset is sound, operationally safe and exhibits only minor deterioration. | Category 3 (Recommended): Minor work required to prevent a deterioration of the service provided by the asset. | 5 | 2024-01-31 | 0.23272 | 79.0691 | x | 4 | 4. Significant | 10126 | Predictive Maintenance | 91.25
1013084 | Building Inspections | B (Average): Asset is sound, operationally safe and exhibits only minor deterioration. | Category 3 (Recommended): Minor work required to prevent a deterioration of the service provided by the asset. | 20 | 2014-03-06 | 10.1383 | 69.8617 | x | 4 | 2. Minor | 10126 | Predictive Maintenance | 182.5
1013091 | External Lighting including Illuminated Signs | B (Average): Asset is sound, operationally safe and exhibits only minor deterioration. | Category 3 (Recommended): Minor work required to prevent a deterioration of the service provided by the asset. | 15 | 2013-08-26 | 10.6639 | 65.7814 | x | 4 | 4. Significant | 10126 | Predictive Maintenance | 91.25
1013092 | External Lighting including Illuminated Signs | B (Average): Asset is sound, operationally safe and exhibits only minor deterioration. | Category 3 (Recommended): Minor work required to prevent a deterioration of the service provided by the asset. | 15 | 2016-03-31 | 8.0684 | 69.2421 | x | 4 | 4. Significant | 10126 | Predictive Maintenance | 91.25
1013095 | Fittings, Furnishings and Equipment | B (Average): Asset is sound, operationally safe and exhibits only minor deterioration. | Category 3 (Recommended): Minor work required to prevent a deterioration of the service provided by the asset. | 5 | 2023-10-27 | 0.49555 | 78.0178 | x | 4 | 2. Minor | 10126 | Predictive Maintenance | 182.5
1013096 | Floors and Floor Finishes | B (Average): Asset is sound, operationally safe and exhibits only minor deterioration. | Category 3 (Recommended): Minor work required to prevent a deterioration of the service provided by the asset. | 30 | 2011-09-25 | 12.5832 | 71.6112 | x | 4 | 1. Negligible | 10126 | Predictive Maintenance | 182.5
1013098 | Lighting Fittings including Luminaires General | B (Average): Asset is sound, operationally safe and exhibits only minor deterioration. | Category 3 (Recommended): Minor work required to prevent a deterioration of the service provided by the asset. | 20 | 2019-04-22 | 5.0103 | 74.9897 | x | 4 | 3. Moderate | 10126 | Predictive Maintenance | 91.25
1013099 | Lighting Fittings including Luminaires General | B (Average): Asset is sound, operationally safe and exhibits only minor deterioration. | Category 3 (Recommended): Minor work required to prevent a deterioration of the service provided by the asset. | 20 | 2010-03-06 | 14.1383 | 65.8617 | x | 4 | 3. Moderate | 10126 | Predictive Maintenance | 91.25
1013111 | Internal Walls and Ceilings | B (Average): Asset is sound, operationally safe and exhibits only minor deterioration. | Category 3 (Recommended): Minor work required to prevent a deterioration of the service provided by the asset. | 25 | 1999-01-11 | 25.2868 | 59.7706 | x | 4 | 3. Moderate | 10126 | Predictive Maintenance | 91.25
1013115 | Electrical Installation - Generally | B (Average): Asset is sound, operationally safe and exhibits only minor deterioration. | Category 3 (Recommended): Minor work required to prevent a deterioration of the service provided by the asset. | 35 | 1995-11-12 | 28.4517 | 63.7419 | x | 4 | 4. Significant | 10126 | Predictive Maintenance | 91.25
1013116 | Electrical Installation - Generally | B (Average): Asset is sound, operationally safe and exhibits only minor deterioration. | Category 3 (Recommended): Minor work required to prevent a deterioration of the service provided by the asset. | 35 | 2014-10-22 | 9.5086 | 74.5665 | x | 4 | 4. Significant | 10126 | Predictive Maintenance | 91.25
1013117 | Electrical Installation - Generally | B (Average): Asset is sound, operationally safe and exhibits only minor deterioration. | Category 3 (Recommended): Minor work required to prevent a deterioration of the service provided by the asset. | 35 | 2017-07-25 | 6.7515 | 76.142 | x | 4 | 4. Significant | 10126 | Predictive Maintenance | 91.25
1013118 | Electrical Installation - Generally | B (Average): Asset is sound, operationally safe and exhibits only minor deterioration. | Category 3 (Recommended): Minor work required to prevent a deterioration of the service provided by the asset. | 35 | 2022-03-30 | 2.0726 | 78.8157 | x | 4 | 4. Significant | 10126 | Predictive Maintenance | 91.25
1013119 | Electrical Installation - Generally | B (Average): Asset is sound, operationally safe and exhibits only minor deterioration. | Category 3 (Recommended): Minor work required to prevent a deterioration of the service provided by the asset. | 35 | 2009-11-15 | 14.4422 | 71.7473 | x | 4 | 4. Significant | 10126 | Predictive Maintenance | 91.25
1013120 | Portable Appliance Testing (PAT) - User Checks, Recorded Formal Visual Inspections and Combined Insp | B (Average): Asset is sound, operationally safe and exhibits only minor deterioration. | Category 3 (Recommended): Minor work required to prevent a deterioration of the service provided by the asset. | 20 | 2004-11-06 | 19.4661 | 60.5339 | x | 4 | 2. Minor | 10126 | Predictive Maintenance | 182.5
1013122 | Rainwater Downpipes and Gutters | B (Average): Asset is sound, operationally safe and exhibits only minor deterioration. | Category 3 (Recommended): Minor work required to prevent a deterioration of the service provided by the asset. | 50 | 2002-08-01 | 21.7331 | 71.3068 | x | 4 | 2. Minor | 10126 | Predictive Maintenance | 182.5
1013124 | Service Drainage | B (Average): Asset is sound, operationally safe and exhibits only minor deterioration. | Category 3 (Recommended): Minor work required to prevent a deterioration of the service provided by the asset. | 25 | 2000-10-19 | 23.5154 | 61.1877 | x | 4 | 4. Significant | 10126 | Predictive Maintenance | 91.25
1013127 | Television and Signal Receiving Equipment | B (Average): Asset is sound, operationally safe and exhibits only minor deterioration. | Category 3 (Recommended): Minor work required to prevent a deterioration of the service provided by the asset. | 15 | 2017-03-27 | 7.0801 | 70.5599 | x | 4 | 3. Moderate | 10126 | Predictive Maintenance | 91.25
1013128 | Ductwork System - General | B (Average): Asset is sound, operationally safe and exhibits only minor deterioration. | Category 3 (Recommended): Minor work required to prevent a deterioration of the service provided by the asset. | 30 | 2000-07-04 | 23.8084 | 64.1278 | x | 4 | 3. Moderate | 10126 | Predictive Maintenance | 91.25
1013139 | Manually operated Vertical & Horizontal blinds | B (Average): Asset is sound, operationally safe and exhibits only minor deterioration. | Category 3 (Recommended): Minor work required to prevent a deterioration of the service provided by the asset. | 20 | 2012-05-28 | 11.9097 | 68.0903 | x | 4 | 1. Negligible | 10126 | Predictive Maintenance | 182.5
1013140 | Windows Internal and External | B (Average): Asset is sound, operationally safe and exhibits only minor deterioration. | Category 3 (Recommended): Minor work required to prevent a deterioration of the service provided by the asset. | 37 | 2016-04-25 | 8 | 75.6757 | x | 4 | 3. Moderate | 10126 | Predictive Maintenance | 91.25
1013141 | Windows Internal and External | B (Average): Asset is sound, operationally safe and exhibits only minor deterioration. | Category 3 (Recommended): Minor work required to prevent a deterioration of the service provided by the asset. | 40 | 2004-06-13 | 19.8658 | 70.0671 | x | 4 | 3. Moderate | 10126 | Predictive Maintenance | 91.25
1013142 | Locks, handles, hinges Etc. | B (Average): Asset is sound, operationally safe and exhibits only minor deterioration. | Category 3 (Recommended): Minor work required to prevent a deterioration of the service provided by the asset. | 40 | 1999-05-24 | 24.9227 | 69.5387 | x | 3 | 3. Moderate | 12344 | Predictive Maintenance | 91.25
1013143 | Towel Rails, Mirrors, Toilet Roll Holders, Shelves, Pictures etc. | B (Average): Asset is sound, operationally safe and exhibits only minor deterioration. | Category 3 (Recommended): Minor work required to prevent a deterioration of the service provided by the asset. | 30 | 2015-03-04 | 9.1444 | 75.9037 | x | 3 | 2. Minor | 12344 | Predictive Maintenance | 182.5
1013144 | Building Inspections | B (Average): Asset is sound, operationally safe and exhibits only minor deterioration. | Category 3 (Recommended): Minor work required to prevent a deterioration of the service provided by the asset. | 20 | 2011-04-03 | 13.0623 | 68.9377 | x | 3 | 2. Minor | 12344 | Predictive Maintenance | 182.5
1013147 | Windows Internal and External | B (Average): Asset is sound, operationally safe and exhibits only minor deterioration. | Category 3 (Recommended): Minor work required to prevent a deterioration of the service provided by the asset. | 40 | 2008-11-26 | 15.4114 | 74.2943 | x | 3 | 3. Moderate | 12344 | Predictive Maintenance | 91.25
1013148 | Windows Internal and External | B (Average): Asset is sound, operationally safe and exhibits only minor deterioration. | Category 3 (Recommended): Minor work required to prevent a deterioration of the service provided by the asset. | 38 | 2018-02-10 | 6.204 | 78.7348 | x | 3 | 3. Moderate | 12344 | Predictive Maintenance | 91.25
1013149 | Locks, handles, hinges Etc. | B (Average): Asset is sound, operationally safe and exhibits only minor deterioration. | Category 3 (Recommended): Minor work required to prevent a deterioration of the service provided by the asset. | 40 | 2013-10-19 | 10.5161 | 78.742 | x | 2 | 3. Moderate | 12345 | Predictive Maintenance | 91.25
1013150 | Flues (All Combustible Fuels) | B (Average): Asset is sound, operationally safe and exhibits only minor deterioration. | Category 3 (Recommended): Minor work required to prevent a deterioration of the service provided by the asset. | 40 | 2009-10-20 | 14.5133 | 76.7433 | x | 2 | 4. Significant | 12345 | Predictive Maintenance | 91.25
1013151 | Towel Rails, Mirrors, Toilet Roll Holders, Shelves, Pictures etc. | B (Average): Asset is sound, operationally safe and exhibits only minor deterioration. | Category 3 (Recommended): Minor work required to prevent a deterioration of the service provided by the asset. | 30 | 2004-06-26 | 19.8303 | 70.7798 | x | 2 | 2. Minor | 12345 | Predictive Maintenance | 182.5
1013152 | Outstations | B (Average): Asset is sound, operationally safe and exhibits only minor deterioration. | Category 3 (Recommended): Minor work required to prevent a deterioration of the service provided by the asset. | 10 | 2021-04-02 | 3.0637 | 77.8727 | x | 2 | 4. Significant | 12345 | Predictive Maintenance | 91.25
1013153 | Software Functions | B (Average): Asset is sound, operationally safe and exhibits only minor deterioration. | Category 3 (Recommended): Minor work required to prevent a deterioration of the service provided by the asset. | 5 | 2022-10-05 | 1.5551 | 77.7796 | x | 2 | 4. Significant | 12345 | Predictive Maintenance | 91.25
1013154 | Building Inspections | B (Average): Asset is sound, operationally safe and exhibits only minor deterioration. | Category 3 (Recommended): Minor work required to prevent a deterioration of the service provided by the asset. | 20 | 2019-11-25 | 4.4162 | 79.5838 | x | 2 | 2. Minor | 12345 | Predictive Maintenance | 182.5
1013170 | External Lighting including Illuminated Signs | B (Average): Asset is sound, operationally safe and exhibits only minor deterioration. | Category 3 (Recommended): Minor work required to prevent a deterioration of the service provided by the asset. | 15 | 2023-06-22 | 0.84326 | 82.8757 | x | 2 | 4. Significant | 12345 | Predictive Maintenance | 91.25
1013171 | External Lighting including Illuminated Signs | B (Average): Asset is sound, operationally safe and exhibits only minor deterioration. | Category 3 (Recommended): Minor work required to prevent a deterioration of the service provided by the asset. | 15 | 2015-08-21 | 8.679 | 72.428 | x | 2 | 4. Significant | 12345 | Predictive Maintenance | 91.25
1013174 | Fittings, Furnishings and Equipment | B (Average): Asset is sound, operationally safe and exhibits only minor deterioration. | Category 3 (Recommended): Minor work required to prevent a deterioration of the service provided by the asset. | 5 | 2020-10-15 | 3.5264 | 69.8946 | x | 2 | 2. Minor | 12345 | Predictive Maintenance | 182.5
1013175 | Floors and Floor Finishes | B (Average): Asset is sound, operationally safe and exhibits only minor deterioration. | Category 3 (Recommended): Minor work required to prevent a deterioration of the service provided by the asset. | 30 | 2001-09-28 | 22.5736 | 68.9509 | x | 2 | 1. Negligible | 12345 | Predictive Maintenance | 182.5
1013177 | Lighting Fittings including Luminaires General | B (Average): Asset is sound, operationally safe and exhibits only minor deterioration. | Category 3 (Recommended): Minor work required to prevent a deterioration of the service provided by the asset. | 20 | 2012-11-09 | 11.4579 | 72.5421 | x | 2 | 3. Moderate | 12345 | Predictive Maintenance | 91.25
1013191 | Internal Walls and Ceilings | B (Average): Asset is sound, operationally safe and exhibits only minor deterioration. | Category 3 (Recommended): Minor work required to prevent a deterioration of the service provided by the asset. | 25 | 2012-05-23 | 11.9233 | 74.4613 | x | 2 | 3. Moderate | 12345 | Predictive Maintenance | 91.25
1013193 | Portable Appliance Testing (PAT) - User Checks, Recorded Formal Visual Inspections and Combined Insp | B (Average): Asset is sound, operationally safe and exhibits only minor deterioration. | Category 3 (Recommended): Minor work required to prevent a deterioration of the service provided by the asset. | 20 | 2020-01-19 | 4.2656 | 79.7344 | x | 2 | 2. Minor | 12345 | Predictive Maintenance | 182.5
1013195 | Rainwater Downpipes and Gutters | B (Average): Asset is sound, operationally safe and exhibits only minor deterioration. | Category 3 (Recommended): Minor work required to prevent a deterioration of the service provided by the asset. | 50 | 2018-04-29 | 5.9904 | 81.6038 | x | 2 | 2. Minor | 12345 | Predictive Maintenance | 182.5
1013197 | Service Drainage | B (Average): Asset is sound, operationally safe and exhibits only minor deterioration. | Category 3 (Recommended): Minor work required to prevent a deterioration of the service provided by the asset. | 25 | 2021-01-27 | 3.2416 | 81.4067 | x | 2 | 4. Significant | 12345 | Predictive Maintenance | 91.25
1013198 | Service Drainage | B (Average): Asset is sound, operationally safe and exhibits only minor deterioration. | Category 3 (Recommended): Minor work required to prevent a deterioration of the service provided by the asset. | 25 | 2023-09-24 | 0.5859 | 83.5313 | x | 2 | 4. Significant | 12345 | Predictive Maintenance | 91.25
1013201 | Television and Signal Receiving Equipment | B (Average): Asset is sound, operationally safe and exhibits only minor deterioration. | Category 3 (Recommended): Minor work required to prevent a deterioration of the service provided by the asset. | 15 | 2015-08-26 | 8.6653 | 72.4463 | x | 2 | 3. Moderate | 12345 | Predictive Maintenance | 91.25
1013202 | Ductwork System - General | B (Average): Asset is sound, operationally safe and exhibits only minor deterioration. | Category 3 (Recommended): Minor work required to prevent a deterioration of the service provided by the asset. | 30 | 2018-01-12 | 6.2834 | 79.8111 | x | 2 | 3. Moderate | 12345 | Predictive Maintenance | 91.25
1013206 | Manually operated Vertical & Horizontal blinds | B (Average): Asset is sound, operationally safe and exhibits only minor deterioration. | Category 3 (Recommended): Minor work required to prevent a deterioration of the service provided by the asset. | 20 | 2004-10-04 | 19.5565 | 64.4435 | x | 2 | 1. Negligible | 12345 | Predictive Maintenance | 182.5
1013207 | Windows Internal and External | B (Average): Asset is sound, operationally safe and exhibits only minor deterioration. | Category 3 (Recommended): Minor work required to prevent a deterioration of the service provided by the asset. | 36 | 2018-09-24 | 5.5852 | 80.8971 | x | 2 | 3. Moderate | 12345 | Predictive Maintenance | 91.25
1013208 | Windows Internal and External | B (Average): Asset is sound, operationally safe and exhibits only minor deterioration. | Category 3 (Recommended): Minor work required to prevent a deterioration of the service provided by the asset. | 37 | 2013-03-11 | 11.1239 | 77.9871 | x | 2 | 3. Moderate | 12345 | Predictive Maintenance | 91.25
1013210 | External Lighting including Illuminated Signs | B (Average): Asset is sound, operationally safe and exhibits only minor deterioration. | Category 3 (Recommended): Minor work required to prevent a deterioration of the service provided by the asset. | 15 | 2012-02-22 | 12.1725 | 67.77 | x | 2 | 4. Significant | 12345 | Predictive Maintenance | 91.25
1013211 | Fences, Railings and Boundary Walls | B (Average): Asset is sound, operationally safe and exhibits only minor deterioration. | Category 3 (Recommended): Minor work required to prevent a deterioration of the service provided by the asset. | 25 | 2022-03-29 | 2.0753 | 82.3398 | x | 2 | 2. Minor | 12345 | Predictive Maintenance | 182.5
1013212 | Grease Traps | B (Average): Asset is sound, operationally safe and exhibits only minor deterioration. | Category 3 (Recommended): Minor work required to prevent a deterioration of the service provided by the asset. | 25 | 2020-04-05 | 4.0548 | 80.7562 | x | 2 | 4. Significant | 12345 | Predictive Maintenance | 91.25
1013213 | Service Drainage | B (Average): Asset is sound, operationally safe and exhibits only minor deterioration. | Category 3 (Recommended): Minor work required to prevent a deterioration of the service provided by the asset. | 25 | 2011-10-23 | 12.5065 | 73.9948 | x | 2 | 4. Significant | 12345 | Predictive Maintenance | 91.25
1013214 | Below ground installation | B (Average): Asset is sound, operationally safe and exhibits only minor deterioration. | Category 3 (Recommended): Minor work required to prevent a deterioration of the service provided by the asset. | 10 | 2015-05-08 | 8.9665 | 66.0671 | x | 2 | 4. Significant | 12345 | Predictive Maintenance | 91.25
1013215 | Rainwater Drainage | B (Average): Asset is sound, operationally safe and exhibits only minor deterioration. | Category 3 (Recommended): Minor work required to prevent a deterioration of the service provided by the asset. | 20 | 2009-04-30 | 14.987 | 69.013 | x | 2 | 4. Significant | 12345 | Predictive Maintenance | 91.25
1013217 | Locks, handles, hinges Etc. | B (Average): Asset is sound, operationally safe and exhibits only minor deterioration. | Category 3 (Recommended): Minor work required to prevent a deterioration of the service provided by the asset. | 40 | 2014-08-29 | 9.6564 | 75.1718 | x | 4 | 3. Moderate | 10316 | Predictive Maintenance | 91.25
1013218 | Flues (All Combustible Fuels) | B (Average): Asset is sound, operationally safe and exhibits only minor deterioration. | Category 3 (Recommended): Minor work required to prevent a deterioration of the service provided by the asset. | 15 | 2019-07-31 | 4.7365 | 73.6847 | x | 4 | 4. Significant | 10316 | Predictive Maintenance | 91.25
1013219 | Flues (All Combustible Fuels) | B (Average): Asset is sound, operationally safe and exhibits only minor deterioration. | Category 3 (Recommended): Minor work required to prevent a deterioration of the service provided by the asset. | 40 | 2004-05-14 | 19.948 | 70.026 | x | 4 | 4. Significant | 10316 | Predictive Maintenance | 91.25
1013223 | Towel Rails, Mirrors, Toilet Roll Holders, Shelves, Pictures etc. | B (Average): Asset is sound, operationally safe and exhibits only minor deterioration. | Category 3 (Recommended): Minor work required to prevent a deterioration of the service provided by the asset. | 30 | 1994-01-26 | 30.245 | 59.8366 | x | 4 | 2. Minor | 10316 | Predictive Maintenance | 182.5
1013224 | Towel Rails, Mirrors, Toilet Roll Holders, Shelves, Pictures etc. | B (Average): Asset is sound, operationally safe and exhibits only minor deterioration. | Category 3 (Recommended): Minor work required to prevent a deterioration of the service provided by the asset. | 30 | 2013-12-04 | 10.3901 | 73.0732 | x | 4 | 2. Minor | 10316 | Predictive Maintenance | 182.5
1013225 | Towel Rails, Mirrors, Toilet Roll Holders, Shelves, Pictures etc. | B (Average): Asset is sound, operationally safe and exhibits only minor deterioration. | Category 3 (Recommended): Minor work required to prevent a deterioration of the service provided by the asset. | 30 | 2011-12-17 | 12.3559 | 71.7627 | x | 4 | 2. Minor | 10316 | Predictive Maintenance | 182.5
1013227 | Software Functions | B (Average): Asset is sound, operationally safe and exhibits only minor deterioration. | Category 3 (Recommended): Minor work required to prevent a deterioration of the service provided by the asset. | 5 | 2021-08-05 | 2.7214 | 69.1143 | x | 4 | 4. Significant | 10316 | Predictive Maintenance | 91.25
1013228 | Building Inspections | B (Average): Asset is sound, operationally safe and exhibits only minor deterioration. | Category 3 (Recommended): Minor work required to prevent a deterioration of the service provided by the asset. | 20 | 2018-02-03 | 6.2231 | 73.7769 | x | 4 | 2. Minor | 10316 | Predictive Maintenance | 182.5
1013238 | External Lighting including Illuminated Signs | B (Average): Asset is sound, operationally safe and exhibits only minor deterioration. | Category 3 (Recommended): Minor work required to prevent a deterioration of the service provided by the asset. | 15 | 2016-12-25 | 7.332 | 70.224 | x | 4 | 4. Significant | 10316 | Predictive Maintenance | 91.25
1013239 | External Lighting including Illuminated Signs | B (Average): Asset is sound, operationally safe and exhibits only minor deterioration. | Category 3 (Recommended): Minor work required to prevent a deterioration of the service provided by the asset. | 15 | 2015-10-07 | 8.5503 | 68.5996 | x | 4 | 4. Significant | 10316 | Predictive Maintenance | 91.25
1013244 | Fittings, Furnishings and Equipment | B (Average): Asset is sound, operationally safe and exhibits only minor deterioration. | Category 3 (Recommended): Minor work required to prevent a deterioration of the service provided by the asset. | 5 | 2022-01-16 | 2.2724 | 70.9103 | x | 4 | 2. Minor | 10316 | Predictive Maintenance | 182.5
1013245 | Fittings, Furnishings and Equipment | B (Average): Asset is sound, operationally safe and exhibits only minor deterioration. | Category 3 (Recommended): Minor work required to prevent a deterioration of the service provided by the asset. | 5 | 2022-12-17 | 1.3552 | 74.5791 | x | 4 | 2. Minor | 10316 | Predictive Maintenance | 182.5
1013246 | Fittings, Furnishings and Equipment | B (Average): Asset is sound, operationally safe and exhibits only minor deterioration. | Category 3 (Recommended): Minor work required to prevent a deterioration of the service provided by the asset. | 5 | 2023-05-23 | 0.92539 | 76.2984 | x | 4 | 2. Minor | 10316 | Predictive Maintenance | 182.5
1013247 | Fittings, Furnishings and Equipment | B (Average): Asset is sound, operationally safe and exhibits only minor deterioration. | Category 3 (Recommended): Minor work required to prevent a deterioration of the service provided by the asset. | 5 | 2021-06-12 | 2.8693 | 68.5229 | x | 4 | 2. Minor | 10316 | Predictive Maintenance | 182.5
1013248 | Fittings, Furnishings and Equipment | B (Average): Asset is sound, operationally safe and exhibits only minor deterioration. | Category 3 (Recommended): Minor work required to prevent a deterioration of the service provided by the asset. | 5 | 2022-02-03 | 2.2231 | 71.1075 | x | 4 | 2. Minor | 10316 | Predictive Maintenance | 182.5
1013249 | Fittings, Furnishings and Equipment | B (Average): Asset is sound, operationally safe and exhibits only minor deterioration. | Category 3 (Recommended): Minor work required to prevent a deterioration of the service provided by the asset. | 5 | 2020-04-17 | 4.0219 | 63.9124 | x | 4 | 2. Minor | 10316 | Predictive Maintenance | 182.5
1013250 | Fittings, Furnishings and Equipment | B (Average): Asset is sound, operationally safe and exhibits only minor deterioration. | Category 3 (Recommended): Minor work required to prevent a deterioration of the service provided by the asset. | 5 | 2021-07-01 | 2.8172 | 68.731 | x | 4 | 2. Minor | 10316 | Predictive Maintenance | 182.5
1013251 | Fittings, Furnishings and Equipment | B (Average): Asset is sound, operationally safe and exhibits only minor deterioration. | Category 3 (Recommended): Minor work required to prevent a deterioration of the service provided by the asset. | 5 | 2021-12-06 | 2.3847 | 70.4613 | x | 4 | 2. Minor | 10316 | Predictive Maintenance | 182.5
1013252 | Fittings, Furnishings and Equipment | B (Average): Asset is sound, operationally safe and exhibits only minor deterioration. | Category 3 (Recommended): Minor work required to prevent a deterioration of the service provided by the asset. | 5 | 2022-08-29 | 1.6564 | 73.3744 | x | 4 | 2. Minor | 10316 | Predictive Maintenance | 182.5
1013253 | Floors and Floor Finishes | B (Average): Asset is sound, operationally safe and exhibits only minor deterioration. | Category 3 (Recommended): Minor work required to prevent a deterioration of the service provided by the asset. | 30 | 2006-05-11 | 17.9576 | 68.0283 | x | 4 | 1. Negligible | 10316 | Predictive Maintenance | 182.5
1013254 | Laboratory Fume Cupboard | B (Average): Asset is sound, operationally safe and exhibits only minor deterioration. | Category 3 (Recommended): Minor work required to prevent a deterioration of the service provided by the asset. | 15 | 2015-05-19 | 8.9363 | 68.0849 | x | 4 | 4. Significant | 10316 | Predictive Maintenance | 91.25
1013256 | Lighting Fittings including Luminaires General | B (Average): Asset is sound, operationally safe and exhibits only minor deterioration. | Category 3 (Recommended): Minor work required to prevent a deterioration of the service provided by the asset. | 20 | 2019-01-17 | 5.2704 | 74.7296 | x | 4 | 3. Moderate | 10316 | Predictive Maintenance | 91.25
1013257 | Lighting Fittings including Luminaires General | B (Average): Asset is sound, operationally safe and exhibits only minor deterioration. | Category 3 (Recommended): Minor work required to prevent a deterioration of the service provided by the asset. | 20 | 2020-09-09 | 3.6249 | 76.3751 | x | 4 | 3. Moderate | 10316 | Predictive Maintenance | 91.25
1013258 | Lighting Fittings including Luminaires General | B (Average): Asset is sound, operationally safe and exhibits only minor deterioration. | Category 3 (Recommended): Minor work required to prevent a deterioration of the service provided by the asset. | 20 | 2006-01-16 | 18.2724 | 61.7276 | x | 4 | 3. Moderate | 10316 | Predictive Maintenance | 91.25
1013259 | Lighting Fittings including Luminaires General | B (Average): Asset is sound, operationally safe and exhibits only minor deterioration. | Category 3 (Recommended): Minor work required to prevent a deterioration of the service provided by the asset. | 20 | 2010-11-16 | 13.4401 | 66.5599 | x | 4 | 3. Moderate | 10316 | Predictive Maintenance | 91.25
1013260 | Lighting Fittings including Luminaires General | B (Average): Asset is sound, operationally safe and exhibits only minor deterioration. | Category 3 (Recommended): Minor work required to prevent a deterioration of the service provided by the asset. | 20 | 2004-08-09 | 19.7098 | 60.2902 | x | 4 | 3. Moderate | 10316 | Predictive Maintenance | 91.25
1013261 | Lighting Fittings including Luminaires General | B (Average): Asset is sound, operationally safe and exhibits only minor deterioration. | Category 3 (Recommended): Minor work required to prevent a deterioration of the service provided by the asset. | 20 | 2013-02-12 | 11.1978 | 68.8022 | x | 4 | 3. Moderate | 10316 | Predictive Maintenance | 91.25
1013262 | Lighting Fittings including Luminaires General | B (Average): Asset is sound, operationally safe and exhibits only minor deterioration. | Category 3 (Recommended): Minor work required to prevent a deterioration of the service provided by the asset. | 20 | 2022-09-21 | 1.5934 | 78.4066 | x | 4 | 3. Moderate | 10316 | Predictive Maintenance | 91.25
1013263 | Lighting Fittings including Luminaires General | B (Average): Asset is sound, operationally safe and exhibits only minor deterioration. | Category 3 (Recommended): Minor work required to prevent a deterioration of the service provided by the asset. | 20 | 2023-12-28 | 0.3258 | 79.6742 | x | 4 | 3. Moderate | 10316 | Predictive Maintenance | 91.25
1013264 | Lighting Fittings including Luminaires General | B (Average): Asset is sound, operationally safe and exhibits only minor deterioration. | Category 3 (Recommended): Minor work required to prevent a deterioration of the service provided by the asset. | 20 | 2013-01-30 | 11.2334 | 68.7666 | x | 4 | 3. Moderate | 10316 | Predictive Maintenance | 91.25
1013265 | Lighting Fittings including Luminaires General | B (Average): Asset is sound, operationally safe and exhibits only minor deterioration. | Category 3 (Recommended): Minor work required to prevent a deterioration of the service provided by the asset. | 20 | 2018-08-14 | 5.6975 | 74.3025 | x | 4 | 3. Moderate | 10316 | Predictive Maintenance | 91.25
1013266 | Lighting Fittings including Luminaires General | B (Average): Asset is sound, operationally safe and exhibits only minor deterioration. | Category 3 (Recommended): Minor work required to prevent a deterioration of the service provided by the asset. | 20 | 2016-08-10 | 7.707 | 72.293 | x | 4 | 3. Moderate | 10316 | Predictive Maintenance | 91.25
1013267 | Lighting Fittings including Luminaires General | B (Average): Asset is sound, operationally safe and exhibits only minor deterioration. | Category 3 (Recommended): Minor work required to prevent a deterioration of the service provided by the asset. | 20 | 2017-02-19 | 7.1786 | 72.8214 | x | 4 | 3. Moderate | 10316 | Predictive Maintenance | 91.25
1013268 | Lighting Fittings including Luminaires General | B (Average): Asset is sound, operationally safe and exhibits only minor deterioration. | Category 3 (Recommended): Minor work required to prevent a deterioration of the service provided by the asset. | 20 | 2017-07-10 | 6.7926 | 73.2074 | x | 4 | 3. Moderate | 10316 | Predictive Maintenance | 91.25
1013269 | Lighting Fittings including Luminaires General | B (Average): Asset is sound, operationally safe and exhibits only minor deterioration. | Category 3 (Recommended): Minor work required to prevent a deterioration of the service provided by the asset. | 20 | 2020-04-24 | 4.0027 | 75.9973 | x | 4 | 3. Moderate | 10316 | Predictive Maintenance | 91.25
1013270 | Lighting Fittings including Luminaires General | B (Average): Asset is sound, operationally safe and exhibits only minor deterioration. | Category 3 (Recommended): Minor work required to prevent a deterioration of the service provided by the asset. | 20 | 2011-09-03 | 12.6434 | 67.3566 | x | 4 | 3. Moderate | 10316 | Predictive Maintenance | 91.25
1013271 | Lighting Fittings including Luminaires General | B (Average): Asset is sound, operationally safe and exhibits only minor deterioration. | Category 3 (Recommended): Minor work required to prevent a deterioration of the service provided by the asset. | 20 | 2006-10-31 | 17.4839 | 62.5161 | x | 4 | 3. Moderate | 10316 | Predictive Maintenance | 91.25
1013272 | Lighting Fittings including Luminaires General | B (Average): Asset is sound, operationally safe and exhibits only minor deterioration. | Category 3 (Recommended): Minor work required to prevent a deterioration of the service provided by the asset. | 20 | 2006-03-03 | 18.1465 | 61.8535 | x | 4 | 3. Moderate | 10316 | Predictive Maintenance | 91.25
1013273 | Lighting Fittings including Luminaires General | B (Average): Asset is sound, operationally safe and exhibits only minor deterioration. | Category 3 (Recommended): Minor work required to prevent a deterioration of the service provided by the asset. | 20 | 2008-04-20 | 16.0137 | 63.9863 | x | 4 | 3. Moderate | 10316 | Predictive Maintenance | 91.25
1013274 | Lighting Fittings including Luminaires General | B (Average): Asset is sound, operationally safe and exhibits only minor deterioration. | Category 3 (Recommended): Minor work required to prevent a deterioration of the service provided by the asset. | 20 | 2005-04-20 | 19.0144 | 60.9856 | x | 4 | 3. Moderate | 10316 | Predictive Maintenance | 91.25
1013275 | Lighting Fittings including Luminaires General | B (Average): Asset is sound, operationally safe and exhibits only minor deterioration. | Category 3 (Recommended): Minor work required to prevent a deterioration of the service provided by the asset. | 20 | 2012-11-10 | 11.4552 | 68.5448 | x | 4 | 3. Moderate | 10316 | Predictive Maintenance | 91.25
1013276 | Lighting Fittings including Luminaires General | B (Average): Asset is sound, operationally safe and exhibits only minor deterioration. | Category 3 (Recommended): Minor work required to prevent a deterioration of the service provided by the asset. | 20 | 2016-02-11 | 8.2026 | 71.7974 | x | 4 | 3. Moderate | 10316 | Predictive Maintenance | 91.25
1013277 | Lighting Fittings including Luminaires General | B (Average): Asset is sound, operationally safe and exhibits only minor deterioration. | Category 3 (Recommended): Minor work required to prevent a deterioration of the service provided by the asset. | 20 | 2006-10-22 | 17.5086 | 62.4914 | x | 4 | 3. Moderate | 10316 | Predictive Maintenance | 91.25
1013278 | Lighting Fittings including Luminaires General | B (Average): Asset is sound, operationally safe and exhibits only minor deterioration. | Category 3 (Recommended): Minor work required to prevent a deterioration of the service provided by the asset. | 20 | 2005-04-26 | 18.9979 | 61.0021 | x | 4 | 3. Moderate | 10316 | Predictive Maintenance | 91.25
1013279 | Lighting Fittings including Luminaires General | B (Average): Asset is sound, operationally safe and exhibits only minor deterioration. | Category 3 (Recommended): Minor work required to prevent a deterioration of the service provided by the asset. | 20 | 2008-02-01 | 16.23 | 63.77 | x | 4 | 3. Moderate | 10316 | Predictive Maintenance | 91.25
1013280 | Lighting Fittings including Luminaires General | B (Average): Asset is sound, operationally safe and exhibits only minor deterioration. | Category 3 (Recommended): Minor work required to prevent a deterioration of the service provided by the asset. | 20 | 2017-10-01 | 6.5654 | 73.4346 | x | 4 | 3. Moderate | 10316 | Predictive Maintenance | 91.25
1013281 | Lighting Fittings including Luminaires General | B (Average): Asset is sound, operationally safe and exhibits only minor deterioration. | Category 3 (Recommended): Minor work required to prevent a deterioration of the service provided by the asset. | 20 | 2018-08-03 | 5.7276 | 74.2724 | x | 4 | 3. Moderate | 10316 | Predictive Maintenance | 91.25
1013282 | Lighting Fittings including Luminaires General | B (Average): Asset is sound, operationally safe and exhibits only minor deterioration. | Category 3 (Recommended): Minor work required to prevent a deterioration of the service provided by the asset. | 20 | 2022-11-02 | 1.4784 | 78.5216 | x | 4 | 3. Moderate | 10316 | Predictive Maintenance | 91.25
1013283 | Lighting Fittings including Luminaires General | B (Average): Asset is sound, operationally safe and exhibits only minor deterioration. | Category 3 (Recommended): Minor work required to prevent a deterioration of the service provided by the asset. | 20 | 2013-09-21 | 10.5927 | 69.4073 | x | 4 | 3. Moderate | 10316 | Predictive Maintenance | 91.25
1013284 | Lighting Fittings including Luminaires General | B (Average): Asset is sound, operationally safe and exhibits only minor deterioration. | Category 3 (Recommended): Minor work required to prevent a deterioration of the service provided by the asset. | 20 | 2011-05-04 | 12.9774 | 67.0226 | x | 4 | 3. Moderate | 10316 | Predictive Maintenance | 91.25
1013285 | Lighting Fittings including Luminaires General | B (Average): Asset is sound, operationally safe and exhibits only minor deterioration. | Category 3 (Recommended): Minor work required to prevent a deterioration of the service provided by the asset. | 20 | 2023-06-02 | 0.89802 | 79.102 | x | 4 | 3. Moderate | 10316 | Predictive Maintenance | 91.25
1013286 | Lighting Fittings including Luminaires General | B (Average): Asset is sound, operationally safe and exhibits only minor deterioration. | Category 3 (Recommended): Minor work required to prevent a deterioration of the service provided by the asset. | 20 | 2017-09-13 | 6.6146 | 73.3854 | x | 4 | 3. Moderate | 10316 | Predictive Maintenance | 91.25
1013287 | Lighting Fittings including Luminaires General | B (Average): Asset is sound, operationally safe and exhibits only minor deterioration. | Category 3 (Recommended): Minor work required to prevent a deterioration of the service provided by the asset. | 20 | 2013-06-10 | 10.8747 | 69.1253 | x | 4 | 3. Moderate | 10316 | Predictive Maintenance | 91.25
1013288 | Lighting Fittings including Luminaires General | B (Average): Asset is sound, operationally safe and exhibits only minor deterioration. | Category 3 (Recommended): Minor work required to prevent a deterioration of the service provided by the asset. | 20 | 2016-03-05 | 8.1396 | 71.8604 | x | 4 | 3. Moderate | 10316 | Predictive Maintenance | 91.25
1013289 | Lighting Fittings including Luminaires General | B (Average): Asset is sound, operationally safe and exhibits only minor deterioration. | Category 3 (Recommended): Minor work required to prevent a deterioration of the service provided by the asset. | 20 | 2018-03-23 | 6.0917 | 73.9083 | x | 4 | 3. Moderate | 10316 | Predictive Maintenance | 91.25
1013290 | Lighting Fittings including Luminaires General | B (Average): Asset is sound, operationally safe and exhibits only minor deterioration. | Category 3 (Recommended): Minor work required to prevent a deterioration of the service provided by the asset. | 20 | 2020-07-31 | 3.7344 | 76.2656 | x | 4 | 3. Moderate | 10316 | Predictive Maintenance | 91.25
1013291 | Lighting Fittings including Luminaires General | B (Average): Asset is sound, operationally safe and exhibits only minor deterioration. | Category 3 (Recommended): Minor work required to prevent a deterioration of the service provided by the asset. | 20 | 2006-07-21 | 17.7632 | 62.2368 | x | 4 | 3. Moderate | 10316 | Predictive Maintenance | 91.25
1013292 | Lighting Fittings including Luminaires General | B (Average): Asset is sound, operationally safe and exhibits only minor deterioration. | Category 3 (Recommended): Minor work required to prevent a deterioration of the service provided by the asset. | 20 | 2017-08-10 | 6.7077 | 73.2923 | x | 4 | 3. Moderate | 10316 | Predictive Maintenance | 91.25
1013293 | Lighting Fittings including Luminaires General | B (Average): Asset is sound, operationally safe and exhibits only minor deterioration. | Category 3 (Recommended): Minor work required to prevent a deterioration of the service provided by the asset. | 20 | 2023-04-21 | 1.013 | 78.987 | x | 4 | 3. Moderate | 10316 | Predictive Maintenance | 91.25
1013294 | Lighting Fittings including Luminaires General | B (Average): Asset is sound, operationally safe and exhibits only minor deterioration. | Category 3 (Recommended): Minor work required to prevent a deterioration of the service provided by the asset. | 20 | 2023-06-06 | 0.88706 | 79.1129 | x | 4 | 3. Moderate | 10316 | Predictive Maintenance | 91.25
1013295 | Lighting Fittings including Luminaires General | B (Average): Asset is sound, operationally safe and exhibits only minor deterioration. | Category 3 (Recommended): Minor work required to prevent a deterioration of the service provided by the asset. | 20 | 2012-08-06 | 11.718 | 68.282 | x | 4 | 3. Moderate | 10316 | Predictive Maintenance | 91.25
1013296 | Lighting Fittings including Luminaires General | B (Average): Asset is sound, operationally safe and exhibits only minor deterioration. | Category 3 (Recommended): Minor work required to prevent a deterioration of the service provided by the asset. | 20 | 2013-07-01 | 10.8172 | 69.1828 | x | 4 | 3. Moderate | 10316 | Predictive Maintenance | 91.25
1013297 | Lighting Fittings including Luminaires General | B (Average): Asset is sound, operationally safe and exhibits only minor deterioration. | Category 3 (Recommended): Minor work required to prevent a deterioration of the service provided by the asset. | 20 | 2012-04-17 | 12.0219 | 67.9781 | x | 4 | 3. Moderate | 10316 | Predictive Maintenance | 91.25
1013298 | Lighting Fittings including Luminaires General | B (Average): Asset is sound, operationally safe and exhibits only minor deterioration. | Category 3 (Recommended): Minor work required to prevent a deterioration of the service provided by the asset. | 20 | 2020-05-22 | 3.9261 | 76.0739 | x | 4 | 3. Moderate | 10316 | Predictive Maintenance | 91.25
1013299 | Lighting Fittings including Luminaires General | B (Average): Asset is sound, operationally safe and exhibits only minor deterioration. | Category 3 (Recommended): Minor work required to prevent a deterioration of the service provided by the asset. | 20 | 2018-09-12 | 5.6181 | 74.3819 | x | 4 | 3. Moderate | 10316 | Predictive Maintenance | 91.25
1013300 | Lighting Fittings including Luminaires General | B (Average): Asset is sound, operationally safe and exhibits only minor deterioration. | Category 3 (Recommended): Minor work required to prevent a deterioration of the service provided by the asset. | 20 | 2024-01-02 | 0.31211 | 79.6879 | x | 4 | 3. Moderate | 10316 | Predictive Maintenance | 91.25
1013335 | Internal Walls and Ceilings | B (Average): Asset is sound, operationally safe and exhibits only minor deterioration. | Category 3 (Recommended): Minor work required to prevent a deterioration of the service provided by the asset. | 25 | 2018-03-08 | 6.1328 | 75.0938 | x | 4 | 3. Moderate | 10316 | Predictive Maintenance | 91.25
1013336 | Internal Walls and Ceilings | B (Average): Asset is sound, operationally safe and exhibits only minor deterioration. | Category 3 (Recommended): Minor work required to prevent a deterioration of the service provided by the asset. | 25 | 2013-02-08 | 11.2088 | 71.033 | x | 4 | 3. Moderate | 10316 | Predictive Maintenance | 91.25
1013337 | Internal Walls and Ceilings | B (Average): Asset is sound, operationally safe and exhibits only minor deterioration. | Category 3 (Recommended): Minor work required to prevent a deterioration of the service provided by the asset. | 25 | 2007-04-10 | 17.0431 | 66.3655 | x | 4 | 3. Moderate | 10316 | Predictive Maintenance | 91.25
1013338 | Internal Walls and Ceilings | B (Average): Asset is sound, operationally safe and exhibits only minor deterioration. | Category 3 (Recommended): Minor work required to prevent a deterioration of the service provided by the asset. | 25 | 2021-06-08 | 2.8802 | 77.6958 | x | 4 | 3. Moderate | 10316 | Predictive Maintenance | 91.25
1013339 | Internal Walls and Ceilings | B (Average): Asset is sound, operationally safe and exhibits only minor deterioration. | Category 3 (Recommended): Minor work required to prevent a deterioration of the service provided by the asset. | 25 | 2015-03-28 | 9.0787 | 72.737 | x | 4 | 3. Moderate | 10316 | Predictive Maintenance | 91.25
1013340 | Internal Walls and Ceilings | B (Average): Asset is sound, operationally safe and exhibits only minor deterioration. | Category 3 (Recommended): Minor work required to prevent a deterioration of the service provided by the asset. | 25 | 2006-08-22 | 17.6756 | 65.8595 | x | 4 | 3. Moderate | 10316 | Predictive Maintenance | 91.25
1013341 | Internal Walls and Ceilings | B (Average): Asset is sound, operationally safe and exhibits only minor deterioration. | Category 3 (Recommended): Minor work required to prevent a deterioration of the service provided by the asset. | 25 | 2001-10-20 | 22.5133 | 61.9893 | x | 4 | 3. Moderate | 10316 | Predictive Maintenance | 91.25
1013351 | Portable Appliance Testing (PAT) - User Checks, Recorded Formal Visual Inspections and Combined Insp | B (Average): Asset is sound, operationally safe and exhibits only minor deterioration. | Category 3 (Recommended): Minor work required to prevent a deterioration of the service provided by the asset. | 20 | 2021-11-26 | 2.412 | 77.588 | x | 4 | 2. Minor | 10316 | Predictive Maintenance | 182.5
1013353 | Rainwater Downpipes and Gutters | B (Average): Asset is sound, operationally safe and exhibits only minor deterioration. | Category 3 (Recommended): Minor work required to prevent a deterioration of the service provided by the asset. | 50 | 2007-09-17 | 16.6051 | 73.358 | x | 4 | 2. Minor | 10316 | Predictive Maintenance | 182.5
1013359 | Service Drainage | B (Average): Asset is sound, operationally safe and exhibits only minor deterioration. | Category 3 (Recommended): Minor work required to prevent a deterioration of the service provided by the asset. | 25 | 2002-05-10 | 21.9603 | 62.4318 | x | 4 | 4. Significant | 10316 | Predictive Maintenance | 91.25
1013360 | Service Drainage | B (Average): Asset is sound, operationally safe and exhibits only minor deterioration. | Category 3 (Recommended): Minor work required to prevent a deterioration of the service provided by the asset. | 25 | 2019-10-13 | 4.5339 | 76.3729 | x | 4 | 4. Significant | 10316 | Predictive Maintenance | 91.25
1013361 | Service Drainage | B (Average): Asset is sound, operationally safe and exhibits only minor deterioration. | Category 3 (Recommended): Minor work required to prevent a deterioration of the service provided by the asset. | 25 | 2009-06-21 | 14.8446 | 68.1243 | x | 4 | 4. Significant | 10316 | Predictive Maintenance | 91.25
1013362 | Service Drainage | B (Average): Asset is sound, operationally safe and exhibits only minor deterioration. | Category 3 (Recommended): Minor work required to prevent a deterioration of the service provided by the asset. | 25 | 2010-04-08 | 14.0479 | 68.7617 | x | 4 | 4. Significant | 10316 | Predictive Maintenance | 91.25
1013363 | Service Drainage | B (Average): Asset is sound, operationally safe and exhibits only minor deterioration. | Category 3 (Recommended): Minor work required to prevent a deterioration of the service provided by the asset. | 25 | 2006-07-10 | 17.7933 | 65.7654 | x | 4 | 4. Significant | 10316 | Predictive Maintenance | 91.25
1013364 | Service Drainage | B (Average): Asset is sound, operationally safe and exhibits only minor deterioration. | Category 3 (Recommended): Minor work required to prevent a deterioration of the service provided by the asset. | 25 | 2006-12-09 | 17.3771 | 66.0983 | x | 4 | 4. Significant | 10316 | Predictive Maintenance | 91.25
1013365 | Service Drainage | B (Average): Asset is sound, operationally safe and exhibits only minor deterioration. | Category 3 (Recommended): Minor work required to prevent a deterioration of the service provided by the asset. | 25 | 2016-02-28 | 8.1561 | 73.4752 | x | 4 | 4. Significant | 10316 | Predictive Maintenance | 91.25
1013366 | Service Drainage | B (Average): Asset is sound, operationally safe and exhibits only minor deterioration. | Category 3 (Recommended): Minor work required to prevent a deterioration of the service provided by the asset. | 25 | 2003-05-05 | 20.9747 | 63.2203 | x | 4 | 4. Significant | 10316 | Predictive Maintenance | 91.25
1013367 | Service Drainage | B (Average): Asset is sound, operationally safe and exhibits only minor deterioration. | Category 3 (Recommended): Minor work required to prevent a deterioration of the service provided by the asset. | 25 | 1999-12-06 | 24.386 | 60.4912 | x | 4 | 4. Significant | 10316 | Predictive Maintenance | 91.25
1013368 | Service Drainage | B (Average): Asset is sound, operationally safe and exhibits only minor deterioration. | Category 3 (Recommended): Minor work required to prevent a deterioration of the service provided by the asset. | 25 | 2007-03-18 | 17.1061 | 66.3151 | x | 4 | 4. Significant | 10316 | Predictive Maintenance | 91.25
1013369 | Service Drainage | B (Average): Asset is sound, operationally safe and exhibits only minor deterioration. | Category 3 (Recommended): Minor work required to prevent a deterioration of the service provided by the asset. | 25 | 2019-08-13 | 4.7009 | 76.2393 | x | 4 | 4. Significant | 10316 | Predictive Maintenance | 91.25
1013370 | Service Drainage | B (Average): Asset is sound, operationally safe and exhibits only minor deterioration. | Category 3 (Recommended): Minor work required to prevent a deterioration of the service provided by the asset. | 25 | 2016-05-14 | 7.948 | 73.6416 | x | 4 | 4. Significant | 10316 | Predictive Maintenance | 91.25
1013373 | Television and Signal Receiving Equipment | B (Average): Asset is sound, operationally safe and exhibits only minor deterioration. | Category 3 (Recommended): Minor work required to prevent a deterioration of the service provided by the asset. | 15 | 2018-05-27 | 5.9138 | 72.115 | x | 4 | 3. Moderate | 10316 | Predictive Maintenance | 91.25
1013374 | Pipework, filters etc. | B (Average): Asset is sound, operationally safe and exhibits only minor deterioration. | Category 3 (Recommended): Minor work required to prevent a deterioration of the service provided by the asset. | 20 | 2011-05-10 | 12.961 | 67.039 | x | 4 | 3. Moderate | 10316 | Predictive Maintenance | 91.25
1013375 | Ductwork System - General | B (Average): Asset is sound, operationally safe and exhibits only minor deterioration. | Category 3 (Recommended): Minor work required to prevent a deterioration of the service provided by the asset. | 30 | 2006-01-09 | 18.2916 | 67.8056 | x | 4 | 3. Moderate | 10316 | Predictive Maintenance | 91.25
1013387 | Manually operated Vertical & Horizontal blinds | B (Average): Asset is sound, operationally safe and exhibits only minor deterioration. | Category 3 (Recommended): Minor work required to prevent a deterioration of the service provided by the asset. | 20 | 2013-02-16 | 11.1869 | 68.8131 | x | 4 | 1. Negligible | 10316 | Predictive Maintenance | 182.5
1013388 | Manually operated Vertical & Horizontal blinds | B (Average): Asset is sound, operationally safe and exhibits only minor deterioration. | Category 3 (Recommended): Minor work required to prevent a deterioration of the service provided by the asset. | 20 | 2014-05-06 | 9.9713 | 70.0287 | x | 4 | 1. Negligible | 10316 | Predictive Maintenance | 182.5
1013389 | Manually operated Vertical & Horizontal blinds | B (Average): Asset is sound, operationally safe and exhibits only minor deterioration. | Category 3 (Recommended): Minor work required to prevent a deterioration of the service provided by the asset. | 20 | 2007-07-18 | 16.7721 | 63.2279 | x | 4 | 1. Negligible | 10316 | Predictive Maintenance | 182.5
1013390 | Windows Internal and External | B (Average): Asset is sound, operationally safe and exhibits only minor deterioration. | Category 3 (Recommended): Minor work required to prevent a deterioration of the service provided by the asset. | 40 | 1997-10-01 | 26.5654 | 66.7173 | x | 4 | 3. Moderate | 10316 | Predictive Maintenance | 91.25
1013391 | Windows Internal and External | B (Average): Asset is sound, operationally safe and exhibits only minor deterioration. | Category 3 (Recommended): Minor work required to prevent a deterioration of the service provided by the asset. | 38 | 2020-10-16 | 3.5236 | 78.1455 | x | 4 | 3. Moderate | 10316 | Predictive Maintenance | 91.25
1013393 | Locks, handles, hinges Etc. | B (Average): Asset is sound, operationally safe and exhibits only minor deterioration. | Category 3 (Recommended): Minor work required to prevent a deterioration of the service provided by the asset. | 40 | 1998-10-17 | 25.5222 | 69.2389 | x | 3 | 3. Moderate | 11970 | Predictive Maintenance | 91.25
1013394 | Flues (All Combustible Fuels) | B (Average): Asset is sound, operationally safe and exhibits only minor deterioration. | Category 3 (Recommended): Minor work required to prevent a deterioration of the service provided by the asset. | 40 | 2019-05-02 | 4.9829 | 79.5086 | x | 3 | 4. Significant | 11970 | Predictive Maintenance | 91.25
1013395 | Towel Rails, Mirrors, Toilet Roll Holders, Shelves, Pictures etc. | C (Poor): Asset is operational but major repair or replacement will be needed. | Category 3 (Recommended): Minor work required to prevent a deterioration of the service provided by the asset. | 30 | 1995-01-28 | 29.2402 | 48.5065 | x | 3 | 2. Minor | 11970 | Predictive Maintenance | 182.5
1013396 | Towel Rails, Mirrors, Toilet Roll Holders, Shelves, Pictures etc. | C (Poor): Asset is operational but major repair or replacement will be needed. | Category 3 (Recommended): Minor work required to prevent a deterioration of the service provided by the asset. | 30 | 2015-04-23 | 9.0075 | 61.995 | x | 3 | 2. Minor | 11970 | Predictive Maintenance | 182.5
1013397 | Towel Rails, Mirrors, Toilet Roll Holders, Shelves, Pictures etc. | C (Poor): Asset is operational but major repair or replacement will be needed. | Category 3 (Recommended): Minor work required to prevent a deterioration of the service provided by the asset. | 30 | 2007-04-18 | 17.0212 | 56.6525 | x | 3 | 2. Minor | 11970 | Predictive Maintenance | 182.5
1013398 | Towel Rails, Mirrors, Toilet Roll Holders, Shelves, Pictures etc. | C (Poor): Asset is operational but major repair or replacement will be needed. | Category 3 (Recommended): Minor work required to prevent a deterioration of the service provided by the asset. | 30 | 2020-10-02 | 3.5619 | 65.6254 | x | 3 | 2. Minor | 11970 | Predictive Maintenance | 182.5
1013400 | Software Functions | B (Average): Asset is sound, operationally safe and exhibits only minor deterioration. | Category 3 (Recommended): Minor work required to prevent a deterioration of the service provided by the asset. | 5 | 2021-04-27 | 2.9952 | 70.0192 | x | 3 | 4. Significant | 11970 | Predictive Maintenance | 91.25
1013401 | Building Inspections | B (Average): Asset is sound, operationally safe and exhibits only minor deterioration. | Category 3 (Recommended): Minor work required to prevent a deterioration of the service provided by the asset. | 20 | 2019-08-30 | 4.6543 | 77.3457 | x | 3 | 2. Minor | 11970 | Predictive Maintenance | 182.5
1013402 | Catering Equipment | B (Average): Asset is sound, operationally safe and exhibits only minor deterioration. | Category 3 (Recommended): Minor work required to prevent a deterioration of the service provided by the asset. | 15 | 2019-03-01 | 5.1526 | 75.1298 | x | 3 | 2. Minor | 11970 | Predictive Maintenance | 182.5
1013405 | External Lighting including Illuminated Signs | B (Average): Asset is sound, operationally safe and exhibits only minor deterioration. | Category 3 (Recommended): Minor work required to prevent a deterioration of the service provided by the asset. | 15 | 2021-08-12 | 2.7023 | 78.397 | x | 3 | 4. Significant | 11970 | Predictive Maintenance | 91.25
1013408 | Fittings, Furnishings and Equipment | B (Average): Asset is sound, operationally safe and exhibits only minor deterioration. | Category 3 (Recommended): Minor work required to prevent a deterioration of the service provided by the asset. | 5 | 2021-02-23 | 3.1677 | 69.3292 | x | 3 | 2. Minor | 11970 | Predictive Maintenance | 182.5
1013409 | Floors and Floor Finishes | B (Average): Asset is sound, operationally safe and exhibits only minor deterioration. | Category 3 (Recommended): Minor work required to prevent a deterioration of the service provided by the asset. | 30 | 2020-03-18 | 4.104 | 79.264 | x | 3 | 1. Negligible | 11970 | Predictive Maintenance | 182.5
1013411 | Lighting Fittings including Luminaires General | B (Average): Asset is sound, operationally safe and exhibits only minor deterioration. | Category 3 (Recommended): Minor work required to prevent a deterioration of the service provided by the asset. | 20 | 2010-01-11 | 14.2861 | 67.7139 | x | 3 | 3. Moderate | 11970 | Predictive Maintenance | 91.25
1013412 | Lighting Fittings including Luminaires General | B (Average): Asset is sound, operationally safe and exhibits only minor deterioration. | Category 3 (Recommended): Minor work required to prevent a deterioration of the service provided by the asset. | 20 | 2013-04-04 | 11.0582 | 70.9418 | x | 3 | 3. Moderate | 11970 | Predictive Maintenance | 91.25
1013413 | Lighting Fittings including Luminaires General | B (Average): Asset is sound, operationally safe and exhibits only minor deterioration. | Category 3 (Recommended): Minor work required to prevent a deterioration of the service provided by the asset. | 20 | 2024-01-27 | 0.24367 | 81.7563 | x | 3 | 3. Moderate | 11970 | Predictive Maintenance | 91.25
1013414 | Lighting Fittings including Luminaires General | B (Average): Asset is sound, operationally safe and exhibits only minor deterioration. | Category 3 (Recommended): Minor work required to prevent a deterioration of the service provided by the asset. | 20 | 2015-10-23 | 8.5065 | 73.4935 | x | 3 | 3. Moderate | 11970 | Predictive Maintenance | 91.25
1013423 | Internal Walls and Ceilings | B (Average): Asset is sound, operationally safe and exhibits only minor deterioration. | Category 3 (Recommended): Minor work required to prevent a deterioration of the service provided by the asset. | 25 | 2011-08-01 | 12.7337 | 71.813 | x | 3 | 3. Moderate | 11970 | Predictive Maintenance | 91.25
1013425 | Portable Appliance Testing (PAT) - User Checks, Recorded Formal Visual Inspections and Combined Insp | B (Average): Asset is sound, operationally safe and exhibits only minor deterioration. | Category 3 (Recommended): Minor work required to prevent a deterioration of the service provided by the asset. | 20 | 2017-06-25 | 6.8337 | 75.1663 | x | 3 | 2. Minor | 11970 | Predictive Maintenance | 182.5
1013427 | Rainwater Downpipes and Gutters | B (Average): Asset is sound, operationally safe and exhibits only minor deterioration. | Category 3 (Recommended): Minor work required to prevent a deterioration of the service provided by the asset. | 50 | 1996-02-28 | 28.1561 | 70.7376 | x | 3 | 2. Minor | 11970 | Predictive Maintenance | 182.5
1013429 | Service Drainage | B (Average): Asset is sound, operationally safe and exhibits only minor deterioration. | Category 3 (Recommended): Minor work required to prevent a deterioration of the service provided by the asset. | 25 | 2002-07-17 | 21.7741 | 64.5807 | x | 3 | 4. Significant | 11970 | Predictive Maintenance | 91.25
1013430 | Service Drainage | B (Average): Asset is sound, operationally safe and exhibits only minor deterioration. | Category 3 (Recommended): Minor work required to prevent a deterioration of the service provided by the asset. | 25 | 2022-06-22 | 1.8426 | 80.5259 | x | 3 | 4. Significant | 11970 | Predictive Maintenance | 91.25
1013431 | Service Drainage | B (Average): Asset is sound, operationally safe and exhibits only minor deterioration. | Category 3 (Recommended): Minor work required to prevent a deterioration of the service provided by the asset. | 25 | 2009-03-02 | 15.1485 | 69.8812 | x | 3 | 4. Significant | 11970 | Predictive Maintenance | 91.25
1013434 | Television and Signal Receiving Equipment | B (Average): Asset is sound, operationally safe and exhibits only minor deterioration. | Category 3 (Recommended): Minor work required to prevent a deterioration of the service provided by the asset. | 15 | 2016-06-20 | 7.8467 | 71.5378 | x | 3 | 3. Moderate | 11970 | Predictive Maintenance | 91.25
1013435 | Ductwork System - General | B (Average): Asset is sound, operationally safe and exhibits only minor deterioration. | Category 3 (Recommended): Minor work required to prevent a deterioration of the service provided by the asset. | 30 | 2003-09-26 | 20.5804 | 68.2797 | x | 3 | 3. Moderate | 11970 | Predictive Maintenance | 91.25
1013441 | Manually operated Vertical & Horizontal blinds | B (Average): Asset is sound, operationally safe and exhibits only minor deterioration. | Category 3 (Recommended): Minor work required to prevent a deterioration of the service provided by the asset. | 20 | 2012-05-20 | 11.9316 | 70.0684 | x | 3 | 1. Negligible | 11970 | Predictive Maintenance | 182.5
1013442 | Windows Internal and External | B (Average): Asset is sound, operationally safe and exhibits only minor deterioration. | Category 3 (Recommended): Minor work required to prevent a deterioration of the service provided by the asset. | 36 | 2019-01-03 | 5.3087 | 79.0507 | x | 3 | 3. Moderate | 11970 | Predictive Maintenance | 91.25
1013443 | Windows Internal and External | B (Average): Asset is sound, operationally safe and exhibits only minor deterioration. | Category 3 (Recommended): Minor work required to prevent a deterioration of the service provided by the asset. | 37 | 2012-08-08 | 11.7125 | 75.6689 | x | 3 | 3. Moderate | 11970 | Predictive Maintenance | 91.25
1013444 | Locks, handles, hinges Etc. | B (Average): Asset is sound, operationally safe and exhibits only minor deterioration. | Category 3 (Recommended): Minor work required to prevent a deterioration of the service provided by the asset. | 40 | 2014-11-30 | 9.4018 | 75.2991 | x | 4 | 3. Moderate | 10177 | Predictive Maintenance | 91.25
1013445 | Flues (All Combustible Fuels) | B (Average): Asset is sound, operationally safe and exhibits only minor deterioration. | Category 3 (Recommended): Minor work required to prevent a deterioration of the service provided by the asset. | 15 | 2023-02-25 | 1.1636 | 78.4486 | x | 4 | 4. Significant | 10177 | Predictive Maintenance | 91.25
1013448 | Towel Rails, Mirrors, Toilet Roll Holders, Shelves, Pictures etc. | B (Average): Asset is sound, operationally safe and exhibits only minor deterioration. | Category 3 (Recommended): Minor work required to prevent a deterioration of the service provided by the asset. | 30 | 2021-02-10 | 3.2033 | 77.8645 | x | 4 | 2. Minor | 10177 | Predictive Maintenance | 182.5
1013450 | Software Functions | B (Average): Asset is sound, operationally safe and exhibits only minor deterioration. | Category 3 (Recommended): Minor work required to prevent a deterioration of the service provided by the asset. | 5 | 2023-02-28 | 1.1554 | 75.3785 | x | 4 | 4. Significant | 10177 | Predictive Maintenance | 91.25
1013451 | Building Inspections | B (Average): Asset is sound, operationally safe and exhibits only minor deterioration. | Category 3 (Recommended): Minor work required to prevent a deterioration of the service provided by the asset. | 20 | 2018-07-04 | 5.8097 | 74.1903 | x | 4 | 2. Minor | 10177 | Predictive Maintenance | 182.5
1013452 | Catering Equipment | A (Good): Asset is as new and can be expected to perform adequately to its full normal life if maintained appropriately. | Category 4 (Normal): No work required beyond normal maintenance. | 15 | 2021-11-24 | 2.4175 | 90.7766 | x | 4 | 2. Minor | 10177 | Predictive Maintenance | 365
1013455 | External Lighting including Illuminated Signs | B (Average): Asset is sound, operationally safe and exhibits only minor deterioration. | Category 3 (Recommended): Minor work required to prevent a deterioration of the service provided by the asset. | 15 | 2020-11-07 | 3.4634 | 75.3822 | x | 4 | 4. Significant | 10177 | Predictive Maintenance | 91.25
1013456 | External Lighting including Illuminated Signs | B (Average): Asset is sound, operationally safe and exhibits only minor deterioration. | Category 3 (Recommended): Minor work required to prevent a deterioration of the service provided by the asset. | 15 | 2022-07-01 | 1.8179 | 77.5761 | x | 4 | 4. Significant | 10177 | Predictive Maintenance | 91.25
1013459 | Fittings, Furnishings and Equipment | B (Average): Asset is sound, operationally safe and exhibits only minor deterioration. | Category 3 (Recommended): Minor work required to prevent a deterioration of the service provided by the asset. | 5 | 2020-05-14 | 3.948 | 64.2081 | x | 4 | 2. Minor | 10177 | Predictive Maintenance | 182.5
1013460 | Fittings, Furnishings and Equipment | B (Average): Asset is sound, operationally safe and exhibits only minor deterioration. | Category 3 (Recommended): Minor work required to prevent a deterioration of the service provided by the asset. | 5 | 2022-02-20 | 2.1766 | 71.2936 | x | 4 | 2. Minor | 10177 | Predictive Maintenance | 182.5
1013461 | Floors and Floor Finishes | B (Average): Asset is sound, operationally safe and exhibits only minor deterioration. | Category 3 (Recommended): Minor work required to prevent a deterioration of the service provided by the asset. | 30 | 2000-12-22 | 23.3402 | 64.4399 | x | 4 | 1. Negligible | 10177 | Predictive Maintenance | 182.5
1013463 | Lighting Fittings including Luminaires General | B (Average): Asset is sound, operationally safe and exhibits only minor deterioration. | Category 3 (Recommended): Minor work required to prevent a deterioration of the service provided by the asset. | 20 | 2014-10-27 | 9.4949 | 70.5051 | x | 4 | 3. Moderate | 10177 | Predictive Maintenance | 91.25
1013464 | Lighting Fittings including Luminaires General | B (Average): Asset is sound, operationally safe and exhibits only minor deterioration. | Category 3 (Recommended): Minor work required to prevent a deterioration of the service provided by the asset. | 20 | 2013-03-06 | 11.1376 | 68.8624 | x | 4 | 3. Moderate | 10177 | Predictive Maintenance | 91.25
1013465 | Lighting Fittings including Luminaires General | B (Average): Asset is sound, operationally safe and exhibits only minor deterioration. | Category 3 (Recommended): Minor work required to prevent a deterioration of the service provided by the asset. | 20 | 2013-05-19 | 10.935 | 69.065 | x | 4 | 3. Moderate | 10177 | Predictive Maintenance | 91.25
1013466 | Lighting Fittings including Luminaires General | B (Average): Asset is sound, operationally safe and exhibits only minor deterioration. | Category 3 (Recommended): Minor work required to prevent a deterioration of the service provided by the asset. | 20 | 2013-02-18 | 11.1814 | 68.8186 | x | 4 | 3. Moderate | 10177 | Predictive Maintenance | 91.25
1013467 | Lighting Fittings including Luminaires General | B (Average): Asset is sound, operationally safe and exhibits only minor deterioration. | Category 3 (Recommended): Minor work required to prevent a deterioration of the service provided by the asset. | 20 | 2007-04-21 | 17.013 | 62.987 | x | 4 | 3. Moderate | 10177 | Predictive Maintenance | 91.25
1013468 | Lighting Fittings including Luminaires General | B (Average): Asset is sound, operationally safe and exhibits only minor deterioration. | Category 3 (Recommended): Minor work required to prevent a deterioration of the service provided by the asset. | 20 | 2010-09-10 | 13.6235 | 66.3765 | x | 4 | 3. Moderate | 10177 | Predictive Maintenance | 91.25
1013498 | Internal Walls and Ceilings | B (Average): Asset is sound, operationally safe and exhibits only minor deterioration. | Category 3 (Recommended): Minor work required to prevent a deterioration of the service provided by the asset. | 25 | 2016-05-06 | 7.9699 | 73.6241 | x | 4 | 3. Moderate | 10177 | Predictive Maintenance | 91.25
1013499 | Internal Walls and Ceilings | B (Average): Asset is sound, operationally safe and exhibits only minor deterioration. | Category 3 (Recommended): Minor work required to prevent a deterioration of the service provided by the asset. | 25 | 2012-06-16 | 11.8576 | 70.5139 | x | 4 | 3. Moderate | 10177 | Predictive Maintenance | 91.25
1013500 | Internal Walls and Ceilings | B (Average): Asset is sound, operationally safe and exhibits only minor deterioration. | Category 3 (Recommended): Minor work required to prevent a deterioration of the service provided by the asset. | 25 | 2018-11-09 | 5.4593 | 75.6326 | x | 4 | 3. Moderate | 10177 | Predictive Maintenance | 91.25
1013501 | Internal Walls and Ceilings | B (Average): Asset is sound, operationally safe and exhibits only minor deterioration. | Category 3 (Recommended): Minor work required to prevent a deterioration of the service provided by the asset. | 25 | 2007-10-23 | 16.5065 | 66.7948 | x | 4 | 3. Moderate | 10177 | Predictive Maintenance | 91.25
1013502 | Internal Walls and Ceilings | B (Average): Asset is sound, operationally safe and exhibits only minor deterioration. | Category 3 (Recommended): Minor work required to prevent a deterioration of the service provided by the asset. | 25 | 2019-08-27 | 4.6626 | 76.27 | x | 4 | 3. Moderate | 10177 | Predictive Maintenance | 91.25
1013503 | Internal Walls and Ceilings | B (Average): Asset is sound, operationally safe and exhibits only minor deterioration. | Category 3 (Recommended): Minor work required to prevent a deterioration of the service provided by the asset. | 25 | 2005-07-03 | 18.8118 | 64.9506 | x | 4 | 3. Moderate | 10177 | Predictive Maintenance | 91.25
1013510 | Portable Appliance Testing (PAT) - User Checks, Recorded Formal Visual Inspections and Combined Insp | B (Average): Asset is sound, operationally safe and exhibits only minor deterioration. | Category 3 (Recommended): Minor work required to prevent a deterioration of the service provided by the asset. | 20 | 2015-07-13 | 8.7858 | 71.2142 | x | 4 | 2. Minor | 10177 | Predictive Maintenance | 182.5
1013512 | Rainwater Downpipes and Gutters | B (Average): Asset is sound, operationally safe and exhibits only minor deterioration. | Category 3 (Recommended): Minor work required to prevent a deterioration of the service provided by the asset. | 50 | 2005-09-24 | 18.5845 | 72.5662 | x | 4 | 2. Minor | 10177 | Predictive Maintenance | 182.5
1013516 | Service Drainage | B (Average): Asset is sound, operationally safe and exhibits only minor deterioration. | Category 3 (Recommended): Minor work required to prevent a deterioration of the service provided by the asset. | 25 | 2002-05-03 | 21.9795 | 62.4164 | x | 4 | 4. Significant | 10177 | Predictive Maintenance | 91.25
1013517 | Service Drainage | B (Average): Asset is sound, operationally safe and exhibits only minor deterioration. | Category 3 (Recommended): Minor work required to prevent a deterioration of the service provided by the asset. | 25 | 2023-09-25 | 0.58316 | 79.5335 | x | 4 | 4. Significant | 10177 | Predictive Maintenance | 91.25
1013518 | Service Drainage | B (Average): Asset is sound, operationally safe and exhibits only minor deterioration. | Category 3 (Recommended): Minor work required to prevent a deterioration of the service provided by the asset. | 25 | 2023-10-28 | 0.49281 | 79.6057 | x | 4 | 4. Significant | 10177 | Predictive Maintenance | 91.25
1013519 | Service Drainage | B (Average): Asset is sound, operationally safe and exhibits only minor deterioration. | Category 3 (Recommended): Minor work required to prevent a deterioration of the service provided by the asset. | 25 | 2009-06-27 | 14.8282 | 68.1374 | x | 4 | 4. Significant | 10177 | Predictive Maintenance | 91.25
1013520 | Service Drainage | B (Average): Asset is sound, operationally safe and exhibits only minor deterioration. | Category 3 (Recommended): Minor work required to prevent a deterioration of the service provided by the asset. | 25 | 2004-09-04 | 19.6386 | 64.2891 | x | 4 | 4. Significant | 10177 | Predictive Maintenance | 91.25
1013524 | Television and Signal Receiving Equipment | B (Average): Asset is sound, operationally safe and exhibits only minor deterioration. | Category 3 (Recommended): Minor work required to prevent a deterioration of the service provided by the asset. | 15 | 2019-04-14 | 5.0322 | 73.2904 | x | 4 | 3. Moderate | 10177 | Predictive Maintenance | 91.25
1013525 | Ductwork System - General | B (Average): Asset is sound, operationally safe and exhibits only minor deterioration. | Category 3 (Recommended): Minor work required to prevent a deterioration of the service provided by the asset. | 30 | 2015-02-28 | 9.1554 | 73.8964 | x | 4 | 3. Moderate | 10177 | Predictive Maintenance | 91.25
1013536 | Manually operated Vertical & Horizontal blinds | B (Average): Asset is sound, operationally safe and exhibits only minor deterioration. | Category 3 (Recommended): Minor work required to prevent a deterioration of the service provided by the asset. | 20 | 2023-09-10 | 0.62423 | 79.3758 | x | 4 | 1. Negligible | 10177 | Predictive Maintenance | 182.5
1013537 | Windows Internal and External | B (Average): Asset is sound, operationally safe and exhibits only minor deterioration. | Category 3 (Recommended): Minor work required to prevent a deterioration of the service provided by the asset. | 40 | 1997-03-11 | 27.1239 | 66.4381 | x | 4 | 3. Moderate | 10177 | Predictive Maintenance | 91.25
1013538 | Windows Internal and External | B (Average): Asset is sound, operationally safe and exhibits only minor deterioration. | Category 3 (Recommended): Minor work required to prevent a deterioration of the service provided by the asset. | 40 | 2015-01-17 | 9.2704 | 75.3648 | x | 4 | 3. Moderate | 10177 | Predictive Maintenance | 91.25
1013539 | Locks, handles, hinges Etc. | B (Average): Asset is sound, operationally safe and exhibits only minor deterioration. | Category 3 (Recommended): Minor work required to prevent a deterioration of the service provided by the asset. | 40 | 2004-03-03 | 20.1451 | 75.9274 | x | 1 | 3. Moderate | 11964 | Predictive Maintenance | 91.25
1013540 | Locks, handles, hinges Etc. | B (Average): Asset is sound, operationally safe and exhibits only minor deterioration. | Category 3 (Recommended): Minor work required to prevent a deterioration of the service provided by the asset. | 40 | 2023-10-28 | 0.49281 | 85.7536 | x | 1 | 3. Moderate | 11964 | Predictive Maintenance | 91.25
1013541 | Flues (All Combustible Fuels) | B (Average): Asset is sound, operationally safe and exhibits only minor deterioration. | Category 3 (Recommended): Minor work required to prevent a deterioration of the service provided by the asset. | 50 | 2008-12-19 | 15.3484 | 79.8606 | x | 1 | 4. Significant | 11964 | Predictive Maintenance | 91.25
1013542 | Towel Rails, Mirrors, Toilet Roll Holders, Shelves, Pictures etc. | B (Average): Asset is sound, operationally safe and exhibits only minor deterioration. | Category 3 (Recommended): Minor work required to prevent a deterioration of the service provided by the asset. | 30 | 2000-03-20 | 24.0986 | 69.9343 | x | 1 | 2. Minor | 11964 | Predictive Maintenance | 182.5
1013544 | Software Functions | B (Average): Asset is sound, operationally safe and exhibits only minor deterioration. | Category 3 (Recommended): Minor work required to prevent a deterioration of the service provided by the asset. | 5 | 2022-07-08 | 1.7988 | 78.8049 | x | 1 | 4. Significant | 11964 | Predictive Maintenance | 91.25
1013545 | Building Inspections | B (Average): Asset is sound, operationally safe and exhibits only minor deterioration. | Category 3 (Recommended): Minor work required to prevent a deterioration of the service provided by the asset. | 20 | 2008-05-01 | 15.9836 | 70.0164 | x | 1 | 2. Minor | 11964 | Predictive Maintenance | 182.5
1013569 | External Lighting including Illuminated Signs | B (Average): Asset is sound, operationally safe and exhibits only minor deterioration. | Category 3 (Recommended): Minor work required to prevent a deterioration of the service provided by the asset. | 15 | 2017-09-14 | 6.6119 | 77.1841 | x | 1 | 4. Significant | 11964 | Predictive Maintenance | 91.25
1013572 | Fittings, Furnishings and Equipment | B (Average): Asset is sound, operationally safe and exhibits only minor deterioration. | Category 3 (Recommended): Minor work required to prevent a deterioration of the service provided by the asset. | 5 | 2022-01-25 | 2.2478 | 77.0089 | x | 1 | 2. Minor | 11964 | Predictive Maintenance | 182.5
1013573 | Fittings, Furnishings and Equipment | B (Average): Asset is sound, operationally safe and exhibits only minor deterioration. | Category 3 (Recommended): Minor work required to prevent a deterioration of the service provided by the asset. | 5 | 2023-07-01 | 0.81862 | 82.7255 | x | 1 | 2. Minor | 11964 | Predictive Maintenance | 182.5
1013574 | Floors and Floor Finishes | B (Average): Asset is sound, operationally safe and exhibits only minor deterioration. | Category 3 (Recommended): Minor work required to prevent a deterioration of the service provided by the asset. | 30 | 2010-12-22 | 13.3415 | 77.1056 | x | 1 | 1. Negligible | 11964 | Predictive Maintenance | 182.5
1013576 | Lighting Fittings including Luminaires General | B (Average): Asset is sound, operationally safe and exhibits only minor deterioration. | Category 3 (Recommended): Minor work required to prevent a deterioration of the service provided by the asset. | 20 | 2019-03-06 | 5.1389 | 80.8611 | x | 1 | 3. Moderate | 11964 | Predictive Maintenance | 91.25
1013577 | Lighting Fittings including Luminaires General | B (Average): Asset is sound, operationally safe and exhibits only minor deterioration. | Category 3 (Recommended): Minor work required to prevent a deterioration of the service provided by the asset. | 20 | 2020-04-05 | 4.0548 | 81.9452 | x | 1 | 3. Moderate | 11964 | Predictive Maintenance | 91.25
1013578 | Lighting Fittings including Luminaires General | B (Average): Asset is sound, operationally safe and exhibits only minor deterioration. | Category 3 (Recommended): Minor work required to prevent a deterioration of the service provided by the asset. | 20 | 2023-04-26 | 0.99932 | 85.0007 | x | 1 | 3. Moderate | 11964 | Predictive Maintenance | 91.25
1013579 | Lighting Fittings including Luminaires General | B (Average): Asset is sound, operationally safe and exhibits only minor deterioration. | Category 3 (Recommended): Minor work required to prevent a deterioration of the service provided by the asset. | 20 | 2021-03-24 | 3.0883 | 82.9117 | x | 1 | 3. Moderate | 11964 | Predictive Maintenance | 91.25
1013580 | Lighting Fittings including Luminaires General | B (Average): Asset is sound, operationally safe and exhibits only minor deterioration. | Category 3 (Recommended): Minor work required to prevent a deterioration of the service provided by the asset. | 20 | 2021-03-02 | 3.1485 | 82.8515 | x | 1 | 3. Moderate | 11964 | Predictive Maintenance | 91.25
1013598 | Internal Walls and Ceilings | B (Average): Asset is sound, operationally safe and exhibits only minor deterioration. | Category 3 (Recommended): Minor work required to prevent a deterioration of the service provided by the asset. | 25 | 2004-09-15 | 19.6085 | 70.3132 | x | 1 | 3. Moderate | 11964 | Predictive Maintenance | 91.25
1013603 | Portable Appliance Testing (PAT) - User Checks, Recorded Formal Visual Inspections and Combined Insp | B (Average): Asset is sound, operationally safe and exhibits only minor deterioration. | Category 3 (Recommended): Minor work required to prevent a deterioration of the service provided by the asset. | 20 | 2004-01-11 | 20.2875 | 65.7125 | x | 1 | 2. Minor | 11964 | Predictive Maintenance | 182.5
1013605 | Rainwater Downpipes and Gutters | B (Average): Asset is sound, operationally safe and exhibits only minor deterioration. | Category 3 (Recommended): Minor work required to prevent a deterioration of the service provided by the asset. | 50 | 2005-12-16 | 18.3573 | 78.6571 | x | 1 | 2. Minor | 11964 | Predictive Maintenance | 182.5
1013607 | Service Drainage | B (Average): Asset is sound, operationally safe and exhibits only minor deterioration. | Category 3 (Recommended): Minor work required to prevent a deterioration of the service provided by the asset. | 25 | 2017-12-06 | 6.3847 | 80.8923 | x | 1 | 4. Significant | 11964 | Predictive Maintenance | 91.25
1013608 | Service Drainage | B (Average): Asset is sound, operationally safe and exhibits only minor deterioration. | Category 3 (Recommended): Minor work required to prevent a deterioration of the service provided by the asset. | 25 | 2021-12-23 | 2.3381 | 84.1295 | x | 1 | 4. Significant | 11964 | Predictive Maintenance | 91.25
1013609 | Service Drainage | B (Average): Asset is sound, operationally safe and exhibits only minor deterioration. | Category 3 (Recommended): Minor work required to prevent a deterioration of the service provided by the asset. | 25 | 2022-11-10 | 1.4565 | 84.8348 | x | 1 | 4. Significant | 11964 | Predictive Maintenance | 91.25
1013613 | Television and Signal Receiving Equipment | B (Average): Asset is sound, operationally safe and exhibits only minor deterioration. | Category 3 (Recommended): Minor work required to prevent a deterioration of the service provided by the asset. | 15 | 2018-01-13 | 6.2806 | 77.6258 | x | 1 | 3. Moderate | 11964 | Predictive Maintenance | 91.25
1013614 | Ductwork System - General | B (Average): Asset is sound, operationally safe and exhibits only minor deterioration. | Category 3 (Recommended): Minor work required to prevent a deterioration of the service provided by the asset. | 30 | 2006-08-27 | 17.6619 | 74.2254 | x | 1 | 3. Moderate | 11964 | Predictive Maintenance | 91.25
1013616 | Manually operated Vertical & Horizontal blinds | B (Average): Asset is sound, operationally safe and exhibits only minor deterioration. | Category 3 (Recommended): Minor work required to prevent a deterioration of the service provided by the asset. | 20 | 2015-03-27 | 9.0815 | 76.9185 | x | 1 | 1. Negligible | 11964 | Predictive Maintenance | 182.5
1013617 | Windows Internal and External | B (Average): Asset is sound, operationally safe and exhibits only minor deterioration. | Category 3 (Recommended): Minor work required to prevent a deterioration of the service provided by the asset. | 36 | 1998-11-06 | 25.4675 | 71.8514 | x | 1 | 3. Moderate | 11964 | Predictive Maintenance | 91.25
1013618 | Windows Internal and External | B (Average): Asset is sound, operationally safe and exhibits only minor deterioration. | Category 3 (Recommended): Minor work required to prevent a deterioration of the service provided by the asset. | 37 | 2009-07-01 | 14.8172 | 77.9907 | x | 1 | 3. Moderate | 11964 | Predictive Maintenance | 91.25
1013625 | Locks, handles, hinges Etc. | B (Average): Asset is sound, operationally safe and exhibits only minor deterioration. | Category 3 (Recommended): Minor work required to prevent a deterioration of the service provided by the asset. | 40 | 2022-02-27 | 2.1574 | 80.9213 | x | 3 | 3. Moderate | 10495 | Predictive Maintenance | 91.25
1013626 | Flues (All Combustible Fuels) | B (Average): Asset is sound, operationally safe and exhibits only minor deterioration. | Category 3 (Recommended): Minor work required to prevent a deterioration of the service provided by the asset. | 15 | 2015-05-23 | 8.9254 | 70.0995 | x | 3 | 4. Significant | 10495 | Predictive Maintenance | 91.25
1013627 | Flues (All Combustible Fuels) | B (Average): Asset is sound, operationally safe and exhibits only minor deterioration. | Category 3 (Recommended): Minor work required to prevent a deterioration of the service provided by the asset. | 30 | 2016-10-20 | 7.5127 | 76.9916 | x | 3 | 4. Significant | 10495 | Predictive Maintenance | 91.25
1013628 | Flues (All Combustible Fuels) | B (Average): Asset is sound, operationally safe and exhibits only minor deterioration. | Category 3 (Recommended): Minor work required to prevent a deterioration of the service provided by the asset. | 40 | 2011-11-12 | 12.4517 | 75.7741 | x | 3 | 4. Significant | 10495 | Predictive Maintenance | 91.25
1013629 | Flues (All Combustible Fuels) | B (Average): Asset is sound, operationally safe and exhibits only minor deterioration. | Category 3 (Recommended): Minor work required to prevent a deterioration of the service provided by the asset. | 40 | 2012-01-18 | 12.2683 | 75.8658 | x | 3 | 4. Significant | 10495 | Predictive Maintenance | 91.25
1013630 | Flues (All Combustible Fuels) | B (Average): Asset is sound, operationally safe and exhibits only minor deterioration. | Category 3 (Recommended): Minor work required to prevent a deterioration of the service provided by the asset. | 40 | 1998-06-10 | 25.8754 | 69.0623 | x | 3 | 4. Significant | 10495 | Predictive Maintenance | 91.25
1013631 | Flues (All Combustible Fuels) | B (Average): Asset is sound, operationally safe and exhibits only minor deterioration. | Category 3 (Recommended): Minor work required to prevent a deterioration of the service provided by the asset. | 50 | 2013-09-28 | 10.5736 | 77.7706 | x | 3 | 4. Significant | 10495 | Predictive Maintenance | 91.25
1013635 | Towel Rails, Mirrors, Toilet Roll Holders, Shelves, Pictures etc. | B (Average): Asset is sound, operationally safe and exhibits only minor deterioration. | Category 3 (Recommended): Minor work required to prevent a deterioration of the service provided by the asset. | 30 | 2011-10-23 | 12.5065 | 73.6623 | x | 3 | 2. Minor | 10495 | Predictive Maintenance | 182.5
1013638 | Software Functions | B (Average): Asset is sound, operationally safe and exhibits only minor deterioration. | Category 3 (Recommended): Minor work required to prevent a deterioration of the service provided by the asset. | 5 | 2021-12-19 | 2.3491 | 72.6037 | x | 3 | 4. Significant | 10495 | Predictive Maintenance | 91.25
1013639 | Software Functions | B (Average): Asset is sound, operationally safe and exhibits only minor deterioration. | Category 3 (Recommended): Minor work required to prevent a deterioration of the service provided by the asset. | 5 | 2023-12-31 | 0.31759 | 80.7296 | x | 3 | 4. Significant | 10495 | Predictive Maintenance | 91.25
1013640 | Software Functions | B (Average): Asset is sound, operationally safe and exhibits only minor deterioration. | Category 3 (Recommended): Minor work required to prevent a deterioration of the service provided by the asset. | 5 | 2020-12-22 | 3.3402 | 68.6393 | x | 3 | 4. Significant | 10495 | Predictive Maintenance | 91.25
1013641 | Software Functions | B (Average): Asset is sound, operationally safe and exhibits only minor deterioration. | Category 3 (Recommended): Minor work required to prevent a deterioration of the service provided by the asset. | 5 | 2021-10-28 | 2.4914 | 72.0342 | x | 3 | 4. Significant | 10495 | Predictive Maintenance | 91.25
1013642 | Building Inspections | B (Average): Asset is sound, operationally safe and exhibits only minor deterioration. | Category 3 (Recommended): Minor work required to prevent a deterioration of the service provided by the asset. | 20 | 2013-10-07 | 10.5489 | 71.4511 | x | 3 | 2. Minor | 10495 | Predictive Maintenance | 182.5
1013643 | Catering Equipment | B (Average): Asset is sound, operationally safe and exhibits only minor deterioration. | Category 3 (Recommended): Minor work required to prevent a deterioration of the service provided by the asset. | 15 | 2014-04-15 | 10.0287 | 68.6283 | x | 3 | 2. Minor | 10495 | Predictive Maintenance | 182.5
1013648 | External Lighting including Illuminated Signs | B (Average): Asset is sound, operationally safe and exhibits only minor deterioration. | Category 3 (Recommended): Minor work required to prevent a deterioration of the service provided by the asset. | 15 | 2010-11-19 | 13.4319 | 64.0908 | x | 3 | 4. Significant | 10495 | Predictive Maintenance | 91.25
1013649 | External Lighting including Illuminated Signs | B (Average): Asset is sound, operationally safe and exhibits only minor deterioration. | Category 3 (Recommended): Minor work required to prevent a deterioration of the service provided by the asset. | 15 | 2010-07-25 | 13.7522 | 63.6637 | x | 3 | 4. Significant | 10495 | Predictive Maintenance | 91.25
1013658 | Fittings, Furnishings and Equipment | B (Average): Asset is sound, operationally safe and exhibits only minor deterioration. | Category 3 (Recommended): Minor work required to prevent a deterioration of the service provided by the asset. | 5 | 2021-11-15 | 2.4422 | 72.2313 | x | 3 | 2. Minor | 10495 | Predictive Maintenance | 182.5
1013659 | Fittings, Furnishings and Equipment | B (Average): Asset is sound, operationally safe and exhibits only minor deterioration. | Category 3 (Recommended): Minor work required to prevent a deterioration of the service provided by the asset. | 5 | 2020-06-09 | 3.8768 | 66.4928 | x | 3 | 2. Minor | 10495 | Predictive Maintenance | 182.5
1013660 | Fittings, Furnishings and Equipment | B (Average): Asset is sound, operationally safe and exhibits only minor deterioration. | Category 3 (Recommended): Minor work required to prevent a deterioration of the service provided by the asset. | 5 | 2021-09-17 | 2.6037 | 71.5852 | x | 3 | 2. Minor | 10495 | Predictive Maintenance | 182.5
1013661 | Fittings, Furnishings and Equipment | B (Average): Asset is sound, operationally safe and exhibits only minor deterioration. | Category 3 (Recommended): Minor work required to prevent a deterioration of the service provided by the asset. | 5 | 2020-09-10 | 3.6222 | 67.5113 | x | 3 | 2. Minor | 10495 | Predictive Maintenance | 182.5
1013662 | Fittings, Furnishings and Equipment | B (Average): Asset is sound, operationally safe and exhibits only minor deterioration. | Category 3 (Recommended): Minor work required to prevent a deterioration of the service provided by the asset. | 5 | 2020-07-08 | 3.7974 | 66.8104 | x | 3 | 2. Minor | 10495 | Predictive Maintenance | 182.5
1013663 | Fittings, Furnishings and Equipment | B (Average): Asset is sound, operationally safe and exhibits only minor deterioration. | Category 3 (Recommended): Minor work required to prevent a deterioration of the service provided by the asset. | 5 | 2022-08-15 | 1.6947 | 75.2211 | x | 3 | 2. Minor | 10495 | Predictive Maintenance | 182.5
1013664 | Fittings, Furnishings and Equipment | B (Average): Asset is sound, operationally safe and exhibits only minor deterioration. | Category 3 (Recommended): Minor work required to prevent a deterioration of the service provided by the asset. | 5 | 2021-11-11 | 2.4531 | 72.1875 | x | 3 | 2. Minor | 10495 | Predictive Maintenance | 182.5
1013665 | Fittings, Furnishings and Equipment | B (Average): Asset is sound, operationally safe and exhibits only minor deterioration. | Category 3 (Recommended): Minor work required to prevent a deterioration of the service provided by the asset. | 5 | 2021-07-30 | 2.7379 | 71.0486 | x | 3 | 2. Minor | 10495 | Predictive Maintenance | 182.5
1013666 | Fittings, Furnishings and Equipment | B (Average): Asset is sound, operationally safe and exhibits only minor deterioration. | Category 3 (Recommended): Minor work required to prevent a deterioration of the service provided by the asset. | 5 | 2021-01-03 | 3.3073 | 68.7707 | x | 3 | 2. Minor | 10495 | Predictive Maintenance | 182.5
1013667 | Fittings, Furnishings and Equipment | B (Average): Asset is sound, operationally safe and exhibits only minor deterioration. | Category 3 (Recommended): Minor work required to prevent a deterioration of the service provided by the asset. | 5 | 2021-02-14 | 3.1923 | 69.2307 | x | 3 | 2. Minor | 10495 | Predictive Maintenance | 182.5
1013668 | Fittings, Furnishings and Equipment | B (Average): Asset is sound, operationally safe and exhibits only minor deterioration. | Category 3 (Recommended): Minor work required to prevent a deterioration of the service provided by the asset. | 5 | 2023-04-02 | 1.065 | 77.7399 | x | 3 | 2. Minor | 10495 | Predictive Maintenance | 182.5
1013669 | Fittings, Furnishings and Equipment | B (Average): Asset is sound, operationally safe and exhibits only minor deterioration. | Category 3 (Recommended): Minor work required to prevent a deterioration of the service provided by the asset. | 5 | 2021-06-16 | 2.8583 | 70.5667 | x | 3 | 2. Minor | 10495 | Predictive Maintenance | 182.5
1013670 | Fittings, Furnishings and Equipment | B (Average): Asset is sound, operationally safe and exhibits only minor deterioration. | Category 3 (Recommended): Minor work required to prevent a deterioration of the service provided by the asset. | 5 | 2022-11-19 | 1.4319 | 76.2724 | x | 3 | 2. Minor | 10495 | Predictive Maintenance | 182.5
1013671 | Fittings, Furnishings and Equipment | B (Average): Asset is sound, operationally safe and exhibits only minor deterioration. | Category 3 (Recommended): Minor work required to prevent a deterioration of the service provided by the asset. | 5 | 2020-09-03 | 3.6413 | 67.4346 | x | 3 | 2. Minor | 10495 | Predictive Maintenance | 182.5
1013672 | Fittings, Furnishings and Equipment | B (Average): Asset is sound, operationally safe and exhibits only minor deterioration. | Category 3 (Recommended): Minor work required to prevent a deterioration of the service provided by the asset. | 5 | 2021-08-20 | 2.6804 | 71.2786 | x | 3 | 2. Minor | 10495 | Predictive Maintenance | 182.5
1013673 | Fittings, Furnishings and Equipment | B (Average): Asset is sound, operationally safe and exhibits only minor deterioration. | Category 3 (Recommended): Minor work required to prevent a deterioration of the service provided by the asset. | 5 | 2023-02-28 | 1.1554 | 77.3785 | x | 3 | 2. Minor | 10495 | Predictive Maintenance | 182.5
1013674 | Fittings, Furnishings and Equipment | B (Average): Asset is sound, operationally safe and exhibits only minor deterioration. | Category 3 (Recommended): Minor work required to prevent a deterioration of the service provided by the asset. | 5 | 2022-08-14 | 1.6975 | 75.2101 | x | 3 | 2. Minor | 10495 | Predictive Maintenance | 182.5
1013675 | Fittings, Furnishings and Equipment | B (Average): Asset is sound, operationally safe and exhibits only minor deterioration. | Category 3 (Recommended): Minor work required to prevent a deterioration of the service provided by the asset. | 5 | 2023-01-21 | 1.2594 | 76.9624 | x | 3 | 2. Minor | 10495 | Predictive Maintenance | 182.5
1013676 | Floors and Floor Finishes | B (Average): Asset is sound, operationally safe and exhibits only minor deterioration. | Category 3 (Recommended): Minor work required to prevent a deterioration of the service provided by the asset. | 30 | 2009-08-10 | 14.7077 | 72.1948 | x | 3 | 1. Negligible | 10495 | Predictive Maintenance | 182.5
1013677 | Floors and Floor Finishes | B (Average): Asset is sound, operationally safe and exhibits only minor deterioration. | Category 3 (Recommended): Minor work required to prevent a deterioration of the service provided by the asset. | 30 | 1997-04-16 | 27.0253 | 63.9831 | x | 3 | 1. Negligible | 10495 | Predictive Maintenance | 182.5
1013678 | Floors and Floor Finishes | B (Average): Asset is sound, operationally safe and exhibits only minor deterioration. | Category 3 (Recommended): Minor work required to prevent a deterioration of the service provided by the asset. | 30 | 2022-09-24 | 1.5852 | 80.9432 | x | 3 | 1. Negligible | 10495 | Predictive Maintenance | 182.5
1013680 | Lighting Fittings including Luminaires General | B (Average): Asset is sound, operationally safe and exhibits only minor deterioration. | Category 3 (Recommended): Minor work required to prevent a deterioration of the service provided by the asset. | 20 | 2023-11-12 | 0.45175 | 81.5483 | x | 3 | 3. Moderate | 10495 | Predictive Maintenance | 91.25
1013681 | Lighting Fittings including Luminaires General | B (Average): Asset is sound, operationally safe and exhibits only minor deterioration. | Category 3 (Recommended): Minor work required to prevent a deterioration of the service provided by the asset. | 20 | 2004-07-02 | 19.8138 | 62.1862 | x | 3 | 3. Moderate | 10495 | Predictive Maintenance | 91.25
1013682 | Lighting Fittings including Luminaires General | B (Average): Asset is sound, operationally safe and exhibits only minor deterioration. | Category 3 (Recommended): Minor work required to prevent a deterioration of the service provided by the asset. | 20 | 2009-04-29 | 14.9897 | 67.0103 | x | 3 | 3. Moderate | 10495 | Predictive Maintenance | 91.25
1013683 | Lighting Fittings including Luminaires General | B (Average): Asset is sound, operationally safe and exhibits only minor deterioration. | Category 3 (Recommended): Minor work required to prevent a deterioration of the service provided by the asset. | 20 | 2022-03-10 | 2.1273 | 79.8727 | x | 3 | 3. Moderate | 10495 | Predictive Maintenance | 91.25
1013684 | Lighting Fittings including Luminaires General | B (Average): Asset is sound, operationally safe and exhibits only minor deterioration. | Category 3 (Recommended): Minor work required to prevent a deterioration of the service provided by the asset. | 20 | 2004-01-30 | 20.2355 | 61.7645 | x | 3 | 3. Moderate | 10495 | Predictive Maintenance | 91.25
1013685 | Lighting Fittings including Luminaires General | B (Average): Asset is sound, operationally safe and exhibits only minor deterioration. | Category 3 (Recommended): Minor work required to prevent a deterioration of the service provided by the asset. | 20 | 2018-07-24 | 5.755 | 76.245 | x | 3 | 3. Moderate | 10495 | Predictive Maintenance | 91.25
1013686 | Lighting Fittings including Luminaires General | B (Average): Asset is sound, operationally safe and exhibits only minor deterioration. | Category 3 (Recommended): Minor work required to prevent a deterioration of the service provided by the asset. | 20 | 2015-09-08 | 8.6297 | 73.3703 | x | 3 | 3. Moderate | 10495 | Predictive Maintenance | 91.25
1013687 | Lighting Fittings including Luminaires General | B (Average): Asset is sound, operationally safe and exhibits only minor deterioration. | Category 3 (Recommended): Minor work required to prevent a deterioration of the service provided by the asset. | 20 | 2023-06-10 | 0.87611 | 81.1239 | x | 3 | 3. Moderate | 10495 | Predictive Maintenance | 91.25
1013688 | Lighting Fittings including Luminaires General | B (Average): Asset is sound, operationally safe and exhibits only minor deterioration. | Category 3 (Recommended): Minor work required to prevent a deterioration of the service provided by the asset. | 20 | 2021-12-23 | 2.3381 | 79.6619 | x | 3 | 3. Moderate | 10495 | Predictive Maintenance | 91.25
1013689 | Lighting Fittings including Luminaires General | B (Average): Asset is sound, operationally safe and exhibits only minor deterioration. | Category 3 (Recommended): Minor work required to prevent a deterioration of the service provided by the asset. | 20 | 2018-11-02 | 5.4784 | 76.5216 | x | 3 | 3. Moderate | 10495 | Predictive Maintenance | 91.25
1013690 | Lighting Fittings including Luminaires General | B (Average): Asset is sound, operationally safe and exhibits only minor deterioration. | Category 3 (Recommended): Minor work required to prevent a deterioration of the service provided by the asset. | 20 | 2011-10-16 | 12.5257 | 69.4743 | x | 3 | 3. Moderate | 10495 | Predictive Maintenance | 91.25
1013691 | Lighting Fittings including Luminaires General | B (Average): Asset is sound, operationally safe and exhibits only minor deterioration. | Category 3 (Recommended): Minor work required to prevent a deterioration of the service provided by the asset. | 20 | 2011-10-24 | 12.5038 | 69.4962 | x | 3 | 3. Moderate | 10495 | Predictive Maintenance | 91.25
1013692 | Lighting Fittings including Luminaires General | B (Average): Asset is sound, operationally safe and exhibits only minor deterioration. | Category 3 (Recommended): Minor work required to prevent a deterioration of the service provided by the asset. | 20 | 2015-03-28 | 9.0787 | 72.9213 | x | 3 | 3. Moderate | 10495 | Predictive Maintenance | 91.25
1013693 | Lighting Fittings including Luminaires General | B (Average): Asset is sound, operationally safe and exhibits only minor deterioration. | Category 3 (Recommended): Minor work required to prevent a deterioration of the service provided by the asset. | 20 | 2004-04-30 | 19.9863 | 62.0137 | x | 3 | 3. Moderate | 10495 | Predictive Maintenance | 91.25
1013694 | Lighting Fittings including Luminaires General | B (Average): Asset is sound, operationally safe and exhibits only minor deterioration. | Category 3 (Recommended): Minor work required to prevent a deterioration of the service provided by the asset. | 20 | 2020-10-15 | 3.5264 | 78.4736 | x | 3 | 3. Moderate | 10495 | Predictive Maintenance | 91.25
1013695 | Lighting Fittings including Luminaires General | B (Average): Asset is sound, operationally safe and exhibits only minor deterioration. | Category 3 (Recommended): Minor work required to prevent a deterioration of the service provided by the asset. | 20 | 2005-10-08 | 18.5462 | 63.4538 | x | 3 | 3. Moderate | 10495 | Predictive Maintenance | 91.25
1013696 | Lighting Fittings including Luminaires General | B (Average): Asset is sound, operationally safe and exhibits only minor deterioration. | Category 3 (Recommended): Minor work required to prevent a deterioration of the service provided by the asset. | 20 | 2006-11-09 | 17.4593 | 64.5407 | x | 3 | 3. Moderate | 10495 | Predictive Maintenance | 91.25
1013697 | Lighting Fittings including Luminaires General | B (Average): Asset is sound, operationally safe and exhibits only minor deterioration. | Category 3 (Recommended): Minor work required to prevent a deterioration of the service provided by the asset. | 20 | 2022-11-26 | 1.4127 | 80.5873 | x | 3 | 3. Moderate | 10495 | Predictive Maintenance | 91.25
1013698 | Lighting Fittings including Luminaires General | B (Average): Asset is sound, operationally safe and exhibits only minor deterioration. | Category 3 (Recommended): Minor work required to prevent a deterioration of the service provided by the asset. | 20 | 2010-03-20 | 14.0999 | 67.9001 | x | 3 | 3. Moderate | 10495 | Predictive Maintenance | 91.25
1013699 | Lighting Fittings including Luminaires General | B (Average): Asset is sound, operationally safe and exhibits only minor deterioration. | Category 3 (Recommended): Minor work required to prevent a deterioration of the service provided by the asset. | 20 | 2005-09-20 | 18.5955 | 63.4045 | x | 3 | 3. Moderate | 10495 | Predictive Maintenance | 91.25
1013700 | Lighting Fittings including Luminaires General | B (Average): Asset is sound, operationally safe and exhibits only minor deterioration. | Category 3 (Recommended): Minor work required to prevent a deterioration of the service provided by the asset. | 20 | 2007-07-09 | 16.7967 | 65.2033 | x | 3 | 3. Moderate | 10495 | Predictive Maintenance | 91.25
1013701 | Lighting Fittings including Luminaires General | B (Average): Asset is sound, operationally safe and exhibits only minor deterioration. | Category 3 (Recommended): Minor work required to prevent a deterioration of the service provided by the asset. | 20 | 2005-08-04 | 18.7242 | 63.2758 | x | 3 | 3. Moderate | 10495 | Predictive Maintenance | 91.25
1013702 | Lighting Fittings including Luminaires General | B (Average): Asset is sound, operationally safe and exhibits only minor deterioration. | Category 3 (Recommended): Minor work required to prevent a deterioration of the service provided by the asset. | 20 | 2004-04-10 | 20.0411 | 61.9589 | x | 3 | 3. Moderate | 10495 | Predictive Maintenance | 91.25
1013703 | Lighting Fittings including Luminaires General | B (Average): Asset is sound, operationally safe and exhibits only minor deterioration. | Category 3 (Recommended): Minor work required to prevent a deterioration of the service provided by the asset. | 20 | 2018-04-14 | 6.0315 | 75.9685 | x | 3 | 3. Moderate | 10495 | Predictive Maintenance | 91.25
1013704 | Lighting Fittings including Luminaires General | B (Average): Asset is sound, operationally safe and exhibits only minor deterioration. | Category 3 (Recommended): Minor work required to prevent a deterioration of the service provided by the asset. | 20 | 2016-12-31 | 7.3155 | 74.6845 | x | 3 | 3. Moderate | 10495 | Predictive Maintenance | 91.25
1013705 | Lighting Fittings including Luminaires General | B (Average): Asset is sound, operationally safe and exhibits only minor deterioration. | Category 3 (Recommended): Minor work required to prevent a deterioration of the service provided by the asset. | 20 | 2021-05-05 | 2.9733 | 79.0267 | x | 3 | 3. Moderate | 10495 | Predictive Maintenance | 91.25
1013706 | Lighting Fittings including Luminaires General | B (Average): Asset is sound, operationally safe and exhibits only minor deterioration. | Category 3 (Recommended): Minor work required to prevent a deterioration of the service provided by the asset. | 20 | 2016-03-17 | 8.1068 | 73.8932 | x | 3 | 3. Moderate | 10495 | Predictive Maintenance | 91.25
1013707 | Lighting Fittings including Luminaires General | B (Average): Asset is sound, operationally safe and exhibits only minor deterioration. | Category 3 (Recommended): Minor work required to prevent a deterioration of the service provided by the asset. | 20 | 2005-12-10 | 18.3737 | 63.6263 | x | 3 | 3. Moderate | 10495 | Predictive Maintenance | 91.25
1013708 | Lighting Fittings including Luminaires General | B (Average): Asset is sound, operationally safe and exhibits only minor deterioration. | Category 3 (Recommended): Minor work required to prevent a deterioration of the service provided by the asset. | 20 | 2013-04-18 | 11.0198 | 70.9802 | x | 3 | 3. Moderate | 10495 | Predictive Maintenance | 91.25
1013709 | Lighting Fittings including Luminaires General | B (Average): Asset is sound, operationally safe and exhibits only minor deterioration. | Category 3 (Recommended): Minor work required to prevent a deterioration of the service provided by the asset. | 20 | 2008-04-12 | 16.0356 | 65.9644 | x | 3 | 3. Moderate | 10495 | Predictive Maintenance | 91.25
1013710 | Lighting Fittings including Luminaires General | B (Average): Asset is sound, operationally safe and exhibits only minor deterioration. | Category 3 (Recommended): Minor work required to prevent a deterioration of the service provided by the asset. | 20 | 2021-09-12 | 2.6174 | 79.3826 | x | 3 | 3. Moderate | 10495 | Predictive Maintenance | 91.25
1013711 | Lighting Fittings including Luminaires General | B (Average): Asset is sound, operationally safe and exhibits only minor deterioration. | Category 3 (Recommended): Minor work required to prevent a deterioration of the service provided by the asset. | 20 | 2019-05-18 | 4.9391 | 77.0609 | x | 3 | 3. Moderate | 10495 | Predictive Maintenance | 91.25
1013712 | Lighting Fittings including Luminaires General | B (Average): Asset is sound, operationally safe and exhibits only minor deterioration. | Category 3 (Recommended): Minor work required to prevent a deterioration of the service provided by the asset. | 20 | 2012-10-24 | 11.5017 | 70.4983 | x | 3 | 3. Moderate | 10495 | Predictive Maintenance | 91.25
1013713 | Lighting Fittings including Luminaires General | B (Average): Asset is sound, operationally safe and exhibits only minor deterioration. | Category 3 (Recommended): Minor work required to prevent a deterioration of the service provided by the asset. | 20 | 2012-11-11 | 11.4524 | 70.5476 | x | 3 | 3. Moderate | 10495 | Predictive Maintenance | 91.25
1013714 | Lighting Fittings including Luminaires General | B (Average): Asset is sound, operationally safe and exhibits only minor deterioration. | Category 3 (Recommended): Minor work required to prevent a deterioration of the service provided by the asset. | 20 | 2013-03-20 | 11.0992 | 70.9008 | x | 3 | 3. Moderate | 10495 | Predictive Maintenance | 91.25
1013715 | Lighting Fittings including Luminaires General | B (Average): Asset is sound, operationally safe and exhibits only minor deterioration. | Category 3 (Recommended): Minor work required to prevent a deterioration of the service provided by the asset. | 20 | 2010-08-18 | 13.6865 | 68.3135 | x | 3 | 3. Moderate | 10495 | Predictive Maintenance | 91.25
1013716 | Lighting Fittings including Luminaires General | B (Average): Asset is sound, operationally safe and exhibits only minor deterioration. | Category 3 (Recommended): Minor work required to prevent a deterioration of the service provided by the asset. | 20 | 2012-11-14 | 11.4442 | 70.5558 | x | 3 | 3. Moderate | 10495 | Predictive Maintenance | 91.25
1013717 | Lighting Fittings including Luminaires General | B (Average): Asset is sound, operationally safe and exhibits only minor deterioration. | Category 3 (Recommended): Minor work required to prevent a deterioration of the service provided by the asset. | 20 | 2017-09-23 | 6.5873 | 75.4127 | x | 3 | 3. Moderate | 10495 | Predictive Maintenance | 91.25
1013718 | Lighting Fittings including Luminaires General | B (Average): Asset is sound, operationally safe and exhibits only minor deterioration. | Category 3 (Recommended): Minor work required to prevent a deterioration of the service provided by the asset. | 20 | 2021-01-22 | 3.2553 | 78.7447 | x | 3 | 3. Moderate | 10495 | Predictive Maintenance | 91.25
1013719 | Lighting Fittings including Luminaires General | B (Average): Asset is sound, operationally safe and exhibits only minor deterioration. | Category 3 (Recommended): Minor work required to prevent a deterioration of the service provided by the asset. | 20 | 2008-10-05 | 15.5537 | 66.4463 | x | 3 | 3. Moderate | 10495 | Predictive Maintenance | 91.25
1013720 | Lighting Fittings including Luminaires General | B (Average): Asset is sound, operationally safe and exhibits only minor deterioration. | Category 3 (Recommended): Minor work required to prevent a deterioration of the service provided by the asset. | 20 | 2008-04-14 | 16.0301 | 65.9699 | x | 3 | 3. Moderate | 10495 | Predictive Maintenance | 91.25
1013721 | Lighting Fittings including Luminaires General | B (Average): Asset is sound, operationally safe and exhibits only minor deterioration. | Category 3 (Recommended): Minor work required to prevent a deterioration of the service provided by the asset. | 20 | 2023-04-08 | 1.0486 | 80.9514 | x | 3 | 3. Moderate | 10495 | Predictive Maintenance | 91.25
1013722 | Lighting Fittings including Luminaires General | B (Average): Asset is sound, operationally safe and exhibits only minor deterioration. | Category 3 (Recommended): Minor work required to prevent a deterioration of the service provided by the asset. | 20 | 2019-04-03 | 5.0623 | 76.9377 | x | 3 | 3. Moderate | 10495 | Predictive Maintenance | 91.25
1013723 | Lighting Fittings including Luminaires General | B (Average): Asset is sound, operationally safe and exhibits only minor deterioration. | Category 3 (Recommended): Minor work required to prevent a deterioration of the service provided by the asset. | 20 | 2007-10-10 | 16.5421 | 65.4579 | x | 3 | 3. Moderate | 10495 | Predictive Maintenance | 91.25
1013724 | Lighting Fittings including Luminaires General | B (Average): Asset is sound, operationally safe and exhibits only minor deterioration. | Category 3 (Recommended): Minor work required to prevent a deterioration of the service provided by the asset. | 20 | 2021-03-05 | 3.1403 | 78.8597 | x | 3 | 3. Moderate | 10495 | Predictive Maintenance | 91.25
1013725 | Lighting Fittings including Luminaires General | B (Average): Asset is sound, operationally safe and exhibits only minor deterioration. | Category 3 (Recommended): Minor work required to prevent a deterioration of the service provided by the asset. | 20 | 2022-01-31 | 2.2313 | 79.7687 | x | 3 | 3. Moderate | 10495 | Predictive Maintenance | 91.25
1013726 | Lighting Fittings including Luminaires General | B (Average): Asset is sound, operationally safe and exhibits only minor deterioration. | Category 3 (Recommended): Minor work required to prevent a deterioration of the service provided by the asset. | 20 | 2017-05-18 | 6.9377 | 75.0623 | x | 3 | 3. Moderate | 10495 | Predictive Maintenance | 91.25
1013727 | Lighting Fittings including Luminaires General | B (Average): Asset is sound, operationally safe and exhibits only minor deterioration. | Category 3 (Recommended): Minor work required to prevent a deterioration of the service provided by the asset. | 20 | 2013-02-09 | 11.206 | 70.794 | x | 3 | 3. Moderate | 10495 | Predictive Maintenance | 91.25
1013728 | Lighting Fittings including Luminaires General | B (Average): Asset is sound, operationally safe and exhibits only minor deterioration. | Category 3 (Recommended): Minor work required to prevent a deterioration of the service provided by the asset. | 20 | 2012-03-23 | 12.0903 | 69.9097 | x | 3 | 3. Moderate | 10495 | Predictive Maintenance | 91.25
1013729 | Lighting Fittings including Luminaires General | B (Average): Asset is sound, operationally safe and exhibits only minor deterioration. | Category 3 (Recommended): Minor work required to prevent a deterioration of the service provided by the asset. | 20 | 2013-02-05 | 11.217 | 70.783 | x | 3 | 3. Moderate | 10495 | Predictive Maintenance | 91.25
1013730 | Lighting Fittings including Luminaires General | B (Average): Asset is sound, operationally safe and exhibits only minor deterioration. | Category 3 (Recommended): Minor work required to prevent a deterioration of the service provided by the asset. | 20 | 2020-12-14 | 3.3621 | 78.6379 | x | 3 | 3. Moderate | 10495 | Predictive Maintenance | 91.25
1013731 | Lighting Fittings including Luminaires General | B (Average): Asset is sound, operationally safe and exhibits only minor deterioration. | Category 3 (Recommended): Minor work required to prevent a deterioration of the service provided by the asset. | 20 | 2015-10-09 | 8.5448 | 73.4552 | x | 3 | 3. Moderate | 10495 | Predictive Maintenance | 91.25
1013732 | Lighting Fittings including Luminaires General | B (Average): Asset is sound, operationally safe and exhibits only minor deterioration. | Category 3 (Recommended): Minor work required to prevent a deterioration of the service provided by the asset. | 20 | 2020-11-28 | 3.4059 | 78.5941 | x | 3 | 3. Moderate | 10495 | Predictive Maintenance | 91.25
1013733 | Lighting Fittings including Luminaires General | B (Average): Asset is sound, operationally safe and exhibits only minor deterioration. | Category 3 (Recommended): Minor work required to prevent a deterioration of the service provided by the asset. | 20 | 2012-02-22 | 12.1725 | 69.8275 | x | 3 | 3. Moderate | 10495 | Predictive Maintenance | 91.25
1013734 | Lighting Fittings including Luminaires General | B (Average): Asset is sound, operationally safe and exhibits only minor deterioration. | Category 3 (Recommended): Minor work required to prevent a deterioration of the service provided by the asset. | 20 | 2018-07-20 | 5.7659 | 76.2341 | x | 3 | 3. Moderate | 10495 | Predictive Maintenance | 91.25
1013735 | Lighting Fittings including Luminaires General | B (Average): Asset is sound, operationally safe and exhibits only minor deterioration. | Category 3 (Recommended): Minor work required to prevent a deterioration of the service provided by the asset. | 20 | 2020-11-19 | 3.4305 | 78.5695 | x | 3 | 3. Moderate | 10495 | Predictive Maintenance | 91.25
1013736 | Lighting Fittings including Luminaires General | B (Average): Asset is sound, operationally safe and exhibits only minor deterioration. | Category 3 (Recommended): Minor work required to prevent a deterioration of the service provided by the asset. | 20 | 2006-10-19 | 17.5168 | 64.4832 | x | 3 | 3. Moderate | 10495 | Predictive Maintenance | 91.25
1013769 | Internal Walls and Ceilings | B (Average): Asset is sound, operationally safe and exhibits only minor deterioration. | Category 3 (Recommended): Minor work required to prevent a deterioration of the service provided by the asset. | 25 | 2007-12-14 | 16.3641 | 68.9087 | x | 3 | 3. Moderate | 10495 | Predictive Maintenance | 91.25
1013770 | Internal Walls and Ceilings | B (Average): Asset is sound, operationally safe and exhibits only minor deterioration. | Category 3 (Recommended): Minor work required to prevent a deterioration of the service provided by the asset. | 25 | 2016-08-30 | 7.6523 | 75.8782 | x | 3 | 3. Moderate | 10495 | Predictive Maintenance | 91.25
1013771 | Internal Walls and Ceilings | B (Average): Asset is sound, operationally safe and exhibits only minor deterioration. | Category 3 (Recommended): Minor work required to prevent a deterioration of the service provided by the asset. | 25 | 2021-10-29 | 2.4887 | 80.009 | x | 3 | 3. Moderate | 10495 | Predictive Maintenance | 91.25
1013772 | Internal Walls and Ceilings | B (Average): Asset is sound, operationally safe and exhibits only minor deterioration. | Category 3 (Recommended): Minor work required to prevent a deterioration of the service provided by the asset. | 25 | 2004-01-12 | 20.2847 | 65.7722 | x | 3 | 3. Moderate | 10495 | Predictive Maintenance | 91.25
1013773 | Internal Walls and Ceilings | B (Average): Asset is sound, operationally safe and exhibits only minor deterioration. | Category 3 (Recommended): Minor work required to prevent a deterioration of the service provided by the asset. | 25 | 2023-06-20 | 0.84873 | 81.321 | x | 3 | 3. Moderate | 10495 | Predictive Maintenance | 91.25
1013774 | Internal Walls and Ceilings | B (Average): Asset is sound, operationally safe and exhibits only minor deterioration. | Category 3 (Recommended): Minor work required to prevent a deterioration of the service provided by the asset. | 25 | 2019-07-03 | 4.8131 | 78.1495 | x | 3 | 3. Moderate | 10495 | Predictive Maintenance | 91.25
1013775 | Internal Walls and Ceilings | B (Average): Asset is sound, operationally safe and exhibits only minor deterioration. | Category 3 (Recommended): Minor work required to prevent a deterioration of the service provided by the asset. | 25 | 2022-04-15 | 2.0287 | 80.377 | x | 3 | 3. Moderate | 10495 | Predictive Maintenance | 91.25
1013776 | Internal Walls and Ceilings | B (Average): Asset is sound, operationally safe and exhibits only minor deterioration. | Category 3 (Recommended): Minor work required to prevent a deterioration of the service provided by the asset. | 25 | 2007-02-13 | 17.1964 | 68.2428 | x | 3 | 3. Moderate | 10495 | Predictive Maintenance | 91.25
1013777 | Internal Walls and Ceilings | B (Average): Asset is sound, operationally safe and exhibits only minor deterioration. | Category 3 (Recommended): Minor work required to prevent a deterioration of the service provided by the asset. | 25 | 2003-06-04 | 20.8925 | 65.286 | x | 3 | 3. Moderate | 10495 | Predictive Maintenance | 91.25
1013778 | Internal Walls and Ceilings | B (Average): Asset is sound, operationally safe and exhibits only minor deterioration. | Category 3 (Recommended): Minor work required to prevent a deterioration of the service provided by the asset. | 25 | 2001-11-08 | 22.4613 | 64.0309 | x | 3 | 3. Moderate | 10495 | Predictive Maintenance | 91.25
1013779 | Internal Walls and Ceilings | B (Average): Asset is sound, operationally safe and exhibits only minor deterioration. | Category 3 (Recommended): Minor work required to prevent a deterioration of the service provided by the asset. | 25 | 2012-10-05 | 11.5537 | 72.757 | x | 3 | 3. Moderate | 10495 | Predictive Maintenance | 91.25
1013780 | Internal Walls and Ceilings | B (Average): Asset is sound, operationally safe and exhibits only minor deterioration. | Category 3 (Recommended): Minor work required to prevent a deterioration of the service provided by the asset. | 25 | 2014-05-29 | 9.9083 | 74.0734 | x | 3 | 3. Moderate | 10495 | Predictive Maintenance | 91.25
1013781 | Internal Walls and Ceilings | B (Average): Asset is sound, operationally safe and exhibits only minor deterioration. | Category 3 (Recommended): Minor work required to prevent a deterioration of the service provided by the asset. | 25 | 2021-10-04 | 2.5572 | 79.9543 | x | 3 | 3. Moderate | 10495 | Predictive Maintenance | 91.25
1013782 | Internal Walls and Ceilings | B (Average): Asset is sound, operationally safe and exhibits only minor deterioration. | Category 3 (Recommended): Minor work required to prevent a deterioration of the service provided by the asset. | 25 | 2005-09-23 | 18.5873 | 67.1302 | x | 3 | 3. Moderate | 10495 | Predictive Maintenance | 91.25
1013783 | Internal Walls and Ceilings | B (Average): Asset is sound, operationally safe and exhibits only minor deterioration. | Category 3 (Recommended): Minor work required to prevent a deterioration of the service provided by the asset. | 25 | 2022-11-04 | 1.473 | 80.8216 | x | 3 | 3. Moderate | 10495 | Predictive Maintenance | 91.25
1013784 | Internal Walls and Ceilings | B (Average): Asset is sound, operationally safe and exhibits only minor deterioration. | Category 3 (Recommended): Minor work required to prevent a deterioration of the service provided by the asset. | 25 | 2015-12-03 | 8.3943 | 75.2846 | x | 3 | 3. Moderate | 10495 | Predictive Maintenance | 91.25
1013785 | Internal Walls and Ceilings | B (Average): Asset is sound, operationally safe and exhibits only minor deterioration. | Category 3 (Recommended): Minor work required to prevent a deterioration of the service provided by the asset. | 25 | 1999-01-14 | 25.2786 | 61.7771 | x | 3 | 3. Moderate | 10495 | Predictive Maintenance | 91.25
1013786 | Internal Walls and Ceilings | B (Average): Asset is sound, operationally safe and exhibits only minor deterioration. | Category 3 (Recommended): Minor work required to prevent a deterioration of the service provided by the asset. | 25 | 2000-11-30 | 23.4004 | 63.2797 | x | 3 | 3. Moderate | 10495 | Predictive Maintenance | 91.25
1013787 | Internal Walls and Ceilings | B (Average): Asset is sound, operationally safe and exhibits only minor deterioration. | Category 3 (Recommended): Minor work required to prevent a deterioration of the service provided by the asset. | 25 | 2010-11-14 | 13.4456 | 71.2435 | x | 3 | 3. Moderate | 10495 | Predictive Maintenance | 91.25
1013788 | Internal Walls and Ceilings | B (Average): Asset is sound, operationally safe and exhibits only minor deterioration. | Category 3 (Recommended): Minor work required to prevent a deterioration of the service provided by the asset. | 25 | 2002-03-20 | 22.0999 | 64.3201 | x | 3 | 3. Moderate | 10495 | Predictive Maintenance | 91.25
1013789 | Internal Walls and Ceilings | B (Average): Asset is sound, operationally safe and exhibits only minor deterioration. | Category 3 (Recommended): Minor work required to prevent a deterioration of the service provided by the asset. | 25 | 2013-01-28 | 11.2389 | 73.0089 | x | 3 | 3. Moderate | 10495 | Predictive Maintenance | 91.25
1013797 | Portable Appliance Testing (PAT) - User Checks, Recorded Formal Visual Inspections and Combined Insp | B (Average): Asset is sound, operationally safe and exhibits only minor deterioration. | Category 3 (Recommended): Minor work required to prevent a deterioration of the service provided by the asset. | 20 | 2014-07-26 | 9.7495 | 72.2505 | x | 3 | 2. Minor | 10495 | Predictive Maintenance | 182.5
1013799 | Rainwater Downpipes and Gutters | B (Average): Asset is sound, operationally safe and exhibits only minor deterioration. | Category 3 (Recommended): Minor work required to prevent a deterioration of the service provided by the asset. | 50 | 2012-08-31 | 11.6496 | 77.3402 | x | 3 | 2. Minor | 10495 | Predictive Maintenance | 182.5
1013800 | Rainwater Downpipes and Gutters | B (Average): Asset is sound, operationally safe and exhibits only minor deterioration. | Category 3 (Recommended): Minor work required to prevent a deterioration of the service provided by the asset. | 50 | 2013-09-20 | 10.5955 | 77.7618 | x | 3 | 2. Minor | 10495 | Predictive Maintenance | 182.5
1013801 | Rainwater Downpipes and Gutters | B (Average): Asset is sound, operationally safe and exhibits only minor deterioration. | Category 3 (Recommended): Minor work required to prevent a deterioration of the service provided by the asset. | 50 | 2003-10-17 | 20.5229 | 73.7908 | x | 3 | 2. Minor | 10495 | Predictive Maintenance | 182.5
1013806 | Service Drainage | B (Average): Asset is sound, operationally safe and exhibits only minor deterioration. | Category 3 (Recommended): Minor work required to prevent a deterioration of the service provided by the asset. | 25 | 2006-01-25 | 18.2478 | 67.4018 | x | 3 | 4. Significant | 10495 | Predictive Maintenance | 91.25
1013807 | Service Drainage | B (Average): Asset is sound, operationally safe and exhibits only minor deterioration. | Category 3 (Recommended): Minor work required to prevent a deterioration of the service provided by the asset. | 25 | 2019-08-21 | 4.679 | 78.2568 | x | 3 | 4. Significant | 10495 | Predictive Maintenance | 91.25
1013808 | Service Drainage | B (Average): Asset is sound, operationally safe and exhibits only minor deterioration. | Category 3 (Recommended): Minor work required to prevent a deterioration of the service provided by the asset. | 25 | 2016-12-15 | 7.3593 | 76.1125 | x | 3 | 4. Significant | 10495 | Predictive Maintenance | 91.25
1013809 | Service Drainage | B (Average): Asset is sound, operationally safe and exhibits only minor deterioration. | Category 3 (Recommended): Minor work required to prevent a deterioration of the service provided by the asset. | 25 | 2013-05-13 | 10.9514 | 73.2389 | x | 3 | 4. Significant | 10495 | Predictive Maintenance | 91.25
1013810 | Service Drainage | B (Average): Asset is sound, operationally safe and exhibits only minor deterioration. | Category 3 (Recommended): Minor work required to prevent a deterioration of the service provided by the asset. | 25 | 2006-03-11 | 18.1246 | 67.5003 | x | 3 | 4. Significant | 10495 | Predictive Maintenance | 91.25
1013811 | Service Drainage | B (Average): Asset is sound, operationally safe and exhibits only minor deterioration. | Category 3 (Recommended): Minor work required to prevent a deterioration of the service provided by the asset. | 25 | 2001-06-19 | 22.8501 | 63.7199 | x | 3 | 4. Significant | 10495 | Predictive Maintenance | 91.25
1013812 | Service Drainage | B (Average): Asset is sound, operationally safe and exhibits only minor deterioration. | Category 3 (Recommended): Minor work required to prevent a deterioration of the service provided by the asset. | 25 | 2018-12-30 | 5.3196 | 77.7443 | x | 3 | 4. Significant | 10495 | Predictive Maintenance | 91.25
1013813 | Service Drainage | B (Average): Asset is sound, operationally safe and exhibits only minor deterioration. | Category 3 (Recommended): Minor work required to prevent a deterioration of the service provided by the asset. | 25 | 2023-10-15 | 0.52841 | 81.5773 | x | 3 | 4. Significant | 10495 | Predictive Maintenance | 91.25
1013814 | Service Drainage | B (Average): Asset is sound, operationally safe and exhibits only minor deterioration. | Category 3 (Recommended): Minor work required to prevent a deterioration of the service provided by the asset. | 25 | 2010-08-13 | 13.7002 | 71.0398 | x | 3 | 4. Significant | 10495 | Predictive Maintenance | 91.25
1013815 | Service Drainage | B (Average): Asset is sound, operationally safe and exhibits only minor deterioration. | Category 3 (Recommended): Minor work required to prevent a deterioration of the service provided by the asset. | 25 | 2000-12-28 | 23.3238 | 63.341 | x | 3 | 4. Significant | 10495 | Predictive Maintenance | 91.25
1013816 | Service Drainage | B (Average): Asset is sound, operationally safe and exhibits only minor deterioration. | Category 3 (Recommended): Minor work required to prevent a deterioration of the service provided by the asset. | 25 | 2011-03-26 | 13.0842 | 71.5326 | x | 3 | 4. Significant | 10495 | Predictive Maintenance | 91.25
1013817 | Service Drainage | B (Average): Asset is sound, operationally safe and exhibits only minor deterioration. | Category 3 (Recommended): Minor work required to prevent a deterioration of the service provided by the asset. | 25 | 2005-02-23 | 19.1677 | 66.6658 | x | 3 | 4. Significant | 10495 | Predictive Maintenance | 91.25
1013818 | Service Drainage | B (Average): Asset is sound, operationally safe and exhibits only minor deterioration. | Category 3 (Recommended): Minor work required to prevent a deterioration of the service provided by the asset. | 25 | 2017-04-10 | 7.0418 | 76.3666 | x | 3 | 4. Significant | 10495 | Predictive Maintenance | 91.25
1013819 | Service Drainage | B (Average): Asset is sound, operationally safe and exhibits only minor deterioration. | Category 3 (Recommended): Minor work required to prevent a deterioration of the service provided by the asset. | 25 | 2018-06-10 | 5.8754 | 77.2997 | x | 3 | 4. Significant | 10495 | Predictive Maintenance | 91.25
1013820 | Service Drainage | B (Average): Asset is sound, operationally safe and exhibits only minor deterioration. | Category 3 (Recommended): Minor work required to prevent a deterioration of the service provided by the asset. | 25 | 2012-07-28 | 11.7426 | 72.6059 | x | 3 | 4. Significant | 10495 | Predictive Maintenance | 91.25
1013821 | Service Drainage | B (Average): Asset is sound, operationally safe and exhibits only minor deterioration. | Category 3 (Recommended): Minor work required to prevent a deterioration of the service provided by the asset. | 25 | 2023-11-15 | 0.44353 | 81.6452 | x | 3 | 4. Significant | 10495 | Predictive Maintenance | 91.25
1013822 | Service Drainage | B (Average): Asset is sound, operationally safe and exhibits only minor deterioration. | Category 3 (Recommended): Minor work required to prevent a deterioration of the service provided by the asset. | 25 | 2009-01-20 | 15.2608 | 69.7914 | x | 3 | 4. Significant | 10495 | Predictive Maintenance | 91.25
1013823 | Service Drainage | B (Average): Asset is sound, operationally safe and exhibits only minor deterioration. | Category 3 (Recommended): Minor work required to prevent a deterioration of the service provided by the asset. | 25 | 2021-10-10 | 2.5407 | 79.9674 | x | 3 | 4. Significant | 10495 | Predictive Maintenance | 91.25
1013824 | Service Drainage | B (Average): Asset is sound, operationally safe and exhibits only minor deterioration. | Category 3 (Recommended): Minor work required to prevent a deterioration of the service provided by the asset. | 25 | 2002-01-24 | 22.2505 | 64.1996 | x | 3 | 4. Significant | 10495 | Predictive Maintenance | 91.25
1013825 | Service Drainage | B (Average): Asset is sound, operationally safe and exhibits only minor deterioration. | Category 3 (Recommended): Minor work required to prevent a deterioration of the service provided by the asset. | 25 | 2009-01-12 | 15.2827 | 69.7739 | x | 3 | 4. Significant | 10495 | Predictive Maintenance | 91.25
1013826 | Service Drainage | B (Average): Asset is sound, operationally safe and exhibits only minor deterioration. | Category 3 (Recommended): Minor work required to prevent a deterioration of the service provided by the asset. | 25 | 2010-01-07 | 14.2971 | 70.5624 | x | 3 | 4. Significant | 10495 | Predictive Maintenance | 91.25
1013827 | Service Drainage | B (Average): Asset is sound, operationally safe and exhibits only minor deterioration. | Category 3 (Recommended): Minor work required to prevent a deterioration of the service provided by the asset. | 25 | 2014-03-01 | 10.152 | 73.8784 | x | 3 | 4. Significant | 10495 | Predictive Maintenance | 91.25
1013828 | Service Drainage | B (Average): Asset is sound, operationally safe and exhibits only minor deterioration. | Category 3 (Recommended): Minor work required to prevent a deterioration of the service provided by the asset. | 25 | 2002-12-31 | 21.3169 | 64.9465 | x | 3 | 4. Significant | 10495 | Predictive Maintenance | 91.25
1013829 | Service Drainage | B (Average): Asset is sound, operationally safe and exhibits only minor deterioration. | Category 3 (Recommended): Minor work required to prevent a deterioration of the service provided by the asset. | 25 | 2010-11-22 | 13.4237 | 71.2611 | x | 3 | 4. Significant | 10495 | Predictive Maintenance | 91.25
1013830 | Service Drainage | B (Average): Asset is sound, operationally safe and exhibits only minor deterioration. | Category 3 (Recommended): Minor work required to prevent a deterioration of the service provided by the asset. | 25 | 2022-07-25 | 1.7522 | 80.5982 | x | 3 | 4. Significant | 10495 | Predictive Maintenance | 91.25
1013831 | Service Drainage | B (Average): Asset is sound, operationally safe and exhibits only minor deterioration. | Category 3 (Recommended): Minor work required to prevent a deterioration of the service provided by the asset. | 25 | 2007-09-18 | 16.6023 | 68.7181 | x | 3 | 4. Significant | 10495 | Predictive Maintenance | 91.25
1013832 | Service Drainage | B (Average): Asset is sound, operationally safe and exhibits only minor deterioration. | Category 3 (Recommended): Minor work required to prevent a deterioration of the service provided by the asset. | 25 | 2014-11-19 | 9.4319 | 74.4545 | x | 3 | 4. Significant | 10495 | Predictive Maintenance | 91.25
1013833 | Service Drainage | B (Average): Asset is sound, operationally safe and exhibits only minor deterioration. | Category 3 (Recommended): Minor work required to prevent a deterioration of the service provided by the asset. | 25 | 2011-04-11 | 13.0404 | 71.5677 | x | 3 | 4. Significant | 10495 | Predictive Maintenance | 91.25
1013836 | Television and Signal Receiving Equipment | B (Average): Asset is sound, operationally safe and exhibits only minor deterioration. | Category 3 (Recommended): Minor work required to prevent a deterioration of the service provided by the asset. | 15 | 2010-09-01 | 13.6482 | 63.8024 | x | 3 | 3. Moderate | 10495 | Predictive Maintenance | 91.25
1013837 | Ductwork System - General | B (Average): Asset is sound, operationally safe and exhibits only minor deterioration. | Category 3 (Recommended): Minor work required to prevent a deterioration of the service provided by the asset. | 30 | 2011-08-04 | 12.7255 | 73.5163 | x | 3 | 3. Moderate | 10495 | Predictive Maintenance | 91.25
1013879 | Manually operated Vertical & Horizontal blinds | B (Average): Asset is sound, operationally safe and exhibits only minor deterioration. | Category 3 (Recommended): Minor work required to prevent a deterioration of the service provided by the asset. | 20 | 2013-09-09 | 10.6256 | 71.3744 | x | 3 | 1. Negligible | 10495 | Predictive Maintenance | 182.5
1013880 | Manually operated Vertical & Horizontal blinds | B (Average): Asset is sound, operationally safe and exhibits only minor deterioration. | Category 3 (Recommended): Minor work required to prevent a deterioration of the service provided by the asset. | 20 | 2020-12-30 | 3.3183 | 78.6817 | x | 3 | 1. Negligible | 10495 | Predictive Maintenance | 182.5
1013881 | Manually operated Vertical & Horizontal blinds | B (Average): Asset is sound, operationally safe and exhibits only minor deterioration. | Category 3 (Recommended): Minor work required to prevent a deterioration of the service provided by the asset. | 20 | 2021-08-29 | 2.6557 | 79.3443 | x | 3 | 1. Negligible | 10495 | Predictive Maintenance | 182.5
1013882 | Windows Internal and External | B (Average): Asset is sound, operationally safe and exhibits only minor deterioration. | Category 3 (Recommended): Minor work required to prevent a deterioration of the service provided by the asset. | 36 | 2013-03-01 | 11.1513 | 75.8049 | x | 3 | 3. Moderate | 10495 | Predictive Maintenance | 91.25
1013883 | Windows Internal and External | B (Average): Asset is sound, operationally safe and exhibits only minor deterioration. | Category 3 (Recommended): Minor work required to prevent a deterioration of the service provided by the asset. | 36 | 1994-02-25 | 30.1629 | 65.2428 | x | 3 | 3. Moderate | 10495 | Predictive Maintenance | 91.25
1013884 | Windows Internal and External | B (Average): Asset is sound, operationally safe and exhibits only minor deterioration. | Category 3 (Recommended): Minor work required to prevent a deterioration of the service provided by the asset. | 39 | 2000-03-15 | 24.1123 | 69.6347 | x | 3 | 3. Moderate | 10495 | Predictive Maintenance | 91.25
1013885 | Windows Internal and External | B (Average): Asset is sound, operationally safe and exhibits only minor deterioration. | Category 3 (Recommended): Minor work required to prevent a deterioration of the service provided by the asset. | 40 | 2002-12-07 | 21.3826 | 71.3087 | x | 3 | 3. Moderate | 10495 | Predictive Maintenance | 91.25
1013886 | Locks, handles, hinges Etc. | B (Average): Asset is sound, operationally safe and exhibits only minor deterioration. | Category 3 (Recommended): Minor work required to prevent a deterioration of the service provided by the asset. | 40 | 2023-01-26 | 1.2457 | 85.3771 | x | 1 | 3. Moderate | 11952 | Predictive Maintenance | 91.25
1013887 | Flues (All Combustible Fuels) | B (Average): Asset is sound, operationally safe and exhibits only minor deterioration. | Category 3 (Recommended): Minor work required to prevent a deterioration of the service provided by the asset. | 30 | 2000-03-28 | 24.0767 | 69.9489 | x | 1 | 4. Significant | 11952 | Predictive Maintenance | 91.25
1013888 | Flues (All Combustible Fuels) | B (Average): Asset is sound, operationally safe and exhibits only minor deterioration. | Category 3 (Recommended): Minor work required to prevent a deterioration of the service provided by the asset. | 40 | 2000-05-03 | 23.9781 | 74.011 | x | 1 | 4. Significant | 11952 | Predictive Maintenance | 91.25
1013889 | Flues (All Combustible Fuels) | B (Average): Asset is sound, operationally safe and exhibits only minor deterioration. | Category 3 (Recommended): Minor work required to prevent a deterioration of the service provided by the asset. | 50 | 2008-04-29 | 15.989 | 79.6044 | x | 1 | 4. Significant | 11952 | Predictive Maintenance | 91.25
1013894 | Towel Rails, Mirrors, Toilet Roll Holders, Shelves, Pictures etc. | B (Average): Asset is sound, operationally safe and exhibits only minor deterioration. | Category 3 (Recommended): Minor work required to prevent a deterioration of the service provided by the asset. | 30 | 2017-10-27 | 6.4942 | 81.6705 | x | 1 | 2. Minor | 11952 | Predictive Maintenance | 182.5
1013895 | Towel Rails, Mirrors, Toilet Roll Holders, Shelves, Pictures etc. | B (Average): Asset is sound, operationally safe and exhibits only minor deterioration. | Category 3 (Recommended): Minor work required to prevent a deterioration of the service provided by the asset. | 30 | 1999-07-13 | 24.7858 | 69.4762 | x | 1 | 2. Minor | 11952 | Predictive Maintenance | 182.5
1013897 | Software Functions | B (Average): Asset is sound, operationally safe and exhibits only minor deterioration. | Category 3 (Recommended): Minor work required to prevent a deterioration of the service provided by the asset. | 5 | 2022-05-16 | 1.9439 | 78.2245 | x | 1 | 4. Significant | 11952 | Predictive Maintenance | 91.25
1013898 | Building Inspections | B (Average): Asset is sound, operationally safe and exhibits only minor deterioration. | Category 3 (Recommended): Minor work required to prevent a deterioration of the service provided by the asset. | 20 | 2011-08-03 | 12.7283 | 73.2717 | x | 1 | 2. Minor | 11952 | Predictive Maintenance | 182.5
1013899 | Building Inspections | B (Average): Asset is sound, operationally safe and exhibits only minor deterioration. | Category 3 (Recommended): Minor work required to prevent a deterioration of the service provided by the asset. | 20 | 2023-07-16 | 0.77755 | 85.2225 | x | 1 | 2. Minor | 11952 | Predictive Maintenance | 182.5
1013900 | Building Inspections | B (Average): Asset is sound, operationally safe and exhibits only minor deterioration. | Category 3 (Recommended): Minor work required to prevent a deterioration of the service provided by the asset. | 20 | 2015-04-30 | 8.9884 | 77.0116 | x | 1 | 2. Minor | 11952 | Predictive Maintenance | 182.5
1013901 | Building Inspections | B (Average): Asset is sound, operationally safe and exhibits only minor deterioration. | Category 3 (Recommended): Minor work required to prevent a deterioration of the service provided by the asset. | 20 | 2008-07-29 | 15.7399 | 70.2601 | x | 1 | 2. Minor | 11952 | Predictive Maintenance | 182.5
1013902 | Building Inspections | B (Average): Asset is sound, operationally safe and exhibits only minor deterioration. | Category 3 (Recommended): Minor work required to prevent a deterioration of the service provided by the asset. | 20 | 2022-06-10 | 1.8754 | 84.1246 | x | 1 | 2. Minor | 11952 | Predictive Maintenance | 182.5
1013903 | Building Inspections | B (Average): Asset is sound, operationally safe and exhibits only minor deterioration. | Category 3 (Recommended): Minor work required to prevent a deterioration of the service provided by the asset. | 20 | 2022-01-06 | 2.2998 | 83.7002 | x | 1 | 2. Minor | 11952 | Predictive Maintenance | 182.5
1013912 | External Lighting including Illuminated Signs | B (Average): Asset is sound, operationally safe and exhibits only minor deterioration. | Category 3 (Recommended): Minor work required to prevent a deterioration of the service provided by the asset. | 15 | 2021-08-13 | 2.6995 | 82.4006 | x | 1 | 4. Significant | 11952 | Predictive Maintenance | 91.25
1013913 | External Lighting including Illuminated Signs | B (Average): Asset is sound, operationally safe and exhibits only minor deterioration. | Category 3 (Recommended): Minor work required to prevent a deterioration of the service provided by the asset. | 15 | 2022-08-03 | 1.7276 | 83.6966 | x | 1 | 4. Significant | 11952 | Predictive Maintenance | 91.25
1013915 | Fittings, Furnishings and Equipment | B (Average): Asset is sound, operationally safe and exhibits only minor deterioration. | Category 3 (Recommended): Minor work required to prevent a deterioration of the service provided by the asset. | 5 | 2020-06-11 | 3.8713 | 70.5147 | x | 1 | 2. Minor | 11952 | Predictive Maintenance | 182.5
1013916 | Floors and Floor Finishes | B (Average): Asset is sound, operationally safe and exhibits only minor deterioration. | Category 3 (Recommended): Minor work required to prevent a deterioration of the service provided by the asset. | 30 | 1994-10-03 | 29.5606 | 66.293 | x | 1 | 1. Negligible | 11952 | Predictive Maintenance | 182.5
1013917 | Laboratory Fume Cupboard | B (Average): Asset is sound, operationally safe and exhibits only minor deterioration. | Category 3 (Recommended): Minor work required to prevent a deterioration of the service provided by the asset. | 15 | 2015-05-02 | 8.9829 | 74.0228 | x | 1 | 4. Significant | 11952 | Predictive Maintenance | 91.25
1013919 | Lighting Fittings including Luminaires General | B (Average): Asset is sound, operationally safe and exhibits only minor deterioration. | Category 3 (Recommended): Minor work required to prevent a deterioration of the service provided by the asset. | 20 | 2004-07-21 | 19.7618 | 66.2382 | x | 1 | 3. Moderate | 11952 | Predictive Maintenance | 91.25
1013920 | Lighting Fittings including Luminaires General | B (Average): Asset is sound, operationally safe and exhibits only minor deterioration. | Category 3 (Recommended): Minor work required to prevent a deterioration of the service provided by the asset. | 20 | 2019-11-11 | 4.4545 | 81.5455 | x | 1 | 3. Moderate | 11952 | Predictive Maintenance | 91.25
1013921 | Lighting Fittings including Luminaires General | B (Average): Asset is sound, operationally safe and exhibits only minor deterioration. | Category 3 (Recommended): Minor work required to prevent a deterioration of the service provided by the asset. | 20 | 2015-03-28 | 9.0787 | 76.9213 | x | 1 | 3. Moderate | 11952 | Predictive Maintenance | 91.25
1013922 | Lighting Fittings including Luminaires General | B (Average): Asset is sound, operationally safe and exhibits only minor deterioration. | Category 3 (Recommended): Minor work required to prevent a deterioration of the service provided by the asset. | 20 | 2009-08-07 | 14.7159 | 71.2841 | x | 1 | 3. Moderate | 11952 | Predictive Maintenance | 91.25
1013923 | Lighting Fittings including Luminaires General | B (Average): Asset is sound, operationally safe and exhibits only minor deterioration. | Category 3 (Recommended): Minor work required to prevent a deterioration of the service provided by the asset. | 20 | 2005-11-28 | 18.4066 | 67.5934 | x | 1 | 3. Moderate | 11952 | Predictive Maintenance | 91.25
1013924 | Lighting Fittings including Luminaires General | B (Average): Asset is sound, operationally safe and exhibits only minor deterioration. | Category 3 (Recommended): Minor work required to prevent a deterioration of the service provided by the asset. | 20 | 2017-01-17 | 7.269 | 78.731 | x | 1 | 3. Moderate | 11952 | Predictive Maintenance | 91.25
1013925 | Lighting Fittings including Luminaires General | B (Average): Asset is sound, operationally safe and exhibits only minor deterioration. | Category 3 (Recommended): Minor work required to prevent a deterioration of the service provided by the asset. | 20 | 2004-06-27 | 19.8275 | 66.1725 | x | 1 | 3. Moderate | 11952 | Predictive Maintenance | 91.25
1013926 | Lighting Fittings including Luminaires General | B (Average): Asset is sound, operationally safe and exhibits only minor deterioration. | Category 3 (Recommended): Minor work required to prevent a deterioration of the service provided by the asset. | 20 | 2021-02-28 | 3.154 | 82.846 | x | 1 | 3. Moderate | 11952 | Predictive Maintenance | 91.25
1013927 | Lighting Fittings including Luminaires General | B (Average): Asset is sound, operationally safe and exhibits only minor deterioration. | Category 3 (Recommended): Minor work required to prevent a deterioration of the service provided by the asset. | 20 | 2015-01-17 | 9.2704 | 76.7296 | x | 1 | 3. Moderate | 11952 | Predictive Maintenance | 91.25
1013928 | Lighting Fittings including Luminaires General | B (Average): Asset is sound, operationally safe and exhibits only minor deterioration. | Category 3 (Recommended): Minor work required to prevent a deterioration of the service provided by the asset. | 20 | 2010-03-09 | 14.13 | 71.87 | x | 1 | 3. Moderate | 11952 | Predictive Maintenance | 91.25
1013929 | Lighting Fittings including Luminaires General | B (Average): Asset is sound, operationally safe and exhibits only minor deterioration. | Category 3 (Recommended): Minor work required to prevent a deterioration of the service provided by the asset. | 20 | 2005-05-31 | 18.9021 | 67.0979 | x | 1 | 3. Moderate | 11952 | Predictive Maintenance | 91.25
1013930 | Lighting Fittings including Luminaires General | B (Average): Asset is sound, operationally safe and exhibits only minor deterioration. | Category 3 (Recommended): Minor work required to prevent a deterioration of the service provided by the asset. | 20 | 2011-04-22 | 13.0103 | 72.9897 | x | 1 | 3. Moderate | 11952 | Predictive Maintenance | 91.25
1013931 | Lighting Fittings including Luminaires General | B (Average): Asset is sound, operationally safe and exhibits only minor deterioration. | Category 3 (Recommended): Minor work required to prevent a deterioration of the service provided by the asset. | 20 | 2018-04-06 | 6.0534 | 79.9466 | x | 1 | 3. Moderate | 11952 | Predictive Maintenance | 91.25
1013932 | Lighting Fittings including Luminaires General | B (Average): Asset is sound, operationally safe and exhibits only minor deterioration. | Category 3 (Recommended): Minor work required to prevent a deterioration of the service provided by the asset. | 20 | 2023-11-09 | 0.45996 | 85.54 | x | 1 | 3. Moderate | 11952 | Predictive Maintenance | 91.25
1013933 | Lighting Fittings including Luminaires General | B (Average): Asset is sound, operationally safe and exhibits only minor deterioration. | Category 3 (Recommended): Minor work required to prevent a deterioration of the service provided by the asset. | 20 | 2013-01-15 | 11.2745 | 74.7255 | x | 1 | 3. Moderate | 11952 | Predictive Maintenance | 91.25
1013934 | Lighting Fittings including Luminaires General | B (Average): Asset is sound, operationally safe and exhibits only minor deterioration. | Category 3 (Recommended): Minor work required to prevent a deterioration of the service provided by the asset. | 20 | 2011-12-09 | 12.3778 | 73.6222 | x | 1 | 3. Moderate | 11952 | Predictive Maintenance | 91.25
1013935 | Lighting Fittings including Luminaires General | B (Average): Asset is sound, operationally safe and exhibits only minor deterioration. | Category 3 (Recommended): Minor work required to prevent a deterioration of the service provided by the asset. | 20 | 2005-11-11 | 18.4531 | 67.5469 | x | 1 | 3. Moderate | 11952 | Predictive Maintenance | 91.25
1013936 | Lighting Fittings including Luminaires General | B (Average): Asset is sound, operationally safe and exhibits only minor deterioration. | Category 3 (Recommended): Minor work required to prevent a deterioration of the service provided by the asset. | 20 | 2005-05-30 | 18.9049 | 67.0951 | x | 1 | 3. Moderate | 11952 | Predictive Maintenance | 91.25
1013937 | Lighting Fittings including Luminaires General | B (Average): Asset is sound, operationally safe and exhibits only minor deterioration. | Category 3 (Recommended): Minor work required to prevent a deterioration of the service provided by the asset. | 20 | 2023-12-01 | 0.39973 | 85.6003 | x | 1 | 3. Moderate | 11952 | Predictive Maintenance | 91.25
1013938 | Lighting Fittings including Luminaires General | B (Average): Asset is sound, operationally safe and exhibits only minor deterioration. | Category 3 (Recommended): Minor work required to prevent a deterioration of the service provided by the asset. | 20 | 2023-05-01 | 0.98563 | 85.0144 | x | 1 | 3. Moderate | 11952 | Predictive Maintenance | 91.25
1013939 | Lighting Fittings including Luminaires General | B (Average): Asset is sound, operationally safe and exhibits only minor deterioration. | Category 3 (Recommended): Minor work required to prevent a deterioration of the service provided by the asset. | 20 | 2005-04-14 | 19.0308 | 66.9692 | x | 1 | 3. Moderate | 11952 | Predictive Maintenance | 91.25
1013940 | Lighting Fittings including Luminaires General | B (Average): Asset is sound, operationally safe and exhibits only minor deterioration. | Category 3 (Recommended): Minor work required to prevent a deterioration of the service provided by the asset. | 20 | 2008-07-25 | 15.7509 | 70.2491 | x | 1 | 3. Moderate | 11952 | Predictive Maintenance | 91.25
1013941 | Lighting Fittings including Luminaires General | B (Average): Asset is sound, operationally safe and exhibits only minor deterioration. | Category 3 (Recommended): Minor work required to prevent a deterioration of the service provided by the asset. | 20 | 2011-01-25 | 13.2485 | 72.7515 | x | 1 | 3. Moderate | 11952 | Predictive Maintenance | 91.25
1013942 | Lighting Fittings including Luminaires General | B (Average): Asset is sound, operationally safe and exhibits only minor deterioration. | Category 3 (Recommended): Minor work required to prevent a deterioration of the service provided by the asset. | 20 | 2006-01-10 | 18.2888 | 67.7112 | x | 1 | 3. Moderate | 11952 | Predictive Maintenance | 91.25
1013943 | Lighting Fittings including Luminaires General | B (Average): Asset is sound, operationally safe and exhibits only minor deterioration. | Category 3 (Recommended): Minor work required to prevent a deterioration of the service provided by the asset. | 20 | 2016-10-27 | 7.4935 | 78.5065 | x | 1 | 3. Moderate | 11952 | Predictive Maintenance | 91.25
1013944 | Lighting Fittings including Luminaires General | B (Average): Asset is sound, operationally safe and exhibits only minor deterioration. | Category 3 (Recommended): Minor work required to prevent a deterioration of the service provided by the asset. | 20 | 2020-02-04 | 4.2218 | 81.7782 | x | 1 | 3. Moderate | 11952 | Predictive Maintenance | 91.25
1013945 | Lighting Fittings including Luminaires General | B (Average): Asset is sound, operationally safe and exhibits only minor deterioration. | Category 3 (Recommended): Minor work required to prevent a deterioration of the service provided by the asset. | 20 | 2023-01-15 | 1.2758 | 84.7242 | x | 1 | 3. Moderate | 11952 | Predictive Maintenance | 91.25
1013946 | Lighting Fittings including Luminaires General | B (Average): Asset is sound, operationally safe and exhibits only minor deterioration. | Category 3 (Recommended): Minor work required to prevent a deterioration of the service provided by the asset. | 20 | 2021-12-01 | 2.3984 | 83.6016 | x | 1 | 3. Moderate | 11952 | Predictive Maintenance | 91.25
1013947 | Lighting Fittings including Luminaires General | B (Average): Asset is sound, operationally safe and exhibits only minor deterioration. | Category 3 (Recommended): Minor work required to prevent a deterioration of the service provided by the asset. | 20 | 2018-11-16 | 5.4401 | 80.5599 | x | 1 | 3. Moderate | 11952 | Predictive Maintenance | 91.25
1013948 | Lighting Fittings including Luminaires General | B (Average): Asset is sound, operationally safe and exhibits only minor deterioration. | Category 3 (Recommended): Minor work required to prevent a deterioration of the service provided by the asset. | 20 | 2022-06-12 | 1.87 | 84.13 | x | 1 | 3. Moderate | 11952 | Predictive Maintenance | 91.25
1013949 | Lighting Fittings including Luminaires General | B (Average): Asset is sound, operationally safe and exhibits only minor deterioration. | Category 3 (Recommended): Minor work required to prevent a deterioration of the service provided by the asset. | 20 | 2018-11-22 | 5.4237 | 80.5763 | x | 1 | 3. Moderate | 11952 | Predictive Maintenance | 91.25
1013950 | Lighting Fittings including Luminaires General | B (Average): Asset is sound, operationally safe and exhibits only minor deterioration. | Category 3 (Recommended): Minor work required to prevent a deterioration of the service provided by the asset. | 20 | 2023-06-21 | 0.846 | 85.154 | x | 1 | 3. Moderate | 11952 | Predictive Maintenance | 91.25
1013951 | Lighting Fittings including Luminaires General | B (Average): Asset is sound, operationally safe and exhibits only minor deterioration. | Category 3 (Recommended): Minor work required to prevent a deterioration of the service provided by the asset. | 20 | 2019-03-26 | 5.0842 | 80.9158 | x | 1 | 3. Moderate | 11952 | Predictive Maintenance | 91.25
1013952 | Lighting Fittings including Luminaires General | B (Average): Asset is sound, operationally safe and exhibits only minor deterioration. | Category 3 (Recommended): Minor work required to prevent a deterioration of the service provided by the asset. | 20 | 2007-01-05 | 17.3032 | 68.6968 | x | 1 | 3. Moderate | 11952 | Predictive Maintenance | 91.25
1013953 | Lighting Fittings including Luminaires General | B (Average): Asset is sound, operationally safe and exhibits only minor deterioration. | Category 3 (Recommended): Minor work required to prevent a deterioration of the service provided by the asset. | 20 | 2017-09-19 | 6.5982 | 79.4018 | x | 1 | 3. Moderate | 11952 | Predictive Maintenance | 91.25
1013954 | Lighting Fittings including Luminaires General | B (Average): Asset is sound, operationally safe and exhibits only minor deterioration. | Category 3 (Recommended): Minor work required to prevent a deterioration of the service provided by the asset. | 20 | 2020-12-08 | 3.3785 | 82.6215 | x | 1 | 3. Moderate | 11952 | Predictive Maintenance | 91.25
1013955 | Lighting Fittings including Luminaires General | B (Average): Asset is sound, operationally safe and exhibits only minor deterioration. | Category 3 (Recommended): Minor work required to prevent a deterioration of the service provided by the asset. | 20 | 2013-07-09 | 10.7953 | 75.2047 | x | 1 | 3. Moderate | 11952 | Predictive Maintenance | 91.25
1013956 | Lighting Fittings including Luminaires General | B (Average): Asset is sound, operationally safe and exhibits only minor deterioration. | Category 3 (Recommended): Minor work required to prevent a deterioration of the service provided by the asset. | 20 | 2004-07-04 | 19.8084 | 66.1916 | x | 1 | 3. Moderate | 11952 | Predictive Maintenance | 91.25
1013957 | Lighting Fittings including Luminaires General | B (Average): Asset is sound, operationally safe and exhibits only minor deterioration. | Category 3 (Recommended): Minor work required to prevent a deterioration of the service provided by the asset. | 20 | 2016-01-19 | 8.2656 | 77.7344 | x | 1 | 3. Moderate | 11952 | Predictive Maintenance | 91.25
1013958 | Lighting Fittings including Luminaires General | B (Average): Asset is sound, operationally safe and exhibits only minor deterioration. | Category 3 (Recommended): Minor work required to prevent a deterioration of the service provided by the asset. | 20 | 2011-04-12 | 13.0376 | 72.9624 | x | 1 | 3. Moderate | 11952 | Predictive Maintenance | 91.25
1013959 | Lighting Fittings including Luminaires General | B (Average): Asset is sound, operationally safe and exhibits only minor deterioration. | Category 3 (Recommended): Minor work required to prevent a deterioration of the service provided by the asset. | 20 | 2022-04-02 | 2.0643 | 83.9357 | x | 1 | 3. Moderate | 11952 | Predictive Maintenance | 91.25
1013960 | Lighting Fittings including Luminaires General | B (Average): Asset is sound, operationally safe and exhibits only minor deterioration. | Category 3 (Recommended): Minor work required to prevent a deterioration of the service provided by the asset. | 20 | 2008-01-25 | 16.2491 | 69.7509 | x | 1 | 3. Moderate | 11952 | Predictive Maintenance | 91.25
1013961 | Lighting Fittings including Luminaires General | B (Average): Asset is sound, operationally safe and exhibits only minor deterioration. | Category 3 (Recommended): Minor work required to prevent a deterioration of the service provided by the asset. | 20 | 2012-01-24 | 12.2519 | 73.7481 | x | 1 | 3. Moderate | 11952 | Predictive Maintenance | 91.25
1013962 | Lighting Fittings including Luminaires General | B (Average): Asset is sound, operationally safe and exhibits only minor deterioration. | Category 3 (Recommended): Minor work required to prevent a deterioration of the service provided by the asset. | 20 | 2014-09-21 | 9.5934 | 76.4066 | x | 1 | 3. Moderate | 11952 | Predictive Maintenance | 91.25
1013963 | Lighting Fittings including Luminaires General | B (Average): Asset is sound, operationally safe and exhibits only minor deterioration. | Category 3 (Recommended): Minor work required to prevent a deterioration of the service provided by the asset. | 20 | 2022-04-03 | 2.0616 | 83.9384 | x | 1 | 3. Moderate | 11952 | Predictive Maintenance | 91.25
1013964 | Lighting Fittings including Luminaires General | B (Average): Asset is sound, operationally safe and exhibits only minor deterioration. | Category 3 (Recommended): Minor work required to prevent a deterioration of the service provided by the asset. | 20 | 2015-09-30 | 8.5695 | 77.4305 | x | 1 | 3. Moderate | 11952 | Predictive Maintenance | 91.25
1013965 | Lighting Fittings including Luminaires General | B (Average): Asset is sound, operationally safe and exhibits only minor deterioration. | Category 3 (Recommended): Minor work required to prevent a deterioration of the service provided by the asset. | 20 | 2019-08-01 | 4.7337 | 81.2663 | x | 1 | 3. Moderate | 11952 | Predictive Maintenance | 91.25
1013966 | Lighting Fittings including Luminaires General | B (Average): Asset is sound, operationally safe and exhibits only minor deterioration. | Category 3 (Recommended): Minor work required to prevent a deterioration of the service provided by the asset. | 20 | 2013-10-30 | 10.486 | 75.514 | x | 1 | 3. Moderate | 11952 | Predictive Maintenance | 91.25
1013967 | Lighting Fittings including Luminaires General | B (Average): Asset is sound, operationally safe and exhibits only minor deterioration. | Category 3 (Recommended): Minor work required to prevent a deterioration of the service provided by the asset. | 20 | 2006-03-02 | 18.1492 | 67.8508 | x | 1 | 3. Moderate | 11952 | Predictive Maintenance | 91.25
1013968 | Lighting Fittings including Luminaires General | B (Average): Asset is sound, operationally safe and exhibits only minor deterioration. | Category 3 (Recommended): Minor work required to prevent a deterioration of the service provided by the asset. | 20 | 2018-06-25 | 5.8344 | 80.1656 | x | 1 | 3. Moderate | 11952 | Predictive Maintenance | 91.25
1013969 | Lighting Fittings including Luminaires General | B (Average): Asset is sound, operationally safe and exhibits only minor deterioration. | Category 3 (Recommended): Minor work required to prevent a deterioration of the service provided by the asset. | 20 | 2018-04-18 | 6.0205 | 79.9795 | x | 1 | 3. Moderate | 11952 | Predictive Maintenance | 91.25
1013970 | Lighting Fittings including Luminaires General | B (Average): Asset is sound, operationally safe and exhibits only minor deterioration. | Category 3 (Recommended): Minor work required to prevent a deterioration of the service provided by the asset. | 20 | 2017-01-23 | 7.2526 | 78.7474 | x | 1 | 3. Moderate | 11952 | Predictive Maintenance | 91.25
1013971 | Lighting Fittings including Luminaires General | B (Average): Asset is sound, operationally safe and exhibits only minor deterioration. | Category 3 (Recommended): Minor work required to prevent a deterioration of the service provided by the asset. | 20 | 2023-01-18 | 1.2676 | 84.7324 | x | 1 | 3. Moderate | 11952 | Predictive Maintenance | 91.25
1013972 | Lighting Fittings including Luminaires General | B (Average): Asset is sound, operationally safe and exhibits only minor deterioration. | Category 3 (Recommended): Minor work required to prevent a deterioration of the service provided by the asset. | 20 | 2013-11-26 | 10.412 | 75.588 | x | 1 | 3. Moderate | 11952 | Predictive Maintenance | 91.25
1013973 | Lighting Fittings including Luminaires General | B (Average): Asset is sound, operationally safe and exhibits only minor deterioration. | Category 3 (Recommended): Minor work required to prevent a deterioration of the service provided by the asset. | 20 | 2014-12-18 | 9.3525 | 76.6475 | x | 1 | 3. Moderate | 11952 | Predictive Maintenance | 91.25
1013974 | Lighting Fittings including Luminaires General | B (Average): Asset is sound, operationally safe and exhibits only minor deterioration. | Category 3 (Recommended): Minor work required to prevent a deterioration of the service provided by the asset. | 20 | 2012-12-19 | 11.3484 | 74.6516 | x | 1 | 3. Moderate | 11952 | Predictive Maintenance | 91.25
1013984 | Internal Walls and Ceilings | B (Average): Asset is sound, operationally safe and exhibits only minor deterioration. | Category 3 (Recommended): Minor work required to prevent a deterioration of the service provided by the asset. | 25 | 2001-04-16 | 23.0253 | 67.5797 | x | 1 | 3. Moderate | 11952 | Predictive Maintenance | 91.25
1013999 | Portable Appliance Testing (PAT) - User Checks, Recorded Formal Visual Inspections and Combined Insp | B (Average): Asset is sound, operationally safe and exhibits only minor deterioration. | Category 3 (Recommended): Minor work required to prevent a deterioration of the service provided by the asset. | 20 | 2014-12-01 | 9.399 | 76.601 | x | 1 | 2. Minor | 11952 | Predictive Maintenance | 182.5
1014001 | Rainwater Downpipes and Gutters | B (Average): Asset is sound, operationally safe and exhibits only minor deterioration. | Category 3 (Recommended): Minor work required to prevent a deterioration of the service provided by the asset. | 50 | 1998-02-08 | 26.2094 | 75.5162 | x | 1 | 2. Minor | 11952 | Predictive Maintenance | 182.5
1014004 | Service Drainage | B (Average): Asset is sound, operationally safe and exhibits only minor deterioration. | Category 3 (Recommended): Minor work required to prevent a deterioration of the service provided by the asset. | 25 | 2015-04-12 | 9.0376 | 78.7699 | x | 1 | 4. Significant | 11952 | Predictive Maintenance | 91.25
1014005 | Service Drainage | B (Average): Asset is sound, operationally safe and exhibits only minor deterioration. | Category 3 (Recommended): Minor work required to prevent a deterioration of the service provided by the asset. | 25 | 2010-07-04 | 13.8097 | 74.9522 | x | 1 | 4. Significant | 11952 | Predictive Maintenance | 91.25
1014006 | Service Drainage | B (Average): Asset is sound, operationally safe and exhibits only minor deterioration. | Category 3 (Recommended): Minor work required to prevent a deterioration of the service provided by the asset. | 25 | 2008-12-08 | 15.3785 | 73.6972 | x | 1 | 4. Significant | 11952 | Predictive Maintenance | 91.25
1014007 | Service Drainage | B (Average): Asset is sound, operationally safe and exhibits only minor deterioration. | Category 3 (Recommended): Minor work required to prevent a deterioration of the service provided by the asset. | 25 | 2002-12-16 | 21.358 | 68.9136 | x | 1 | 4. Significant | 11952 | Predictive Maintenance | 91.25
1014008 | Service Drainage | B (Average): Asset is sound, operationally safe and exhibits only minor deterioration. | Category 3 (Recommended): Minor work required to prevent a deterioration of the service provided by the asset. | 25 | 2004-02-17 | 20.1862 | 69.8511 | x | 1 | 4. Significant | 11952 | Predictive Maintenance | 91.25
1014009 | Service Drainage | B (Average): Asset is sound, operationally safe and exhibits only minor deterioration. | Category 3 (Recommended): Minor work required to prevent a deterioration of the service provided by the asset. | 25 | 2018-10-31 | 5.4839 | 81.6129 | x | 1 | 4. Significant | 11952 | Predictive Maintenance | 91.25
1014010 | Service Drainage | B (Average): Asset is sound, operationally safe and exhibits only minor deterioration. | Category 3 (Recommended): Minor work required to prevent a deterioration of the service provided by the asset. | 25 | 2002-02-20 | 22.1766 | 68.2587 | x | 1 | 4. Significant | 11952 | Predictive Maintenance | 91.25
1014011 | Service Drainage | B (Average): Asset is sound, operationally safe and exhibits only minor deterioration. | Category 3 (Recommended): Minor work required to prevent a deterioration of the service provided by the asset. | 25 | 2014-06-28 | 9.8261 | 78.1391 | x | 1 | 4. Significant | 11952 | Predictive Maintenance | 91.25
1014012 | Service Drainage | B (Average): Asset is sound, operationally safe and exhibits only minor deterioration. | Category 3 (Recommended): Minor work required to prevent a deterioration of the service provided by the asset. | 25 | 2014-05-26 | 9.9165 | 78.0668 | x | 1 | 4. Significant | 11952 | Predictive Maintenance | 91.25
1014013 | Service Drainage | B (Average): Asset is sound, operationally safe and exhibits only minor deterioration. | Category 3 (Recommended): Minor work required to prevent a deterioration of the service provided by the asset. | 25 | 2001-06-24 | 22.8364 | 67.7309 | x | 1 | 4. Significant | 11952 | Predictive Maintenance | 91.25
1014014 | Service Drainage | B (Average): Asset is sound, operationally safe and exhibits only minor deterioration. | Category 3 (Recommended): Minor work required to prevent a deterioration of the service provided by the asset. | 25 | 2012-09-18 | 11.6003 | 76.7198 | x | 1 | 4. Significant | 11952 | Predictive Maintenance | 91.25
1014015 | Service Drainage | B (Average): Asset is sound, operationally safe and exhibits only minor deterioration. | Category 3 (Recommended): Minor work required to prevent a deterioration of the service provided by the asset. | 25 | 2016-05-26 | 7.9151 | 79.6679 | x | 1 | 4. Significant | 11952 | Predictive Maintenance | 91.25
1014016 | Service Drainage | B (Average): Asset is sound, operationally safe and exhibits only minor deterioration. | Category 3 (Recommended): Minor work required to prevent a deterioration of the service provided by the asset. | 25 | 2019-04-29 | 4.9911 | 82.0071 | x | 1 | 4. Significant | 11952 | Predictive Maintenance | 91.25
1014019 | Television and Signal Receiving Equipment | B (Average): Asset is sound, operationally safe and exhibits only minor deterioration. | Category 3 (Recommended): Minor work required to prevent a deterioration of the service provided by the asset. | 15 | 2022-11-04 | 1.473 | 84.036 | x | 1 | 3. Moderate | 11952 | Predictive Maintenance | 91.25
1014020 | Ductwork System - General | B (Average): Asset is sound, operationally safe and exhibits only minor deterioration. | Category 3 (Recommended): Minor work required to prevent a deterioration of the service provided by the asset. | 30 | 1994-08-14 | 29.6975 | 66.2017 | x | 1 | 3. Moderate | 11952 | Predictive Maintenance | 91.25
1014022 | Manually operated Vertical & Horizontal blinds | B (Average): Asset is sound, operationally safe and exhibits only minor deterioration. | Category 3 (Recommended): Minor work required to prevent a deterioration of the service provided by the asset. | 20 | 2017-10-20 | 6.5133 | 79.4867 | x | 1 | 1. Negligible | 11952 | Predictive Maintenance | 182.5
1014023 | Windows Internal and External | B (Average): Asset is sound, operationally safe and exhibits only minor deterioration. | Category 3 (Recommended): Minor work required to prevent a deterioration of the service provided by the asset. | 39 | 2016-12-19 | 7.3484 | 82.2316 | x | 1 | 3. Moderate | 11952 | Predictive Maintenance | 91.25
1014024 | Windows Internal and External | B (Average): Asset is sound, operationally safe and exhibits only minor deterioration. | Category 3 (Recommended): Minor work required to prevent a deterioration of the service provided by the asset. | 39 | 1996-09-15 | 27.6085 | 71.8418 | x | 1 | 3. Moderate | 11952 | Predictive Maintenance | 91.25
1014025 | Locks, handles, hinges Etc. | B (Average): Asset is sound, operationally safe and exhibits only minor deterioration. | Category 3 (Recommended): Minor work required to prevent a deterioration of the service provided by the asset. | 40 | 2010-06-01 | 13.9001 | 79.05 | x | 1 | 3. Moderate | 10391 | Predictive Maintenance | 91.25
1014026 | Flues (All Combustible Fuels) | B (Average): Asset is sound, operationally safe and exhibits only minor deterioration. | Category 3 (Recommended): Minor work required to prevent a deterioration of the service provided by the asset. | 30 | 2010-12-17 | 13.3552 | 77.0965 | x | 1 | 4. Significant | 10391 | Predictive Maintenance | 91.25
1014027 | Towel Rails, Mirrors, Toilet Roll Holders, Shelves, Pictures etc. | B (Average): Asset is sound, operationally safe and exhibits only minor deterioration. | Category 3 (Recommended): Minor work required to prevent a deterioration of the service provided by the asset. | 30 | 2010-05-13 | 13.9521 | 76.6986 | x | 1 | 2. Minor | 10391 | Predictive Maintenance | 182.5
1014028 | Towel Rails, Mirrors, Toilet Roll Holders, Shelves, Pictures etc. | B (Average): Asset is sound, operationally safe and exhibits only minor deterioration. | Category 3 (Recommended): Minor work required to prevent a deterioration of the service provided by the asset. | 30 | 2021-02-23 | 3.1677 | 83.8882 | x | 1 | 2. Minor | 10391 | Predictive Maintenance | 182.5
1014029 | Towel Rails, Mirrors, Toilet Roll Holders, Shelves, Pictures etc. | B (Average): Asset is sound, operationally safe and exhibits only minor deterioration. | Category 3 (Recommended): Minor work required to prevent a deterioration of the service provided by the asset. | 30 | 2023-02-17 | 1.1855 | 85.2097 | x | 1 | 2. Minor | 10391 | Predictive Maintenance | 182.5
1014031 | Software Functions | B (Average): Asset is sound, operationally safe and exhibits only minor deterioration. | Category 3 (Recommended): Minor work required to prevent a deterioration of the service provided by the asset. | 5 | 2020-12-15 | 3.3593 | 72.5626 | x | 1 | 4. Significant | 10391 | Predictive Maintenance | 91.25
1014032 | Building Inspections | B (Average): Asset is sound, operationally safe and exhibits only minor deterioration. | Category 3 (Recommended): Minor work required to prevent a deterioration of the service provided by the asset. | 20 | 2020-12-13 | 3.3648 | 82.6352 | x | 1 | 2. Minor | 10391 | Predictive Maintenance | 182.5
1014052 | External Lighting including Illuminated Signs | B (Average): Asset is sound, operationally safe and exhibits only minor deterioration. | Category 3 (Recommended): Minor work required to prevent a deterioration of the service provided by the asset. | 15 | 2020-11-13 | 3.447 | 81.4041 | x | 1 | 4. Significant | 10391 | Predictive Maintenance | 91.25
1014053 | External Lighting including Illuminated Signs | B (Average): Asset is sound, operationally safe and exhibits only minor deterioration. | Category 3 (Recommended): Minor work required to prevent a deterioration of the service provided by the asset. | 15 | 2015-12-14 | 8.3641 | 74.8478 | x | 1 | 4. Significant | 10391 | Predictive Maintenance | 91.25
1014056 | Fittings, Furnishings and Equipment | B (Average): Asset is sound, operationally safe and exhibits only minor deterioration. | Category 3 (Recommended): Minor work required to prevent a deterioration of the service provided by the asset. | 5 | 2023-01-08 | 1.295 | 80.82 | x | 1 | 2. Minor | 10391 | Predictive Maintenance | 182.5
1014057 | Floors and Floor Finishes | B (Average): Asset is sound, operationally safe and exhibits only minor deterioration. | Category 3 (Recommended): Minor work required to prevent a deterioration of the service provided by the asset. | 30 | 1999-12-22 | 24.3422 | 69.7718 | x | 1 | 1. Negligible | 10391 | Predictive Maintenance | 182.5
1014059 | Lighting Fittings including Luminaires General | B (Average): Asset is sound, operationally safe and exhibits only minor deterioration. | Category 3 (Recommended): Minor work required to prevent a deterioration of the service provided by the asset. | 20 | 2005-10-14 | 18.5298 | 67.4702 | x | 1 | 3. Moderate | 10391 | Predictive Maintenance | 91.25
1014060 | Lighting Fittings including Luminaires General | B (Average): Asset is sound, operationally safe and exhibits only minor deterioration. | Category 3 (Recommended): Minor work required to prevent a deterioration of the service provided by the asset. | 20 | 2011-06-02 | 12.898 | 73.102 | x | 1 | 3. Moderate | 10391 | Predictive Maintenance | 91.25
1014061 | Lighting Fittings including Luminaires General | B (Average): Asset is sound, operationally safe and exhibits only minor deterioration. | Category 3 (Recommended): Minor work required to prevent a deterioration of the service provided by the asset. | 20 | 2007-04-28 | 16.9938 | 69.0062 | x | 1 | 3. Moderate | 10391 | Predictive Maintenance | 91.25
1014063 | Pipework Systems - General | B (Average): Asset is sound, operationally safe and exhibits only minor deterioration. | Category 3 (Recommended): Minor work required to prevent a deterioration of the service provided by the asset. | 20 | 2019-09-20 | 4.5969 | 81.4031 | x | 1 | 4. Significant | 10391 | Predictive Maintenance | 91.25
1014064 | Pipework Systems - General | A (Good): Asset is as new and can be expected to perform adequately to its full normal life if maintained appropriately. | Category 3 (Recommended): Minor work required to prevent a deterioration of the service provided by the asset. | 20 | 2013-06-22 | 10.8419 | 82.1581 | x | 1 | 4. Significant | 10391 | Predictive Maintenance | 91.25
1014065 | Pipework Systems - General | A (Good): Asset is as new and can be expected to perform adequately to its full normal life if maintained appropriately. | Category 3 (Recommended): Minor work required to prevent a deterioration of the service provided by the asset. | 20 | 2010-08-09 | 13.7112 | 79.2888 | x | 1 | 4. Significant | 10391 | Predictive Maintenance | 91.25
1014067 | Internal Walls and Ceilings | B (Average): Asset is sound, operationally safe and exhibits only minor deterioration. | Category 3 (Recommended): Minor work required to prevent a deterioration of the service provided by the asset. | 25 | 2021-10-31 | 2.4832 | 84.0134 | x | 1 | 3. Moderate | 10391 | Predictive Maintenance | 91.25
1014072 | Portable Appliance Testing (PAT) - User Checks, Recorded Formal Visual Inspections and Combined Insp | B (Average): Asset is sound, operationally safe and exhibits only minor deterioration. | Category 3 (Recommended): Minor work required to prevent a deterioration of the service provided by the asset. | 20 | 2015-06-27 | 8.8296 | 77.1704 | x | 1 | 2. Minor | 10391 | Predictive Maintenance | 182.5
1014074 | Rainwater Downpipes and Gutters | B (Average): Asset is sound, operationally safe and exhibits only minor deterioration. | Category 3 (Recommended): Minor work required to prevent a deterioration of the service provided by the asset. | 50 | 2004-12-16 | 19.3566 | 78.2574 | x | 1 | 2. Minor | 10391 | Predictive Maintenance | 182.5
1014076 | Service Drainage | B (Average): Asset is sound, operationally safe and exhibits only minor deterioration. | Category 3 (Recommended): Minor work required to prevent a deterioration of the service provided by the asset. | 25 | 2009-12-19 | 14.3491 | 74.5207 | x | 1 | 4. Significant | 10391 | Predictive Maintenance | 91.25
1014077 | Service Drainage | B (Average): Asset is sound, operationally safe and exhibits only minor deterioration. | Category 3 (Recommended): Minor work required to prevent a deterioration of the service provided by the asset. | 25 | 1999-02-27 | 25.1581 | 65.8735 | x | 1 | 4. Significant | 10391 | Predictive Maintenance | 91.25
1014078 | Service Drainage | B (Average): Asset is sound, operationally safe and exhibits only minor deterioration. | Category 3 (Recommended): Minor work required to prevent a deterioration of the service provided by the asset. | 25 | 2006-11-13 | 17.4483 | 72.0413 | x | 1 | 4. Significant | 10391 | Predictive Maintenance | 91.25
1014079 | Service Drainage | B (Average): Asset is sound, operationally safe and exhibits only minor deterioration. | Category 3 (Recommended): Minor work required to prevent a deterioration of the service provided by the asset. | 25 | 2017-05-16 | 6.9432 | 80.4454 | x | 1 | 4. Significant | 10391 | Predictive Maintenance | 91.25
1014080 | Service Drainage | B (Average): Asset is sound, operationally safe and exhibits only minor deterioration. | Category 3 (Recommended): Minor work required to prevent a deterioration of the service provided by the asset. | 25 | 2018-09-20 | 5.5962 | 81.5231 | x | 1 | 4. Significant | 10391 | Predictive Maintenance | 91.25
1014081 | Service Drainage | B (Average): Asset is sound, operationally safe and exhibits only minor deterioration. | Category 3 (Recommended): Minor work required to prevent a deterioration of the service provided by the asset. | 25 | 2003-02-19 | 21.18 | 69.056 | x | 1 | 4. Significant | 10391 | Predictive Maintenance | 91.25
1014082 | Service Drainage | B (Average): Asset is sound, operationally safe and exhibits only minor deterioration. | Category 3 (Recommended): Minor work required to prevent a deterioration of the service provided by the asset. | 25 | 2005-05-03 | 18.9788 | 70.817 | x | 1 | 4. Significant | 10391 | Predictive Maintenance | 91.25
1014083 | Service Drainage | B (Average): Asset is sound, operationally safe and exhibits only minor deterioration. | Category 3 (Recommended): Minor work required to prevent a deterioration of the service provided by the asset. | 25 | 2023-03-07 | 1.1362 | 85.091 | x | 1 | 4. Significant | 10391 | Predictive Maintenance | 91.25
1014084 | Service Drainage | B (Average): Asset is sound, operationally safe and exhibits only minor deterioration. | Category 3 (Recommended): Minor work required to prevent a deterioration of the service provided by the asset. | 25 | 2013-11-22 | 10.423 | 77.6616 | x | 1 | 4. Significant | 10391 | Predictive Maintenance | 91.25
1014085 | Service Drainage | B (Average): Asset is sound, operationally safe and exhibits only minor deterioration. | Category 3 (Recommended): Minor work required to prevent a deterioration of the service provided by the asset. | 25 | 2005-08-25 | 18.6667 | 71.0667 | x | 1 | 4. Significant | 10391 | Predictive Maintenance | 91.25
1014088 | Television and Signal Receiving Equipment | B (Average): Asset is sound, operationally safe and exhibits only minor deterioration. | Category 3 (Recommended): Minor work required to prevent a deterioration of the service provided by the asset. | 15 | 2012-11-19 | 11.4305 | 70.7593 | x | 1 | 3. Moderate | 10391 | Predictive Maintenance | 91.25
1014089 | Ductwork System - General | B (Average): Asset is sound, operationally safe and exhibits only minor deterioration. | Category 3 (Recommended): Minor work required to prevent a deterioration of the service provided by the asset. | 30 | 2004-12-07 | 19.3812 | 73.0792 | x | 1 | 3. Moderate | 10391 | Predictive Maintenance | 91.25
1014092 | Manually operated Vertical & Horizontal blinds | B (Average): Asset is sound, operationally safe and exhibits only minor deterioration. | Category 3 (Recommended): Minor work required to prevent a deterioration of the service provided by the asset. | 20 | 2004-11-28 | 19.4059 | 66.5941 | x | 1 | 1. Negligible | 10391 | Predictive Maintenance | 182.5
1014093 | Windows Internal and External | B (Average): Asset is sound, operationally safe and exhibits only minor deterioration. | Category 3 (Recommended): Minor work required to prevent a deterioration of the service provided by the asset. | 36 | 1995-02-11 | 29.2019 | 69.7767 | x | 1 | 3. Moderate | 10391 | Predictive Maintenance | 91.25
1014094 | Windows Internal and External | B (Average): Asset is sound, operationally safe and exhibits only minor deterioration. | Category 3 (Recommended): Minor work required to prevent a deterioration of the service provided by the asset. | 37 | 2000-01-14 | 24.2793 | 72.8761 | x | 1 | 3. Moderate | 10391 | Predictive Maintenance | 91.25
1014095 | Locks, handles, hinges Etc. | B (Average): Asset is sound, operationally safe and exhibits only minor deterioration. | Category 3 (Recommended): Minor work required to prevent a deterioration of the service provided by the asset. | 40 | 2006-09-25 | 17.5825 | 75.2088 | x | 2 | 3. Moderate | 11941 | Predictive Maintenance | 91.25
1014096 | Flues (All Combustible Fuels) | B (Average): Asset is sound, operationally safe and exhibits only minor deterioration. | Category 3 (Recommended): Minor work required to prevent a deterioration of the service provided by the asset. | 15 | 2011-11-22 | 12.4244 | 67.4342 | x | 2 | 4. Significant | 11941 | Predictive Maintenance | 91.25
1014097 | Towel Rails, Mirrors, Toilet Roll Holders, Shelves, Pictures etc. | B (Average): Asset is sound, operationally safe and exhibits only minor deterioration. | Category 3 (Recommended): Minor work required to prevent a deterioration of the service provided by the asset. | 30 | 2011-12-07 | 12.3833 | 75.7445 | x | 2 | 2. Minor | 11941 | Predictive Maintenance | 182.5
1014098 | Outstations | U (Unverified): Further investigation required. | Category U (Unverified Asset): Further investigation required to identify asset. | 10 | 2020-10-22 | 3.5072 | 62.9856 | x | 2 | 4. Significant | 11941 | Predictive Maintenance | 14
1014099 | Software Functions | B (Average): Asset is sound, operationally safe and exhibits only minor deterioration. | Category 3 (Recommended): Minor work required to prevent a deterioration of the service provided by the asset. | 5 | 2020-11-04 | 3.4716 | 70.1136 | x | 2 | 4. Significant | 11941 | Predictive Maintenance | 91.25
1014100 | Building Inspections | B (Average): Asset is sound, operationally safe and exhibits only minor deterioration. | Category 3 (Recommended): Minor work required to prevent a deterioration of the service provided by the asset. | 20 | 2018-12-25 | 5.3333 | 78.6667 | x | 2 | 2. Minor | 11941 | Predictive Maintenance | 182.5
1014104 | External Lighting including Illuminated Signs | B (Average): Asset is sound, operationally safe and exhibits only minor deterioration. | Category 3 (Recommended): Minor work required to prevent a deterioration of the service provided by the asset. | 15 | 2020-08-11 | 3.7043 | 79.0609 | x | 2 | 4. Significant | 11941 | Predictive Maintenance | 91.25
1014107 | Fittings, Furnishings and Equipment | B (Average): Asset is sound, operationally safe and exhibits only minor deterioration. | Category 3 (Recommended): Minor work required to prevent a deterioration of the service provided by the asset. | 5 | 2020-07-11 | 3.7892 | 68.8433 | x | 2 | 2. Minor | 11941 | Predictive Maintenance | 182.5
1014108 | Fittings, Furnishings and Equipment | B (Average): Asset is sound, operationally safe and exhibits only minor deterioration. | Category 3 (Recommended): Minor work required to prevent a deterioration of the service provided by the asset. | 5 | 2023-02-20 | 1.1773 | 79.2909 | x | 2 | 2. Minor | 11941 | Predictive Maintenance | 182.5
1014109 | Floors and Floor Finishes | B (Average): Asset is sound, operationally safe and exhibits only minor deterioration. | Category 3 (Recommended): Minor work required to prevent a deterioration of the service provided by the asset. | 30 | 1994-05-01 | 29.9849 | 64.01 | x | 2 | 1. Negligible | 11941 | Predictive Maintenance | 182.5
1014111 | Lighting Fittings including Luminaires General | B (Average): Asset is sound, operationally safe and exhibits only minor deterioration. | Category 3 (Recommended): Minor work required to prevent a deterioration of the service provided by the asset. | 20 | 2019-07-28 | 4.7447 | 79.2553 | x | 2 | 3. Moderate | 11941 | Predictive Maintenance | 91.25
1014117 | Internal Walls and Ceilings | B (Average): Asset is sound, operationally safe and exhibits only minor deterioration. | Category 3 (Recommended): Minor work required to prevent a deterioration of the service provided by the asset. | 25 | 2000-05-09 | 23.9617 | 64.8307 | x | 2 | 3. Moderate | 11941 | Predictive Maintenance | 91.25
1014120 | Portable Appliance Testing (PAT) - User Checks, Recorded Formal Visual Inspections and Combined Insp | B (Average): Asset is sound, operationally safe and exhibits only minor deterioration. | Category 3 (Recommended): Minor work required to prevent a deterioration of the service provided by the asset. | 20 | 2020-12-28 | 3.3238 | 80.6762 | x | 2 | 2. Minor | 11941 | Predictive Maintenance | 182.5
1014122 | Rainwater Downpipes and Gutters | B (Average): Asset is sound, operationally safe and exhibits only minor deterioration. | Category 3 (Recommended): Minor work required to prevent a deterioration of the service provided by the asset. | 50 | 2005-07-14 | 18.7817 | 76.4873 | x | 2 | 2. Minor | 11941 | Predictive Maintenance | 182.5
1014124 | Service Drainage | B (Average): Asset is sound, operationally safe and exhibits only minor deterioration. | Category 3 (Recommended): Minor work required to prevent a deterioration of the service provided by the asset. | 25 | 2013-04-18 | 11.0198 | 75.1841 | x | 2 | 4. Significant | 11941 | Predictive Maintenance | 91.25
1014127 | Television and Signal Receiving Equipment | B (Average): Asset is sound, operationally safe and exhibits only minor deterioration. | Category 3 (Recommended): Minor work required to prevent a deterioration of the service provided by the asset. | 15 | 2010-04-15 | 14.0287 | 65.295 | x | 2 | 3. Moderate | 11941 | Predictive Maintenance | 91.25
1014128 | Ductwork System - General | B (Average): Asset is sound, operationally safe and exhibits only minor deterioration. | Category 3 (Recommended): Minor work required to prevent a deterioration of the service provided by the asset. | 30 | 2018-04-01 | 6.0671 | 79.9553 | x | 2 | 3. Moderate | 11941 | Predictive Maintenance | 91.25
1014130 | Manually operated Vertical & Horizontal blinds | B (Average): Asset is sound, operationally safe and exhibits only minor deterioration. | Category 3 (Recommended): Minor work required to prevent a deterioration of the service provided by the asset. | 20 | 2006-11-23 | 17.4209 | 66.5791 | x | 2 | 1. Negligible | 11941 | Predictive Maintenance | 182.5
1014131 | Windows Internal and External | B (Average): Asset is sound, operationally safe and exhibits only minor deterioration. | Category 3 (Recommended): Minor work required to prevent a deterioration of the service provided by the asset. | 39 | 2004-01-28 | 20.2409 | 73.62 | x | 2 | 3. Moderate | 11941 | Predictive Maintenance | 91.25
1014132 | Windows Internal and External | B (Average): Asset is sound, operationally safe and exhibits only minor deterioration. | Category 3 (Recommended): Minor work required to prevent a deterioration of the service provided by the asset. | 39 | 2000-02-08 | 24.2108 | 71.5842 | x | 2 | 3. Moderate | 11941 | Predictive Maintenance | 91.25
1014133 | Locks, handles, hinges Etc. | B (Average): Asset is sound, operationally safe and exhibits only minor deterioration. | Category 3 (Recommended): Minor work required to prevent a deterioration of the service provided by the asset. | 40 | 2020-11-14 | 3.4442 | 84.2779 | x | 1 | 3. Moderate | 12346 | Predictive Maintenance | 91.25
1014134 | Building Inspections | B (Average): Asset is sound, operationally safe and exhibits only minor deterioration. | Category 3 (Recommended): Minor work required to prevent a deterioration of the service provided by the asset. | 20 | 2020-05-04 | 3.9754 | 82.0246 | x | 1 | 2. Minor | 12346 | Predictive Maintenance | 182.5
1014139 | Lighting Fittings including Luminaires General | B (Average): Asset is sound, operationally safe and exhibits only minor deterioration. | Category 3 (Recommended): Minor work required to prevent a deterioration of the service provided by the asset. | 20 | 2004-11-23 | 19.4196 | 66.5804 | x | 1 | 3. Moderate | 12346 | Predictive Maintenance | 91.25
1014142 | Rainwater Downpipes and Gutters | B (Average): Asset is sound, operationally safe and exhibits only minor deterioration. | Category 3 (Recommended): Minor work required to prevent a deterioration of the service provided by the asset. | 50 | 1996-06-17 | 27.8549 | 74.858 | x | 1 | 2. Minor | 12346 | Predictive Maintenance | 182.5
1014143 | Television and Signal Receiving Equipment | B (Average): Asset is sound, operationally safe and exhibits only minor deterioration. | Category 3 (Recommended): Minor work required to prevent a deterioration of the service provided by the asset. | 15 | 2012-01-01 | 12.3149 | 69.5802 | x | 1 | 3. Moderate | 12346 | Predictive Maintenance | 91.25
1014145 | Locks, handles, hinges Etc. | B (Average): Asset is sound, operationally safe and exhibits only minor deterioration. | Category 3 (Recommended): Minor work required to prevent a deterioration of the service provided by the asset. | 40 | 2002-03-19 | 22.1027 | 70.9487 | x | 3 | 3. Moderate | 11971 | Predictive Maintenance | 91.25
1014147 | Towel Rails, Mirrors, Toilet Roll Holders, Shelves, Pictures etc. | B (Average): Asset is sound, operationally safe and exhibits only minor deterioration. | Category 3 (Recommended): Minor work required to prevent a deterioration of the service provided by the asset. | 30 | 2009-12-03 | 14.3929 | 72.4047 | x | 3 | 2. Minor | 11971 | Predictive Maintenance | 182.5
1014149 | Software Functions | B (Average): Asset is sound, operationally safe and exhibits only minor deterioration. | Category 3 (Recommended): Minor work required to prevent a deterioration of the service provided by the asset. | 5 | 2020-04-13 | 4.0329 | 65.8686 | x | 3 | 4. Significant | 11971 | Predictive Maintenance | 91.25
1014150 | Building Inspections | B (Average): Asset is sound, operationally safe and exhibits only minor deterioration. | Category 3 (Recommended): Minor work required to prevent a deterioration of the service provided by the asset. | 20 | 2011-11-27 | 12.4107 | 69.5893 | x | 3 | 2. Minor | 11971 | Predictive Maintenance | 182.5
1014151 | Catering Equipment | A (Good): Asset is as new and can be expected to perform adequately to its full normal life if maintained appropriately. | Category 3 (Recommended): Minor work required to prevent a deterioration of the service provided by the asset. | 15 | 2019-06-13 | 4.8679 | 82.5095 | x | 3 | 2. Minor | 11971 | Predictive Maintenance | 182.5
1014155 | External Lighting including Illuminated Signs | B (Average): Asset is sound, operationally safe and exhibits only minor deterioration. | Category 3 (Recommended): Minor work required to prevent a deterioration of the service provided by the asset. | 15 | 2014-08-15 | 9.6947 | 69.0737 | x | 3 | 4. Significant | 11971 | Predictive Maintenance | 91.25
1014156 | External Lighting including Illuminated Signs | B (Average): Asset is sound, operationally safe and exhibits only minor deterioration. | Category 3 (Recommended): Minor work required to prevent a deterioration of the service provided by the asset. | 15 | 2017-12-03 | 6.3929 | 73.4762 | x | 3 | 4. Significant | 11971 | Predictive Maintenance | 91.25
1014159 | Fittings, Furnishings and Equipment | B (Average): Asset is sound, operationally safe and exhibits only minor deterioration. | Category 3 (Recommended): Minor work required to prevent a deterioration of the service provided by the asset. | 5 | 2021-08-23 | 2.6721 | 71.3114 | x | 3 | 2. Minor | 11971 | Predictive Maintenance | 182.5
1014160 | Floors and Floor Finishes | B (Average): Asset is sound, operationally safe and exhibits only minor deterioration. | Category 3 (Recommended): Minor work required to prevent a deterioration of the service provided by the asset. | 30 | 2019-04-13 | 5.0349 | 78.6434 | x | 3 | 1. Negligible | 11971 | Predictive Maintenance | 182.5
1014161 | Laboratory Fume Cupboard | B (Average): Asset is sound, operationally safe and exhibits only minor deterioration. | Category 3 (Recommended): Minor work required to prevent a deterioration of the service provided by the asset. | 15 | 2023-01-14 | 1.2786 | 80.2952 | x | 3 | 4. Significant | 11971 | Predictive Maintenance | 91.25
1014162 | Lighting Fittings including Luminaires General | B (Average): Asset is sound, operationally safe and exhibits only minor deterioration. | Category 3 (Recommended): Minor work required to prevent a deterioration of the service provided by the asset. | 20 | 2011-10-28 | 12.4928 | 69.5072 | x | 3 | 3. Moderate | 11971 | Predictive Maintenance | 91.25
1014166 | Internal Walls and Ceilings | B (Average): Asset is sound, operationally safe and exhibits only minor deterioration. | Category 3 (Recommended): Minor work required to prevent a deterioration of the service provided by the asset. | 25 | 2012-08-26 | 11.6632 | 72.6694 | x | 3 | 3. Moderate | 11971 | Predictive Maintenance | 91.25
1014171 | Portable Appliance Testing (PAT) - User Checks, Recorded Formal Visual Inspections and Combined Insp | B (Average): Asset is sound, operationally safe and exhibits only minor deterioration. | Category 3 (Recommended): Minor work required to prevent a deterioration of the service provided by the asset. | 20 | 2010-07-31 | 13.7358 | 68.2642 | x | 3 | 2. Minor | 11971 | Predictive Maintenance | 182.5
1014173 | Rainwater Downpipes and Gutters | B (Average): Asset is sound, operationally safe and exhibits only minor deterioration. | Category 3 (Recommended): Minor work required to prevent a deterioration of the service provided by the asset. | 50 | 2004-04-25 | 20 | 74 | x | 3 | 2. Minor | 11971 | Predictive Maintenance | 182.5
1014175 | Service Drainage | B (Average): Asset is sound, operationally safe and exhibits only minor deterioration. | Category 3 (Recommended): Minor work required to prevent a deterioration of the service provided by the asset. | 25 | 2000-03-20 | 24.0986 | 62.7211 | x | 3 | 4. Significant | 11971 | Predictive Maintenance | 91.25
1014178 | Television and Signal Receiving Equipment | B (Average): Asset is sound, operationally safe and exhibits only minor deterioration. | Category 3 (Recommended): Minor work required to prevent a deterioration of the service provided by the asset. | 15 | 2019-03-17 | 5.1088 | 75.1882 | x | 3 | 3. Moderate | 11971 | Predictive Maintenance | 91.25
1014179 | Pipework, filters etc. | B (Average): Asset is sound, operationally safe and exhibits only minor deterioration. | Category 3 (Recommended): Minor work required to prevent a deterioration of the service provided by the asset. | 20 | 2006-08-06 | 17.7194 | 64.2806 | x | 3 | 3. Moderate | 11971 | Predictive Maintenance | 91.25
1014180 | Ductwork System - General | B (Average): Asset is sound, operationally safe and exhibits only minor deterioration. | Category 3 (Recommended): Minor work required to prevent a deterioration of the service provided by the asset. | 30 | 2006-04-24 | 18.0041 | 69.9973 | x | 3 | 3. Moderate | 11971 | Predictive Maintenance | 91.25
1014182 | Manually operated Vertical & Horizontal blinds | B (Average): Asset is sound, operationally safe and exhibits only minor deterioration. | Category 3 (Recommended): Minor work required to prevent a deterioration of the service provided by the asset. | 20 | 2010-03-25 | 14.0862 | 67.9138 | x | 3 | 1. Negligible | 11971 | Predictive Maintenance | 182.5
1014183 | Windows Internal and External | B (Average): Asset is sound, operationally safe and exhibits only minor deterioration. | Category 3 (Recommended): Minor work required to prevent a deterioration of the service provided by the asset. | 39 | 2018-10-17 | 5.5222 | 79.1681 | x | 3 | 3. Moderate | 11971 | Predictive Maintenance | 91.25
1014184 | Windows Internal and External | B (Average): Asset is sound, operationally safe and exhibits only minor deterioration. | Category 3 (Recommended): Minor work required to prevent a deterioration of the service provided by the asset. | 40 | 2017-05-23 | 6.924 | 78.538 | x | 3 | 3. Moderate | 11971 | Predictive Maintenance | 91.25
1014188 | Locks, handles, hinges Etc. | B (Average): Asset is sound, operationally safe and exhibits only minor deterioration. | Category 3 (Recommended): Minor work required to prevent a deterioration of the service provided by the asset. | 40 | 1994-03-21 | 30.0972 | 68.9514 | x | 2 | 3. Moderate | 10156 | Predictive Maintenance | 91.25
1014189 | Flues (All Combustible Fuels) | B (Average): Asset is sound, operationally safe and exhibits only minor deterioration. | Category 3 (Recommended): Minor work required to prevent a deterioration of the service provided by the asset. | 15 | 2021-04-22 | 3.0089 | 79.9881 | x | 2 | 4. Significant | 10156 | Predictive Maintenance | 91.25
1014190 | Flues (All Combustible Fuels) | B (Average): Asset is sound, operationally safe and exhibits only minor deterioration. | Category 3 (Recommended): Minor work required to prevent a deterioration of the service provided by the asset. | 30 | 1996-10-06 | 27.551 | 65.6327 | x | 2 | 4. Significant | 10156 | Predictive Maintenance | 91.25
1014191 | Flues (All Combustible Fuels) | B (Average): Asset is sound, operationally safe and exhibits only minor deterioration. | Category 3 (Recommended): Minor work required to prevent a deterioration of the service provided by the asset. | 30 | 2008-08-26 | 15.6632 | 73.5578 | x | 2 | 4. Significant | 10156 | Predictive Maintenance | 91.25
1014192 | Flues (All Combustible Fuels) | B (Average): Asset is sound, operationally safe and exhibits only minor deterioration. | Category 3 (Recommended): Minor work required to prevent a deterioration of the service provided by the asset. | 50 | 2001-04-11 | 23.039 | 74.7844 | x | 2 | 4. Significant | 10156 | Predictive Maintenance | 91.25
1014193 | Flues (All Combustible Fuels) | B (Average): Asset is sound, operationally safe and exhibits only minor deterioration. | Category 3 (Recommended): Minor work required to prevent a deterioration of the service provided by the asset. | 50 | 2009-08-13 | 14.6995 | 78.1202 | x | 2 | 4. Significant | 10156 | Predictive Maintenance | 91.25
1014194 | Flues (All Combustible Fuels) | B (Average): Asset is sound, operationally safe and exhibits only minor deterioration. | Category 3 (Recommended): Minor work required to prevent a deterioration of the service provided by the asset. | 50 | 2017-11-14 | 6.4449 | 81.422 | x | 2 | 4. Significant | 10156 | Predictive Maintenance | 91.25
1014199 | Towel Rails, Mirrors, Toilet Roll Holders, Shelves, Pictures etc. | B (Average): Asset is sound, operationally safe and exhibits only minor deterioration. | Category 3 (Recommended): Minor work required to prevent a deterioration of the service provided by the asset. | 30 | 2012-12-09 | 11.3758 | 76.4162 | x | 2 | 2. Minor | 10156 | Predictive Maintenance | 182.5
1014201 | Software Functions | B (Average): Asset is sound, operationally safe and exhibits only minor deterioration. | Category 3 (Recommended): Minor work required to prevent a deterioration of the service provided by the asset. | 5 | 2022-04-01 | 2.0671 | 75.7317 | x | 2 | 4. Significant | 10156 | Predictive Maintenance | 91.25
1014202 | Software Functions | B (Average): Asset is sound, operationally safe and exhibits only minor deterioration. | Category 3 (Recommended): Minor work required to prevent a deterioration of the service provided by the asset. | 5 | 2020-10-30 | 3.4853 | 70.0589 | x | 2 | 4. Significant | 10156 | Predictive Maintenance | 91.25
1014203 | Software Functions | B (Average): Asset is sound, operationally safe and exhibits only minor deterioration. | Category 3 (Recommended): Minor work required to prevent a deterioration of the service provided by the asset. | 5 | 2021-06-21 | 2.8446 | 72.6215 | x | 2 | 4. Significant | 10156 | Predictive Maintenance | 91.25
1014204 | Building Inspections | B (Average): Asset is sound, operationally safe and exhibits only minor deterioration. | Category 3 (Recommended): Minor work required to prevent a deterioration of the service provided by the asset. | 20 | 2019-07-27 | 4.7474 | 79.2526 | x | 2 | 2. Minor | 10156 | Predictive Maintenance | 182.5
1014205 | Building Inspections | B (Average): Asset is sound, operationally safe and exhibits only minor deterioration. | Category 3 (Recommended): Minor work required to prevent a deterioration of the service provided by the asset. | 20 | 2009-09-16 | 14.6064 | 69.3936 | x | 2 | 2. Minor | 10156 | Predictive Maintenance | 182.5
1014206 | Building Inspections | B (Average): Asset is sound, operationally safe and exhibits only minor deterioration. | Category 3 (Recommended): Minor work required to prevent a deterioration of the service provided by the asset. | 20 | 2014-11-04 | 9.473 | 74.527 | x | 2 | 2. Minor | 10156 | Predictive Maintenance | 182.5
1014207 | Building Inspections | B (Average): Asset is sound, operationally safe and exhibits only minor deterioration. | Category 3 (Recommended): Minor work required to prevent a deterioration of the service provided by the asset. | 20 | 2005-12-10 | 18.3737 | 65.6263 | x | 2 | 2. Minor | 10156 | Predictive Maintenance | 182.5
1014208 | Building Inspections | B (Average): Asset is sound, operationally safe and exhibits only minor deterioration. | Category 3 (Recommended): Minor work required to prevent a deterioration of the service provided by the asset. | 20 | 2008-09-02 | 15.6441 | 68.3559 | x | 2 | 2. Minor | 10156 | Predictive Maintenance | 182.5
1014209 | Building Inspections | B (Average): Asset is sound, operationally safe and exhibits only minor deterioration. | Category 3 (Recommended): Minor work required to prevent a deterioration of the service provided by the asset. | 20 | 2014-06-14 | 9.8645 | 74.1355 | x | 2 | 2. Minor | 10156 | Predictive Maintenance | 182.5
1014210 | Catering Equipment | A (Good): Asset is as new and can be expected to perform adequately to its full normal life if maintained appropriately. | Category 3 (Recommended): Minor work required to prevent a deterioration of the service provided by the asset. | 15 | 2015-09-01 | 8.6489 | 79.4682 | x | 2 | 2. Minor | 10156 | Predictive Maintenance | 182.5
1014219 | External Lighting including Illuminated Signs | B (Average): Asset is sound, operationally safe and exhibits only minor deterioration. | Category 3 (Recommended): Minor work required to prevent a deterioration of the service provided by the asset. | 15 | 2017-01-24 | 7.2498 | 74.3336 | x | 2 | 4. Significant | 10156 | Predictive Maintenance | 91.25
1014223 | Fittings, Furnishings and Equipment | B (Average): Asset is sound, operationally safe and exhibits only minor deterioration. | Category 3 (Recommended): Minor work required to prevent a deterioration of the service provided by the asset. | 5 | 2020-04-12 | 4.0356 | 67.8576 | x | 2 | 2. Minor | 10156 | Predictive Maintenance | 182.5
1014224 | Fittings, Furnishings and Equipment | B (Average): Asset is sound, operationally safe and exhibits only minor deterioration. | Category 3 (Recommended): Minor work required to prevent a deterioration of the service provided by the asset. | 5 | 2023-10-22 | 0.50924 | 81.963 | x | 2 | 2. Minor | 10156 | Predictive Maintenance | 182.5
1014225 | Fittings, Furnishings and Equipment | B (Average): Asset is sound, operationally safe and exhibits only minor deterioration. | Category 3 (Recommended): Minor work required to prevent a deterioration of the service provided by the asset. | 5 | 2022-09-21 | 1.5934 | 77.6263 | x | 2 | 2. Minor | 10156 | Predictive Maintenance | 182.5
1014226 | Floors and Floor Finishes | B (Average): Asset is sound, operationally safe and exhibits only minor deterioration. | Category 3 (Recommended): Minor work required to prevent a deterioration of the service provided by the asset. | 30 | 2018-12-20 | 5.347 | 80.4353 | x | 2 | 1. Negligible | 10156 | Predictive Maintenance | 182.5
1014227 | Laboratory Fume Cupboard | B (Average): Asset is sound, operationally safe and exhibits only minor deterioration. | Category 3 (Recommended): Minor work required to prevent a deterioration of the service provided by the asset. | 15 | 2012-11-18 | 11.4333 | 68.7556 | x | 2 | 4. Significant | 10156 | Predictive Maintenance | 91.25
1014230 | Lighting Fittings including Luminaires General | B (Average): Asset is sound, operationally safe and exhibits only minor deterioration. | Category 3 (Recommended): Minor work required to prevent a deterioration of the service provided by the asset. | 20 | 2016-09-26 | 7.5784 | 76.4216 | x | 2 | 3. Moderate | 10156 | Predictive Maintenance | 91.25
1014231 | Lighting Fittings including Luminaires General | B (Average): Asset is sound, operationally safe and exhibits only minor deterioration. | Category 3 (Recommended): Minor work required to prevent a deterioration of the service provided by the asset. | 20 | 2023-09-16 | 0.6078 | 83.3922 | x | 2 | 3. Moderate | 10156 | Predictive Maintenance | 91.25
1014232 | Lighting Fittings including Luminaires General | B (Average): Asset is sound, operationally safe and exhibits only minor deterioration. | Category 3 (Recommended): Minor work required to prevent a deterioration of the service provided by the asset. | 20 | 2016-10-22 | 7.5072 | 76.4928 | x | 2 | 3. Moderate | 10156 | Predictive Maintenance | 91.25
1014233 | Lighting Fittings including Luminaires General | B (Average): Asset is sound, operationally safe and exhibits only minor deterioration. | Category 3 (Recommended): Minor work required to prevent a deterioration of the service provided by the asset. | 20 | 2006-10-23 | 17.5058 | 66.4942 | x | 2 | 3. Moderate | 10156 | Predictive Maintenance | 91.25
1014234 | Lighting Fittings including Luminaires General | B (Average): Asset is sound, operationally safe and exhibits only minor deterioration. | Category 3 (Recommended): Minor work required to prevent a deterioration of the service provided by the asset. | 20 | 2007-10-06 | 16.553 | 67.447 | x | 2 | 3. Moderate | 10156 | Predictive Maintenance | 91.25
1014235 | Lighting Fittings including Luminaires General | B (Average): Asset is sound, operationally safe and exhibits only minor deterioration. | Category 3 (Recommended): Minor work required to prevent a deterioration of the service provided by the asset. | 20 | 2016-01-17 | 8.271 | 75.729 | x | 2 | 3. Moderate | 10156 | Predictive Maintenance | 91.25
1014236 | Lighting Fittings including Luminaires General | B (Average): Asset is sound, operationally safe and exhibits only minor deterioration. | Category 3 (Recommended): Minor work required to prevent a deterioration of the service provided by the asset. | 20 | 2023-02-21 | 1.1745 | 82.8255 | x | 2 | 3. Moderate | 10156 | Predictive Maintenance | 91.25
1014237 | Lighting Fittings including Luminaires General | B (Average): Asset is sound, operationally safe and exhibits only minor deterioration. | Category 3 (Recommended): Minor work required to prevent a deterioration of the service provided by the asset. | 20 | 2021-06-29 | 2.8227 | 81.1773 | x | 2 | 3. Moderate | 10156 | Predictive Maintenance | 91.25
1014238 | Lighting Fittings including Luminaires General | B (Average): Asset is sound, operationally safe and exhibits only minor deterioration. | Category 3 (Recommended): Minor work required to prevent a deterioration of the service provided by the asset. | 20 | 2015-05-03 | 8.9802 | 75.0198 | x | 2 | 3. Moderate | 10156 | Predictive Maintenance | 91.25
1014239 | Lighting Fittings including Luminaires General | B (Average): Asset is sound, operationally safe and exhibits only minor deterioration. | Category 3 (Recommended): Minor work required to prevent a deterioration of the service provided by the asset. | 20 | 2004-03-07 | 20.1342 | 63.8658 | x | 2 | 3. Moderate | 10156 | Predictive Maintenance | 91.25
1014240 | Lighting Fittings including Luminaires General | B (Average): Asset is sound, operationally safe and exhibits only minor deterioration. | Category 3 (Recommended): Minor work required to prevent a deterioration of the service provided by the asset. | 20 | 2020-06-15 | 3.8604 | 80.1396 | x | 2 | 3. Moderate | 10156 | Predictive Maintenance | 91.25
1014241 | Lighting Fittings including Luminaires General | B (Average): Asset is sound, operationally safe and exhibits only minor deterioration. | Category 3 (Recommended): Minor work required to prevent a deterioration of the service provided by the asset. | 20 | 2007-01-30 | 17.2348 | 66.7652 | x | 2 | 3. Moderate | 10156 | Predictive Maintenance | 91.25
1014242 | Lighting Fittings including Luminaires General | B (Average): Asset is sound, operationally safe and exhibits only minor deterioration. | Category 3 (Recommended): Minor work required to prevent a deterioration of the service provided by the asset. | 20 | 2004-01-13 | 20.282 | 63.718 | x | 2 | 3. Moderate | 10156 | Predictive Maintenance | 91.25
1014243 | Lighting Fittings including Luminaires General | B (Average): Asset is sound, operationally safe and exhibits only minor deterioration. | Category 3 (Recommended): Minor work required to prevent a deterioration of the service provided by the asset. | 20 | 2012-10-20 | 11.5127 | 72.4873 | x | 2 | 3. Moderate | 10156 | Predictive Maintenance | 91.25
1014244 | Lighting Fittings including Luminaires General | B (Average): Asset is sound, operationally safe and exhibits only minor deterioration. | Category 3 (Recommended): Minor work required to prevent a deterioration of the service provided by the asset. | 20 | 2016-04-26 | 7.9973 | 76.0027 | x | 2 | 3. Moderate | 10156 | Predictive Maintenance | 91.25
1014245 | Lighting Fittings including Luminaires General | B (Average): Asset is sound, operationally safe and exhibits only minor deterioration. | Category 3 (Recommended): Minor work required to prevent a deterioration of the service provided by the asset. | 20 | 2015-06-23 | 8.8405 | 75.1595 | x | 2 | 3. Moderate | 10156 | Predictive Maintenance | 91.25
1014246 | Lighting Fittings including Luminaires General | B (Average): Asset is sound, operationally safe and exhibits only minor deterioration. | Category 3 (Recommended): Minor work required to prevent a deterioration of the service provided by the asset. | 20 | 2015-09-01 | 8.6489 | 75.3511 | x | 2 | 3. Moderate | 10156 | Predictive Maintenance | 91.25
1014247 | Lighting Fittings including Luminaires General | B (Average): Asset is sound, operationally safe and exhibits only minor deterioration. | Category 3 (Recommended): Minor work required to prevent a deterioration of the service provided by the asset. | 20 | 2014-12-22 | 9.3415 | 74.6585 | x | 2 | 3. Moderate | 10156 | Predictive Maintenance | 91.25
1014248 | Lighting Fittings including Luminaires General | B (Average): Asset is sound, operationally safe and exhibits only minor deterioration. | Category 3 (Recommended): Minor work required to prevent a deterioration of the service provided by the asset. | 20 | 2010-02-04 | 14.2204 | 69.7796 | x | 2 | 3. Moderate | 10156 | Predictive Maintenance | 91.25
1014249 | Lighting Fittings including Luminaires General | B (Average): Asset is sound, operationally safe and exhibits only minor deterioration. | Category 3 (Recommended): Minor work required to prevent a deterioration of the service provided by the asset. | 20 | 2008-04-03 | 16.0602 | 67.9398 | x | 2 | 3. Moderate | 10156 | Predictive Maintenance | 91.25
1014250 | Lighting Fittings including Luminaires General | B (Average): Asset is sound, operationally safe and exhibits only minor deterioration. | Category 3 (Recommended): Minor work required to prevent a deterioration of the service provided by the asset. | 20 | 2008-09-25 | 15.5811 | 68.4189 | x | 2 | 3. Moderate | 10156 | Predictive Maintenance | 91.25
1014251 | Lighting Fittings including Luminaires General | B (Average): Asset is sound, operationally safe and exhibits only minor deterioration. | Category 3 (Recommended): Minor work required to prevent a deterioration of the service provided by the asset. | 20 | 2004-02-24 | 20.167 | 63.833 | x | 2 | 3. Moderate | 10156 | Predictive Maintenance | 91.25
1014252 | Lighting Fittings including Luminaires General | B (Average): Asset is sound, operationally safe and exhibits only minor deterioration. | Category 3 (Recommended): Minor work required to prevent a deterioration of the service provided by the asset. | 20 | 2015-04-18 | 9.0212 | 74.9788 | x | 2 | 3. Moderate | 10156 | Predictive Maintenance | 91.25
1014253 | Lighting Fittings including Luminaires General | B (Average): Asset is sound, operationally safe and exhibits only minor deterioration. | Category 3 (Recommended): Minor work required to prevent a deterioration of the service provided by the asset. | 20 | 2018-10-04 | 5.5578 | 78.4422 | x | 2 | 3. Moderate | 10156 | Predictive Maintenance | 91.25
1014254 | Lighting Fittings including Luminaires General | B (Average): Asset is sound, operationally safe and exhibits only minor deterioration. | Category 3 (Recommended): Minor work required to prevent a deterioration of the service provided by the asset. | 20 | 2008-12-16 | 15.3566 | 68.6434 | x | 2 | 3. Moderate | 10156 | Predictive Maintenance | 91.25
1014255 | Lighting Fittings including Luminaires General | B (Average): Asset is sound, operationally safe and exhibits only minor deterioration. | Category 3 (Recommended): Minor work required to prevent a deterioration of the service provided by the asset. | 20 | 2015-10-31 | 8.4846 | 75.5154 | x | 2 | 3. Moderate | 10156 | Predictive Maintenance | 91.25
1014256 | Lighting Fittings including Luminaires General | B (Average): Asset is sound, operationally safe and exhibits only minor deterioration. | Category 3 (Recommended): Minor work required to prevent a deterioration of the service provided by the asset. | 20 | 2012-05-31 | 11.9014 | 72.0986 | x | 2 | 3. Moderate | 10156 | Predictive Maintenance | 91.25
1014257 | Lighting Fittings including Luminaires General | B (Average): Asset is sound, operationally safe and exhibits only minor deterioration. | Category 3 (Recommended): Minor work required to prevent a deterioration of the service provided by the asset. | 20 | 2022-12-24 | 1.3361 | 82.6639 | x | 2 | 3. Moderate | 10156 | Predictive Maintenance | 91.25
1014258 | Lighting Fittings including Luminaires General | B (Average): Asset is sound, operationally safe and exhibits only minor deterioration. | Category 3 (Recommended): Minor work required to prevent a deterioration of the service provided by the asset. | 20 | 2011-03-07 | 13.1362 | 70.8638 | x | 2 | 3. Moderate | 10156 | Predictive Maintenance | 91.25
1014259 | Lighting Fittings including Luminaires General | B (Average): Asset is sound, operationally safe and exhibits only minor deterioration. | Category 3 (Recommended): Minor work required to prevent a deterioration of the service provided by the asset. | 20 | 2007-05-09 | 16.9637 | 67.0363 | x | 2 | 3. Moderate | 10156 | Predictive Maintenance | 91.25
1014260 | Lighting Fittings including Luminaires General | B (Average): Asset is sound, operationally safe and exhibits only minor deterioration. | Category 3 (Recommended): Minor work required to prevent a deterioration of the service provided by the asset. | 20 | 2012-12-04 | 11.3895 | 72.6105 | x | 2 | 3. Moderate | 10156 | Predictive Maintenance | 91.25
1014261 | Lighting Fittings including Luminaires General | B (Average): Asset is sound, operationally safe and exhibits only minor deterioration. | Category 3 (Recommended): Minor work required to prevent a deterioration of the service provided by the asset. | 20 | 2023-02-23 | 1.1691 | 82.8309 | x | 2 | 3. Moderate | 10156 | Predictive Maintenance | 91.25
1014262 | Lighting Fittings including Luminaires General | B (Average): Asset is sound, operationally safe and exhibits only minor deterioration. | Category 3 (Recommended): Minor work required to prevent a deterioration of the service provided by the asset. | 20 | 2013-03-02 | 11.1485 | 72.8515 | x | 2 | 3. Moderate | 10156 | Predictive Maintenance | 91.25
1014263 | Lighting Fittings including Luminaires General | B (Average): Asset is sound, operationally safe and exhibits only minor deterioration. | Category 3 (Recommended): Minor work required to prevent a deterioration of the service provided by the asset. | 20 | 2012-10-27 | 11.4935 | 72.5065 | x | 2 | 3. Moderate | 10156 | Predictive Maintenance | 91.25
1014264 | Lighting Fittings including Luminaires General | B (Average): Asset is sound, operationally safe and exhibits only minor deterioration. | Category 3 (Recommended): Minor work required to prevent a deterioration of the service provided by the asset. | 20 | 2017-05-22 | 6.9268 | 77.0732 | x | 2 | 3. Moderate | 10156 | Predictive Maintenance | 91.25
1014265 | Lighting Fittings including Luminaires General | B (Average): Asset is sound, operationally safe and exhibits only minor deterioration. | Category 3 (Recommended): Minor work required to prevent a deterioration of the service provided by the asset. | 20 | 2019-07-23 | 4.7584 | 79.2416 | x | 2 | 3. Moderate | 10156 | Predictive Maintenance | 91.25
1014266 | Lighting Fittings including Luminaires General | B (Average): Asset is sound, operationally safe and exhibits only minor deterioration. | Category 3 (Recommended): Minor work required to prevent a deterioration of the service provided by the asset. | 20 | 2022-11-01 | 1.4812 | 82.5188 | x | 2 | 3. Moderate | 10156 | Predictive Maintenance | 91.25
1014267 | Lighting Fittings including Luminaires General | B (Average): Asset is sound, operationally safe and exhibits only minor deterioration. | Category 3 (Recommended): Minor work required to prevent a deterioration of the service provided by the asset. | 20 | 2023-06-16 | 0.85969 | 83.1403 | x | 2 | 3. Moderate | 10156 | Predictive Maintenance | 91.25
1014268 | Lighting Fittings including Luminaires General | B (Average): Asset is sound, operationally safe and exhibits only minor deterioration. | Category 3 (Recommended): Minor work required to prevent a deterioration of the service provided by the asset. | 20 | 2019-11-13 | 4.449 | 79.551 | x | 2 | 3. Moderate | 10156 | Predictive Maintenance | 91.25
1014269 | Lighting Fittings including Luminaires General | B (Average): Asset is sound, operationally safe and exhibits only minor deterioration. | Category 3 (Recommended): Minor work required to prevent a deterioration of the service provided by the asset. | 20 | 2011-02-05 | 13.2183 | 70.7817 | x | 2 | 3. Moderate | 10156 | Predictive Maintenance | 91.25
1014270 | Lighting Fittings including Luminaires General | B (Average): Asset is sound, operationally safe and exhibits only minor deterioration. | Category 3 (Recommended): Minor work required to prevent a deterioration of the service provided by the asset. | 20 | 2009-08-22 | 14.6749 | 69.3251 | x | 2 | 3. Moderate | 10156 | Predictive Maintenance | 91.25
1014271 | Lighting Fittings including Luminaires General | B (Average): Asset is sound, operationally safe and exhibits only minor deterioration. | Category 3 (Recommended): Minor work required to prevent a deterioration of the service provided by the asset. | 20 | 2011-10-30 | 12.4873 | 71.5127 | x | 2 | 3. Moderate | 10156 | Predictive Maintenance | 91.25
1014272 | Lighting Fittings including Luminaires General | B (Average): Asset is sound, operationally safe and exhibits only minor deterioration. | Category 3 (Recommended): Minor work required to prevent a deterioration of the service provided by the asset. | 20 | 2011-03-14 | 13.117 | 70.883 | x | 2 | 3. Moderate | 10156 | Predictive Maintenance | 91.25
1014273 | Lighting Fittings including Luminaires General | B (Average): Asset is sound, operationally safe and exhibits only minor deterioration. | Category 3 (Recommended): Minor work required to prevent a deterioration of the service provided by the asset. | 20 | 2012-11-20 | 11.4278 | 72.5722 | x | 2 | 3. Moderate | 10156 | Predictive Maintenance | 91.25
1014274 | Lighting Fittings including Luminaires General | B (Average): Asset is sound, operationally safe and exhibits only minor deterioration. | Category 3 (Recommended): Minor work required to prevent a deterioration of the service provided by the asset. | 20 | 2021-05-21 | 2.9295 | 81.0705 | x | 2 | 3. Moderate | 10156 | Predictive Maintenance | 91.25
1014275 | Lighting Fittings including Luminaires General | B (Average): Asset is sound, operationally safe and exhibits only minor deterioration. | Category 3 (Recommended): Minor work required to prevent a deterioration of the service provided by the asset. | 20 | 2012-10-10 | 11.54 | 72.46 | x | 2 | 3. Moderate | 10156 | Predictive Maintenance | 91.25
1014276 | Lighting Fittings including Luminaires General | B (Average): Asset is sound, operationally safe and exhibits only minor deterioration. | Category 3 (Recommended): Minor work required to prevent a deterioration of the service provided by the asset. | 20 | 2010-07-19 | 13.7687 | 70.2313 | x | 2 | 3. Moderate | 10156 | Predictive Maintenance | 91.25
1014277 | Lighting Fittings including Luminaires General | B (Average): Asset is sound, operationally safe and exhibits only minor deterioration. | Category 3 (Recommended): Minor work required to prevent a deterioration of the service provided by the asset. | 20 | 2004-11-13 | 19.447 | 64.553 | x | 2 | 3. Moderate | 10156 | Predictive Maintenance | 91.25
1014278 | Lighting Fittings including Luminaires General | B (Average): Asset is sound, operationally safe and exhibits only minor deterioration. | Category 3 (Recommended): Minor work required to prevent a deterioration of the service provided by the asset. | 20 | 2009-09-21 | 14.5927 | 69.4073 | x | 2 | 3. Moderate | 10156 | Predictive Maintenance | 91.25
1014279 | Lighting Fittings including Luminaires General | B (Average): Asset is sound, operationally safe and exhibits only minor deterioration. | Category 3 (Recommended): Minor work required to prevent a deterioration of the service provided by the asset. | 20 | 2017-08-18 | 6.6858 | 77.3142 | x | 2 | 3. Moderate | 10156 | Predictive Maintenance | 91.25
1014280 | Lighting Fittings including Luminaires General | B (Average): Asset is sound, operationally safe and exhibits only minor deterioration. | Category 3 (Recommended): Minor work required to prevent a deterioration of the service provided by the asset. | 20 | 2012-05-21 | 11.9288 | 72.0712 | x | 2 | 3. Moderate | 10156 | Predictive Maintenance | 91.25
1014281 | Lighting Fittings including Luminaires General | B (Average): Asset is sound, operationally safe and exhibits only minor deterioration. | Category 3 (Recommended): Minor work required to prevent a deterioration of the service provided by the asset. | 20 | 2023-04-30 | 0.98836 | 83.0116 | x | 2 | 3. Moderate | 10156 | Predictive Maintenance | 91.25
1014282 | Lighting Fittings including Luminaires General | B (Average): Asset is sound, operationally safe and exhibits only minor deterioration. | Category 3 (Recommended): Minor work required to prevent a deterioration of the service provided by the asset. | 20 | 2021-11-29 | 2.4038 | 81.5962 | x | 2 | 3. Moderate | 10156 | Predictive Maintenance | 91.25
1014283 | Lighting Fittings including Luminaires General | B (Average): Asset is sound, operationally safe and exhibits only minor deterioration. | Category 3 (Recommended): Minor work required to prevent a deterioration of the service provided by the asset. | 20 | 2013-11-23 | 10.4203 | 73.5797 | x | 2 | 3. Moderate | 10156 | Predictive Maintenance | 91.25
1014284 | Lighting Fittings including Luminaires General | B (Average): Asset is sound, operationally safe and exhibits only minor deterioration. | Category 3 (Recommended): Minor work required to prevent a deterioration of the service provided by the asset. | 20 | 2021-07-16 | 2.7762 | 81.2238 | x | 2 | 3. Moderate | 10156 | Predictive Maintenance | 91.25
1014285 | Lighting Fittings including Luminaires General | B (Average): Asset is sound, operationally safe and exhibits only minor deterioration. | Category 3 (Recommended): Minor work required to prevent a deterioration of the service provided by the asset. | 20 | 2023-08-10 | 0.7091 | 83.2909 | x | 2 | 3. Moderate | 10156 | Predictive Maintenance | 91.25
1014286 | Lighting Fittings including Luminaires General | B (Average): Asset is sound, operationally safe and exhibits only minor deterioration. | Category 3 (Recommended): Minor work required to prevent a deterioration of the service provided by the asset. | 20 | 2017-06-21 | 6.8446 | 77.1554 | x | 2 | 3. Moderate | 10156 | Predictive Maintenance | 91.25
1014287 | Lighting Fittings including Luminaires General | B (Average): Asset is sound, operationally safe and exhibits only minor deterioration. | Category 3 (Recommended): Minor work required to prevent a deterioration of the service provided by the asset. | 20 | 2007-11-01 | 16.4819 | 67.5181 | x | 2 | 3. Moderate | 10156 | Predictive Maintenance | 91.25
1014288 | Lighting Fittings including Luminaires General | B (Average): Asset is sound, operationally safe and exhibits only minor deterioration. | Category 3 (Recommended): Minor work required to prevent a deterioration of the service provided by the asset. | 20 | 2005-02-05 | 19.217 | 64.783 | x | 2 | 3. Moderate | 10156 | Predictive Maintenance | 91.25
1014289 | Lighting Fittings including Luminaires General | B (Average): Asset is sound, operationally safe and exhibits only minor deterioration. | Category 3 (Recommended): Minor work required to prevent a deterioration of the service provided by the asset. | 20 | 2019-11-16 | 4.4408 | 79.5592 | x | 2 | 3. Moderate | 10156 | Predictive Maintenance | 91.25
1014290 | Lighting Fittings including Luminaires General | B (Average): Asset is sound, operationally safe and exhibits only minor deterioration. | Category 3 (Recommended): Minor work required to prevent a deterioration of the service provided by the asset. | 20 | 2010-04-24 | 14.0041 | 69.9959 | x | 2 | 3. Moderate | 10156 | Predictive Maintenance | 91.25
1014291 | Lighting Fittings including Luminaires General | B (Average): Asset is sound, operationally safe and exhibits only minor deterioration. | Category 3 (Recommended): Minor work required to prevent a deterioration of the service provided by the asset. | 20 | 2023-03-28 | 1.0787 | 82.9213 | x | 2 | 3. Moderate | 10156 | Predictive Maintenance | 91.25
1014292 | Lighting Fittings including Luminaires General | B (Average): Asset is sound, operationally safe and exhibits only minor deterioration. | Category 3 (Recommended): Minor work required to prevent a deterioration of the service provided by the asset. | 20 | 2016-07-06 | 7.8029 | 76.1971 | x | 2 | 3. Moderate | 10156 | Predictive Maintenance | 91.25
1014293 | Lighting Fittings including Luminaires General | B (Average): Asset is sound, operationally safe and exhibits only minor deterioration. | Category 3 (Recommended): Minor work required to prevent a deterioration of the service provided by the asset. | 20 | 2009-01-29 | 15.2361 | 68.7639 | x | 2 | 3. Moderate | 10156 | Predictive Maintenance | 91.25
1014294 | Lighting Fittings including Luminaires General | B (Average): Asset is sound, operationally safe and exhibits only minor deterioration. | Category 3 (Recommended): Minor work required to prevent a deterioration of the service provided by the asset. | 20 | 2007-06-11 | 16.8734 | 67.1266 | x | 2 | 3. Moderate | 10156 | Predictive Maintenance | 91.25
1014295 | Lighting Fittings including Luminaires General | B (Average): Asset is sound, operationally safe and exhibits only minor deterioration. | Category 3 (Recommended): Minor work required to prevent a deterioration of the service provided by the asset. | 20 | 2005-09-09 | 18.6256 | 65.3744 | x | 2 | 3. Moderate | 10156 | Predictive Maintenance | 91.25
1014296 | Lighting Fittings including Luminaires General | B (Average): Asset is sound, operationally safe and exhibits only minor deterioration. | Category 3 (Recommended): Minor work required to prevent a deterioration of the service provided by the asset. | 20 | 2004-02-21 | 20.1752 | 63.8248 | x | 2 | 3. Moderate | 10156 | Predictive Maintenance | 91.25
1014297 | Lighting Fittings including Luminaires General | B (Average): Asset is sound, operationally safe and exhibits only minor deterioration. | Category 3 (Recommended): Minor work required to prevent a deterioration of the service provided by the asset. | 20 | 2016-06-11 | 7.8713 | 76.1287 | x | 2 | 3. Moderate | 10156 | Predictive Maintenance | 91.25
1014298 | Lighting Fittings including Luminaires General | B (Average): Asset is sound, operationally safe and exhibits only minor deterioration. | Category 3 (Recommended): Minor work required to prevent a deterioration of the service provided by the asset. | 20 | 2021-02-05 | 3.217 | 80.783 | x | 2 | 3. Moderate | 10156 | Predictive Maintenance | 91.25
1014299 | Lighting Fittings including Luminaires General | B (Average): Asset is sound, operationally safe and exhibits only minor deterioration. | Category 3 (Recommended): Minor work required to prevent a deterioration of the service provided by the asset. | 20 | 2022-06-28 | 1.8261 | 82.1739 | x | 2 | 3. Moderate | 10156 | Predictive Maintenance | 91.25
1014300 | Lighting Fittings including Luminaires General | B (Average): Asset is sound, operationally safe and exhibits only minor deterioration. | Category 3 (Recommended): Minor work required to prevent a deterioration of the service provided by the asset. | 20 | 2006-06-09 | 17.8782 | 66.1218 | x | 2 | 3. Moderate | 10156 | Predictive Maintenance | 91.25
1014301 | Lighting Fittings including Luminaires General | B (Average): Asset is sound, operationally safe and exhibits only minor deterioration. | Category 3 (Recommended): Minor work required to prevent a deterioration of the service provided by the asset. | 20 | 2023-04-17 | 1.024 | 82.976 | x | 2 | 3. Moderate | 10156 | Predictive Maintenance | 91.25
1014302 | Lighting Fittings including Luminaires General | B (Average): Asset is sound, operationally safe and exhibits only minor deterioration. | Category 3 (Recommended): Minor work required to prevent a deterioration of the service provided by the asset. | 20 | 2008-10-25 | 15.499 | 68.501 | x | 2 | 3. Moderate | 10156 | Predictive Maintenance | 91.25
1014303 | Lighting Fittings including Luminaires General | B (Average): Asset is sound, operationally safe and exhibits only minor deterioration. | Category 3 (Recommended): Minor work required to prevent a deterioration of the service provided by the asset. | 20 | 2019-12-31 | 4.3176 | 79.6824 | x | 2 | 3. Moderate | 10156 | Predictive Maintenance | 91.25
1014304 | Lighting Fittings including Luminaires General | B (Average): Asset is sound, operationally safe and exhibits only minor deterioration. | Category 3 (Recommended): Minor work required to prevent a deterioration of the service provided by the asset. | 20 | 2012-09-18 | 11.6003 | 72.3997 | x | 2 | 3. Moderate | 10156 | Predictive Maintenance | 91.25
1014305 | Lighting Fittings including Luminaires General | B (Average): Asset is sound, operationally safe and exhibits only minor deterioration. | Category 3 (Recommended): Minor work required to prevent a deterioration of the service provided by the asset. | 20 | 2019-12-31 | 4.3176 | 79.6824 | x | 2 | 3. Moderate | 10156 | Predictive Maintenance | 91.25
1014306 | Lighting Fittings including Luminaires General | B (Average): Asset is sound, operationally safe and exhibits only minor deterioration. | Category 3 (Recommended): Minor work required to prevent a deterioration of the service provided by the asset. | 20 | 2016-12-15 | 7.3593 | 76.6407 | x | 2 | 3. Moderate | 10156 | Predictive Maintenance | 91.25
1014307 | Lighting Fittings including Luminaires General | B (Average): Asset is sound, operationally safe and exhibits only minor deterioration. | Category 3 (Recommended): Minor work required to prevent a deterioration of the service provided by the asset. | 20 | 2004-04-20 | 20.0137 | 63.9863 | x | 2 | 3. Moderate | 10156 | Predictive Maintenance | 91.25
1014308 | Lighting Fittings including Luminaires General | B (Average): Asset is sound, operationally safe and exhibits only minor deterioration. | Category 3 (Recommended): Minor work required to prevent a deterioration of the service provided by the asset. | 20 | 2022-07-17 | 1.7741 | 82.2259 | x | 2 | 3. Moderate | 10156 | Predictive Maintenance | 91.25
1014309 | Lighting Fittings including Luminaires General | B (Average): Asset is sound, operationally safe and exhibits only minor deterioration. | Category 3 (Recommended): Minor work required to prevent a deterioration of the service provided by the asset. | 20 | 2018-09-04 | 5.64 | 78.36 | x | 2 | 3. Moderate | 10156 | Predictive Maintenance | 91.25
1014310 | Lighting Fittings including Luminaires General | B (Average): Asset is sound, operationally safe and exhibits only minor deterioration. | Category 3 (Recommended): Minor work required to prevent a deterioration of the service provided by the asset. | 20 | 2007-10-06 | 16.553 | 67.447 | x | 2 | 3. Moderate | 10156 | Predictive Maintenance | 91.25
1014311 | Lighting Fittings including Luminaires General | B (Average): Asset is sound, operationally safe and exhibits only minor deterioration. | Category 3 (Recommended): Minor work required to prevent a deterioration of the service provided by the asset. | 20 | 2013-03-22 | 11.0938 | 72.9062 | x | 2 | 3. Moderate | 10156 | Predictive Maintenance | 91.25
1014312 | Lighting Fittings including Luminaires General | B (Average): Asset is sound, operationally safe and exhibits only minor deterioration. | Category 3 (Recommended): Minor work required to prevent a deterioration of the service provided by the asset. | 20 | 2021-06-18 | 2.8528 | 81.1472 | x | 2 | 3. Moderate | 10156 | Predictive Maintenance | 91.25
1014313 | Lighting Fittings including Luminaires General | B (Average): Asset is sound, operationally safe and exhibits only minor deterioration. | Category 3 (Recommended): Minor work required to prevent a deterioration of the service provided by the asset. | 20 | 2019-09-01 | 4.6489 | 79.3511 | x | 2 | 3. Moderate | 10156 | Predictive Maintenance | 91.25
1014314 | Lighting Fittings including Luminaires General | B (Average): Asset is sound, operationally safe and exhibits only minor deterioration. | Category 3 (Recommended): Minor work required to prevent a deterioration of the service provided by the asset. | 20 | 2007-01-21 | 17.2594 | 66.7406 | x | 2 | 3. Moderate | 10156 | Predictive Maintenance | 91.25
1014354 | Internal Walls and Ceilings | B (Average): Asset is sound, operationally safe and exhibits only minor deterioration. | Category 3 (Recommended): Minor work required to prevent a deterioration of the service provided by the asset. | 25 | 2006-10-08 | 17.5469 | 69.9625 | x | 2 | 3. Moderate | 10156 | Predictive Maintenance | 91.25
1014355 | Internal Walls and Ceilings | B (Average): Asset is sound, operationally safe and exhibits only minor deterioration. | Category 3 (Recommended): Minor work required to prevent a deterioration of the service provided by the asset. | 25 | 2014-04-18 | 10.0205 | 75.9836 | x | 2 | 3. Moderate | 10156 | Predictive Maintenance | 91.25
1014356 | Internal Walls and Ceilings | B (Average): Asset is sound, operationally safe and exhibits only minor deterioration. | Category 3 (Recommended): Minor work required to prevent a deterioration of the service provided by the asset. | 25 | 2016-01-12 | 8.2847 | 77.3722 | x | 2 | 3. Moderate | 10156 | Predictive Maintenance | 91.25
1014368 | Portable Appliance Testing (PAT) - User Checks, Recorded Formal Visual Inspections and Combined Insp | B (Average): Asset is sound, operationally safe and exhibits only minor deterioration. | Category 3 (Recommended): Minor work required to prevent a deterioration of the service provided by the asset. | 20 | 2018-01-26 | 6.245 | 77.755 | x | 2 | 2. Minor | 10156 | Predictive Maintenance | 182.5
1014370 | Rainwater Downpipes and Gutters | B (Average): Asset is sound, operationally safe and exhibits only minor deterioration. | Category 3 (Recommended): Minor work required to prevent a deterioration of the service provided by the asset. | 50 | 1997-08-29 | 26.6557 | 73.3377 | x | 2 | 2. Minor | 10156 | Predictive Maintenance | 182.5
1014371 | Rainwater Downpipes and Gutters | B (Average): Asset is sound, operationally safe and exhibits only minor deterioration. | Category 3 (Recommended): Minor work required to prevent a deterioration of the service provided by the asset. | 50 | 1998-07-20 | 25.7659 | 73.6936 | x | 2 | 2. Minor | 10156 | Predictive Maintenance | 182.5
1014372 | Rainwater Downpipes and Gutters | B (Average): Asset is sound, operationally safe and exhibits only minor deterioration. | Category 3 (Recommended): Minor work required to prevent a deterioration of the service provided by the asset. | 50 | 2012-05-17 | 11.9398 | 79.2241 | x | 2 | 2. Minor | 10156 | Predictive Maintenance | 182.5
1014373 | Rainwater Downpipes and Gutters | B (Average): Asset is sound, operationally safe and exhibits only minor deterioration. | Category 3 (Recommended): Minor work required to prevent a deterioration of the service provided by the asset. | 50 | 1994-12-27 | 29.3279 | 72.2689 | x | 2 | 2. Minor | 10156 | Predictive Maintenance | 182.5
1014380 | Service Drainage | B (Average): Asset is sound, operationally safe and exhibits only minor deterioration. | Category 3 (Recommended): Minor work required to prevent a deterioration of the service provided by the asset. | 25 | 2016-06-01 | 7.8987 | 77.681 | x | 2 | 4. Significant | 10156 | Predictive Maintenance | 91.25
1014381 | Service Drainage | B (Average): Asset is sound, operationally safe and exhibits only minor deterioration. | Category 3 (Recommended): Minor work required to prevent a deterioration of the service provided by the asset. | 25 | 1999-02-08 | 25.2101 | 63.8319 | x | 2 | 4. Significant | 10156 | Predictive Maintenance | 91.25
1014382 | Service Drainage | B (Average): Asset is sound, operationally safe and exhibits only minor deterioration. | Category 3 (Recommended): Minor work required to prevent a deterioration of the service provided by the asset. | 25 | 2018-03-07 | 6.1355 | 79.0916 | x | 2 | 4. Significant | 10156 | Predictive Maintenance | 91.25
1014383 | Service Drainage | B (Average): Asset is sound, operationally safe and exhibits only minor deterioration. | Category 3 (Recommended): Minor work required to prevent a deterioration of the service provided by the asset. | 25 | 2019-06-13 | 4.8679 | 80.1057 | x | 2 | 4. Significant | 10156 | Predictive Maintenance | 91.25
1014384 | Service Drainage | B (Average): Asset is sound, operationally safe and exhibits only minor deterioration. | Category 3 (Recommended): Minor work required to prevent a deterioration of the service provided by the asset. | 25 | 2010-10-14 | 13.5305 | 73.1756 | x | 2 | 4. Significant | 10156 | Predictive Maintenance | 91.25
1014385 | Service Drainage | B (Average): Asset is sound, operationally safe and exhibits only minor deterioration. | Category 3 (Recommended): Minor work required to prevent a deterioration of the service provided by the asset. | 25 | 2022-06-30 | 1.8207 | 82.5435 | x | 2 | 4. Significant | 10156 | Predictive Maintenance | 91.25
1014386 | Service Drainage | B (Average): Asset is sound, operationally safe and exhibits only minor deterioration. | Category 3 (Recommended): Minor work required to prevent a deterioration of the service provided by the asset. | 25 | 2009-05-25 | 14.9185 | 72.0652 | x | 2 | 4. Significant | 10156 | Predictive Maintenance | 91.25
1014387 | Service Drainage | B (Average): Asset is sound, operationally safe and exhibits only minor deterioration. | Category 3 (Recommended): Minor work required to prevent a deterioration of the service provided by the asset. | 25 | 2012-12-08 | 11.3785 | 74.8972 | x | 2 | 4. Significant | 10156 | Predictive Maintenance | 91.25
1014388 | Service Drainage | B (Average): Asset is sound, operationally safe and exhibits only minor deterioration. | Category 3 (Recommended): Minor work required to prevent a deterioration of the service provided by the asset. | 25 | 2021-10-28 | 2.4914 | 82.0068 | x | 2 | 4. Significant | 10156 | Predictive Maintenance | 91.25
1014389 | Service Drainage | B (Average): Asset is sound, operationally safe and exhibits only minor deterioration. | Category 3 (Recommended): Minor work required to prevent a deterioration of the service provided by the asset. | 25 | 2002-10-27 | 21.4949 | 66.8041 | x | 2 | 4. Significant | 10156 | Predictive Maintenance | 91.25
1014390 | Service Drainage | B (Average): Asset is sound, operationally safe and exhibits only minor deterioration. | Category 3 (Recommended): Minor work required to prevent a deterioration of the service provided by the asset. | 25 | 2022-04-06 | 2.0534 | 82.3573 | x | 2 | 4. Significant | 10156 | Predictive Maintenance | 91.25
1014391 | Service Drainage | B (Average): Asset is sound, operationally safe and exhibits only minor deterioration. | Category 3 (Recommended): Minor work required to prevent a deterioration of the service provided by the asset. | 25 | 2007-02-13 | 17.1964 | 70.2428 | x | 2 | 4. Significant | 10156 | Predictive Maintenance | 91.25
1014392 | Service Drainage | B (Average): Asset is sound, operationally safe and exhibits only minor deterioration. | Category 3 (Recommended): Minor work required to prevent a deterioration of the service provided by the asset. | 25 | 2009-12-27 | 14.3272 | 72.5383 | x | 2 | 4. Significant | 10156 | Predictive Maintenance | 91.25
1014393 | Service Drainage | B (Average): Asset is sound, operationally safe and exhibits only minor deterioration. | Category 3 (Recommended): Minor work required to prevent a deterioration of the service provided by the asset. | 25 | 2001-12-29 | 22.3217 | 66.1426 | x | 2 | 4. Significant | 10156 | Predictive Maintenance | 91.25
1014394 | Service Drainage | B (Average): Asset is sound, operationally safe and exhibits only minor deterioration. | Category 3 (Recommended): Minor work required to prevent a deterioration of the service provided by the asset. | 25 | 2019-05-17 | 4.9418 | 80.0465 | x | 2 | 4. Significant | 10156 | Predictive Maintenance | 91.25
1014395 | Service Drainage | B (Average): Asset is sound, operationally safe and exhibits only minor deterioration. | Category 3 (Recommended): Minor work required to prevent a deterioration of the service provided by the asset. | 25 | 2011-06-18 | 12.8542 | 73.7166 | x | 2 | 4. Significant | 10156 | Predictive Maintenance | 91.25
1014415 | Television and Signal Receiving Equipment | B (Average): Asset is sound, operationally safe and exhibits only minor deterioration. | Category 3 (Recommended): Minor work required to prevent a deterioration of the service provided by the asset. | 15 | 2010-12-11 | 13.3717 | 66.1711 | x | 2 | 3. Moderate | 10156 | Predictive Maintenance | 91.25
1014416 | Pipework, filters etc. | B (Average): Asset is sound, operationally safe and exhibits only minor deterioration. | Category 3 (Recommended): Minor work required to prevent a deterioration of the service provided by the asset. | 20 | 2015-08-25 | 8.668 | 75.332 | x | 2 | 3. Moderate | 10156 | Predictive Maintenance | 91.25